## 2022 Avoided Costs
2022 Avoided Costs
Relevant
Rule(s)
Avoided Energy Cost (All but Solar PV) |  |  |  |  | 64.9589 | /MWh | Puc 903.02 (o)(2) & (o)(6) a. | (See "AC calc" tab)
Avoided Energy Cost (Solar PV) |  |  |  |  | 52.1089 | /MWh | Puc 903.02 (o)(2) & (o)(7) a. | (See "AC calc" tab)
Avoided Capacity Costs |  |  |  |  | 4.9412 | /kW-month | Puc 903.02 (o)(3) | (See "Capacity" tab)
Portion of Surplus Generation During Peak Hour |  |  |  |  | 0.01142% |  | Puc 903.02 (o)(6) b. | (See "Capacity" tab)
(All but Solar PV)
Portion of Surplus Generation During Peak Hour |  |  |  |  | 0.03292% |  | Puc 903.02 (o)(7) c. | (See "Capacity" tab)
(Solar PV)
| Capacity (kW/kWh) | Energy Rate ($/kWh) | Capacity Rate ($/kW-yr) | Combined Energy & Capacity Rate ($/kWh)
PV | 0.00032917 | 0.052109 | 59.2942 | 0.07163
Non-PV | 0.00011416 | 0.064959 | 59.2942 | 0.07173

## AC calc
Calculation of Avoided Energy Costs for Surplus Net Metered Generation Pursuant to Puc 903.02 | [8 empty] | Data Sources:
Generation Other than Solar Average Costs for LMP & Regulation = H17 | [7 empty] | 60.868 |  | Houly RTLMP, Ancillary svcs cost data:
Average Distribution System Line Loss Multiplier = | [7 empty] | 1.0672 |  | https://www.iso-ne.com/isoexpress/web/reports/load-and-demand/-/tree/whlsecost-hourly-newhampshire
Avg. Hourly Avoided Costs Grossed up for Dist. Line Losses | [7 empty] | 64.9589
Solar Weighted Average Costs for LMP & Regulation = (I17) | [7 empty] | 48.8272
Average Distribution System Line Loss Multiplier = | [7 empty] | 1.0672
Solar Wtd. Avg. Cost Grossed up for Dist. Line Losses | [7 empty] | 52.1089
Average Distribution System Line Loss Multiplier = | [7 empty] | 1.0672 | See "Losses" tab
In $/MWH (megawatt hours)
[5 empty] | NH LZ | Gen. rel.** | G+H*** | Weighted Cost
Date | "Hour Ending" | "AC Power (W)" | Date | Hour Ending | RTLMP* | Anc. Svcs. | Total Cost | ($/MWH)
| SUM or Average: | 225551270 |  |  | 59.6482 | 1.2198 | 60.868 | 48.8272
2021-04-01 | 1 | 0 | 2021-04-01 | 1 | 18.3 | 0.17 | 18.47 | 0
2021-04-01 | 2 | 0 | 2021-04-01 | 2 | 17.29 | 0.16 | 17.45 | 0 | * NH LZ RTLMP = New Hampshire Load Zone Real Time Locational Marginal Price
2021-04-01 | 3 | 0 | 2021-04-01 | 3 | 16.7 | 0.15 | 16.85 | 0 | ** Generation Related Ancillary Services includes ancillary market charges - regulation market,
2021-04-01 | 4 | 0 | 2021-04-01 | 4 | 17.13 | 0.16 | 17.29 | 0 | forward reserve market, real-time reserve market, transitional demand response program and
2021-04-01 | 5 | 0 | 2021-04-01 | 5 | 17.21 | 0.14 | 17.35 | 0 | net commitment period compensation (NCPC) - first and second contigency
2021-04-01 | 6 | 0 | 2021-04-01 | 6 | 17.56 | 0.18 | 17.74 | 0 | ***Puc 903.02 (i)(6) b. uses 8760 hours
2021-04-01 | 7 | 0 | 2021-04-01 | 7 | 17.11 | 0.24 | 17.35 | 0
2021-04-01 | 8 | 2675 | 2021-04-01 | 8 | 19.24 | 0.56 | 19.8 | 0.00023482 | AC Power is actual average hourly generation data for NH systems with a total capacity noted on Actual Solar Data Tab
2021-04-01 | 9 | 6110 | 2021-04-01 | 9 | 19.06 | 0.48 | 19.54 | 0.00052932
2021-04-01 | 10 | 24105 | 2021-04-01 | 10 | 20.11 | 0.47 | 20.58 | 0.0021994
2021-04-01 | 11 | 36775 | 2021-04-01 | 11 | 26.84 | 0.52 | 27.36 | 0.0044609
2021-04-01 | 12 | 27480 | 2021-04-01 | 12 | 24.05 | 0.49 | 24.54 | 0.0029898
2021-04-01 | 13 | 48135 | 2021-04-01 | 13 | 21.16 | 0.47 | 21.63 | 0.0046161
2021-04-01 | 14 | 47720 | 2021-04-01 | 14 | 20.81 | 0.48 | 21.29 | 0.0045043
2021-04-01 | 15 | 47510 | 2021-04-01 | 15 | 20.11 | 0.5 | 20.61 | 0.0043413
2021-04-01 | 16 | 12405 | 2021-04-01 | 16 | 21.28 | 0.48 | 21.76 | 0.0011968
2021-04-01 | 17 | 8765 | 2021-04-01 | 17 | 22.53 | 0.48 | 23.01 | 0.00089418
2021-04-01 | 18 | 2140 | 2021-04-01 | 18 | 23.02 | 0.47 | 23.49 | 0.00022287
2021-04-01 | 19 | 525 | 2021-04-01 | 19 | 22.06 | 0.46 | 22.52 | 5.2418e-05
2021-04-01 | 20 | 0 | 2021-04-01 | 20 | 22.53 | 0.44 | 22.97 | 0
2021-04-01 | 21 | 0 | 2021-04-01 | 21 | 22.44 | 0.46 | 22.9 | 0
2021-04-01 | 22 | 0 | 2021-04-01 | 22 | 22.82 | 0.51 | 23.33 | 0
2021-04-01 | 23 | 0 | 2021-04-01 | 23 | 21.42 | 0.52 | 21.94 | 0
2021-04-01 | 24 | 0 | 2021-04-01 | 24 | 20.27 | 0.21 | 20.48 | 0
2021-04-02 | 1 | 0 | 2021-04-02 | 1 | 22.27 | 0.5 | 22.77 | 0
2021-04-02 | 2 | 0 | 2021-04-02 | 2 | 23 | 0.49 | 23.49 | 0
2021-04-02 | 3 | 0 | 2021-04-02 | 3 | 22.12 | 0.5 | 22.62 | 0
2021-04-02 | 4 | 0 | 2021-04-02 | 4 | 22.37 | 0.46 | 22.83 | 0
2021-04-02 | 5 | 0 | 2021-04-02 | 5 | 24.07 | 0.46 | 24.53 | 0
2021-04-02 | 6 | 5 | 2021-04-02 | 6 | 27.73 | 0.68 | 28.41 | 6.2979e-07
2021-04-02 | 7 | 1070 | 2021-04-02 | 7 | 29.99 | 0.61 | 30.6 | 0.00014516
2021-04-02 | 8 | 13235 | 2021-04-02 | 8 | 31.16 | 0.88 | 32.04 | 0.0018801
2021-04-02 | 9 | 49835 | 2021-04-02 | 9 | 30.59 | 0.87 | 31.46 | 0.006951
2021-04-02 | 10 | 110895 | 2021-04-02 | 10 | 28.57 | 0.87 | 29.44 | 0.014475
2021-04-02 | 11 | 137900 | 2021-04-02 | 11 | 31.3 | 0.94 | 32.24 | 0.019711
2021-04-02 | 12 | 107570 | 2021-04-02 | 12 | 38.84 | 1.05 | 39.89 | 0.019024
2021-04-02 | 13 | 115355 | 2021-04-02 | 13 | 34.67 | 1.15 | 35.82 | 0.01832
2021-04-02 | 14 | 122890 | 2021-04-02 | 14 | 35.65 | 1.31 | 36.96 | 0.020137
2021-04-02 | 15 | 131215 | 2021-04-02 | 15 | 26.06 | 0.85 | 26.91 | 0.015655
2021-04-02 | 16 | 70860 | 2021-04-02 | 16 | 42.87 | 1.51 | 44.38 | 0.013943
2021-04-02 | 17 | 32975 | 2021-04-02 | 17 | 52.21 | 1.63 | 53.84 | 0.0078713
2021-04-02 | 18 | 20790 | 2021-04-02 | 18 | 62.92 | 1.77 | 64.69 | 0.0059627
2021-04-02 | 19 | 6720 | 2021-04-02 | 19 | 60.57 | 1.19 | 61.76 | 0.0018401
2021-04-02 | 20 | 5 | 2021-04-02 | 20 | 62.25 | 1.56 | 63.81 | 1.4145e-06
2021-04-02 | 21 | 0 | 2021-04-02 | 21 | 52.47 | 1.11 | 53.58 | 0
2021-04-02 | 22 | 0 | 2021-04-02 | 22 | 46.94 | 1.55 | 48.49 | 0
2021-04-02 | 23 | 0 | 2021-04-02 | 23 | 52.82 | 2.16 | 54.98 | 0
2021-04-02 | 24 | 0 | 2021-04-02 | 24 | 47.8 | 1.32 | 49.12 | 0
2021-04-03 | 1 | 0 | 2021-04-03 | 1 | 39.53 | 2.2 | 41.73 | 0
2021-04-03 | 2 | 0 | 2021-04-03 | 2 | 58.41 | 3.08 | 61.49 | 0
2021-04-03 | 3 | 0 | 2021-04-03 | 3 | 47.24 | 2.86 | 50.1 | 0
2021-04-03 | 4 | 0 | 2021-04-03 | 4 | 40.01 | 1.91 | 41.92 | 0
2021-04-03 | 5 | 0 | 2021-04-03 | 5 | 42.99 | 2.14 | 45.13 | 0
2021-04-03 | 6 | 0 | 2021-04-03 | 6 | 57.91 | 3.08 | 60.99 | 0
2021-04-03 | 7 | 2095 | 2021-04-03 | 7 | 130.68 | 5.99 | 136.67 | 0.0012694
2021-04-03 | 8 | 25375 | 2021-04-03 | 8 | 131.56 | 5.86 | 137.42 | 0.01546
2021-04-03 | 9 | 66320 | 2021-04-03 | 9 | 58.92 | 3.47 | 62.39 | 0.018345
2021-04-03 | 10 | 106660 | 2021-04-03 | 10 | 63.69 | 3.82 | 67.51 | 0.031925
2021-04-03 | 11 | 138710 | 2021-04-03 | 11 | 23.17 | 1.88 | 25.05 | 0.015405
2021-04-03 | 12 | 149560 | 2021-04-03 | 12 | 20.53 | 1.8 | 22.33 | 0.014807
2021-04-03 | 13 | 150330 | 2021-04-03 | 13 | 18.21 | 1.81 | 20.02 | 0.013343
2021-04-03 | 14 | 149305 | 2021-04-03 | 14 | 17.88 | 1.79 | 19.67 | 0.013021
2021-04-03 | 15 | 146950 | 2021-04-03 | 15 | 17.32 | 1.79 | 19.11 | 0.01245
2021-04-03 | 16 | 127875 | 2021-04-03 | 16 | 17.09 | 1.8 | 18.89 | 0.01071
2021-04-03 | 17 | 91775 | 2021-04-03 | 17 | 18.11 | 1.79 | 19.9 | 0.0080972
2021-04-03 | 18 | 45185 | 2021-04-03 | 18 | 21.59 | 1.79 | 23.38 | 0.0046837
2021-04-03 | 19 | 8125 | 2021-04-03 | 19 | 44.75 | 2.44 | 47.19 | 0.0016999
2021-04-03 | 20 | 5 | 2021-04-03 | 20 | 49.77 | 2.1 | 51.87 | 1.1498e-06
2021-04-03 | 21 | 0 | 2021-04-03 | 21 | 48.63 | 2.11 | 50.74 | 0
2021-04-03 | 22 | 0 | 2021-04-03 | 22 | 49.29 | 2.48 | 51.77 | 0
2021-04-03 | 23 | 0 | 2021-04-03 | 23 | 39.09 | 2.42 | 41.51 | 0
2021-04-03 | 24 | 0 | 2021-04-03 | 24 | 35.79 | 2.54 | 38.33 | 0
2021-04-04 | 1 | 0 | 2021-04-04 | 1 | 25.22 | 0.24 | 25.46 | 0
2021-04-04 | 2 | 0 | 2021-04-04 | 2 | 25.03 | 0.21 | 25.24 | 0
2021-04-04 | 3 | 0 | 2021-04-04 | 3 | 25.08 | 0.24 | 25.32 | 0
2021-04-04 | 4 | 0 | 2021-04-04 | 4 | 24.4 | 0.25 | 24.65 | 0
2021-04-04 | 5 | 0 | 2021-04-04 | 5 | 25.04 | 0.24 | 25.28 | 0
2021-04-04 | 6 | 5 | 2021-04-04 | 6 | 25.91 | 0.22 | 26.13 | 5.7925e-07
2021-04-04 | 7 | 2110 | 2021-04-04 | 7 | 26.15 | 0.36 | 26.51 | 0.000248
2021-04-04 | 8 | 25460 | 2021-04-04 | 8 | 22.71 | 0.49 | 23.2 | 0.0026188
2021-04-04 | 9 | 65400 | 2021-04-04 | 9 | 22.95 | 0.45 | 23.4 | 0.006785
2021-04-04 | 10 | 104720 | 2021-04-04 | 10 | 20.14 | 0.27 | 20.41 | 0.0094761
2021-04-04 | 11 | 132535 | 2021-04-04 | 11 | 18.56 | 0.28 | 18.84 | 0.01107
2021-04-04 | 12 | 145415 | 2021-04-04 | 12 | 17.97 | 0.28 | 18.25 | 0.011766
2021-04-04 | 13 | 147350 | 2021-04-04 | 13 | 17.34 | 0.28 | 17.62 | 0.011511
2021-04-04 | 14 | 146720 | 2021-04-04 | 14 | -8.08 | 0.33 | -7.75 | -0.0050413
2021-04-04 | 15 | 140385 | 2021-04-04 | 15 | -16.83 | 0.57 | -16.26 | -0.01012
2021-04-04 | 16 | 119140 | 2021-04-04 | 16 | -11.83 | 0.26 | -11.57 | -0.0061115
2021-04-04 | 17 | 84680 | 2021-04-04 | 17 | 13.15 | 0.26 | 13.41 | 0.0050346
2021-04-04 | 18 | 41460 | 2021-04-04 | 18 | 17.32 | 0.25 | 17.57 | 0.0032297
2021-04-04 | 19 | 8095 | 2021-04-04 | 19 | 18.66 | 0.35 | 19.01 | 0.00068227
2021-04-04 | 20 | 5 | 2021-04-04 | 20 | 27.87 | 0.38 | 28.25 | 6.2624e-07
2021-04-04 | 21 | 0 | 2021-04-04 | 21 | 36.6 | 0.68 | 37.28 | 0
2021-04-04 | 22 | 0 | 2021-04-04 | 22 | 40.78 | 1.55 | 42.33 | 0
2021-04-04 | 23 | 0 | 2021-04-04 | 23 | 26.55 | 0.83 | 27.38 | 0
2021-04-04 | 24 | 0 | 2021-04-04 | 24 | 20.88 | 0.31 | 21.19 | 0
2021-04-05 | 1 | 0 | 2021-04-05 | 1 | 19.7 | 0.27 | 19.97 | 0
2021-04-05 | 2 | 0 | 2021-04-05 | 2 | 19.73 | 0.27 | 20 | 0
2021-04-05 | 3 | 0 | 2021-04-05 | 3 | 19.51 | 0.28 | 19.79 | 0
2021-04-05 | 4 | 0 | 2021-04-05 | 4 | 19.76 | 0.28 | 20.04 | 0
2021-04-05 | 5 | 0 | 2021-04-05 | 5 | 22.56 | 0.28 | 22.84 | 0
2021-04-05 | 6 | 5 | 2021-04-05 | 6 | 21.72 | 0.29 | 22.01 | 4.8792e-07
2021-04-05 | 7 | 510 | 2021-04-05 | 7 | 33.22 | 0.87 | 34.09 | 7.7082e-05
2021-04-05 | 8 | 7275 | 2021-04-05 | 8 | 42.41 | 1.24 | 43.65 | 0.0014079
2021-04-05 | 9 | 14735 | 2021-04-05 | 9 | 24.58 | 0.57 | 25.15 | 0.001643
2021-04-05 | 10 | 25130 | 2021-04-05 | 10 | 21.35 | 0.57 | 21.92 | 0.0024422
2021-04-05 | 11 | 48985 | 2021-04-05 | 11 | 19.63 | 0.54 | 20.17 | 0.0043805
2021-04-05 | 12 | 50310 | 2021-04-05 | 12 | 18.32 | 0.57 | 18.89 | 0.0042135
2021-04-05 | 13 | 41540 | 2021-04-05 | 13 | 18.17 | 0.54 | 18.71 | 0.0034458
2021-04-05 | 14 | 43415 | 2021-04-05 | 14 | 18.45 | 0.56 | 19.01 | 0.0036591
2021-04-05 | 15 | 49845 | 2021-04-05 | 15 | 17.62 | 0.57 | 18.19 | 0.0040198
2021-04-05 | 16 | 38330 | 2021-04-05 | 16 | 17.59 | 0.58 | 18.17 | 0.0030878
2021-04-05 | 17 | 39105 | 2021-04-05 | 17 | 18.09 | 0.57 | 18.66 | 0.0032352
2021-04-05 | 18 | 12610 | 2021-04-05 | 18 | 22.75 | 0.59 | 23.34 | 0.0013049
2021-04-05 | 19 | 3930 | 2021-04-05 | 19 | 24.8 | 0.56 | 25.36 | 0.00044187
2021-04-05 | 20 | 0 | 2021-04-05 | 20 | 24.81 | 0.55 | 25.36 | 0
2021-04-05 | 21 | 0 | 2021-04-05 | 21 | 23.46 | 0.6 | 24.06 | 0
2021-04-05 | 22 | 0 | 2021-04-05 | 22 | 26.93 | 0.75 | 27.68 | 0
2021-04-05 | 23 | 0 | 2021-04-05 | 23 | 19.87 | 0.64 | 20.51 | 0
2021-04-05 | 24 | 0 | 2021-04-05 | 24 | 17.93 | 0.34 | 18.27 | 0
2021-04-06 | 1 | 0 | 2021-04-06 | 1 | 20.32 | 0.4 | 20.72 | 0
2021-04-06 | 2 | 0 | 2021-04-06 | 2 | 16.99 | 0.41 | 17.4 | 0
2021-04-06 | 3 | 0 | 2021-04-06 | 3 | 17.72 | 0.43 | 18.15 | 0
2021-04-06 | 4 | 0 | 2021-04-06 | 4 | 19.33 | 0.4 | 19.73 | 0
2021-04-06 | 5 | 0 | 2021-04-06 | 5 | 21.56 | 0.45 | 22.01 | 0
2021-04-06 | 6 | 0 | 2021-04-06 | 6 | 24.28 | 0.71 | 24.99 | 0
2021-04-06 | 7 | 1080 | 2021-04-06 | 7 | 26.73 | 0.78 | 27.51 | 0.00013173
2021-04-06 | 8 | 10830 | 2021-04-06 | 8 | 33.72 | 1.05 | 34.77 | 0.0016695
2021-04-06 | 9 | 35115 | 2021-04-06 | 9 | 35.03 | 1.18 | 36.21 | 0.0056374
2021-04-06 | 10 | 49590 | 2021-04-06 | 10 | 21.22 | 0.95 | 22.17 | 0.0048743
2021-04-06 | 11 | 104310 | 2021-04-06 | 11 | 16.28 | 0.86 | 17.14 | 0.0079267
2021-04-06 | 12 | 124150 | 2021-04-06 | 12 | 15.3 | 0.81 | 16.11 | 0.0088674
2021-04-06 | 13 | 129095 | 2021-04-06 | 13 | 15.59 | 0.86 | 16.45 | 0.0094152
2021-04-06 | 14 | 131580 | 2021-04-06 | 14 | 15.43 | 0.85 | 16.28 | 0.0094973
2021-04-06 | 15 | 136690 | 2021-04-06 | 15 | 15.65 | 0.83 | 16.48 | 0.0099873
2021-04-06 | 16 | 89425 | 2021-04-06 | 16 | 15.49 | 0.84 | 16.33 | 0.0064744
2021-04-06 | 17 | 44200 | 2021-04-06 | 17 | 16.21 | 0.85 | 17.06 | 0.0033432
2021-04-06 | 18 | 22420 | 2021-04-06 | 18 | 18.12 | 0.82 | 18.94 | 0.0018827
2021-04-06 | 19 | 5000 | 2021-04-06 | 19 | 25.3 | 0.8 | 26.1 | 0.00057858
2021-04-06 | 20 | 5 | 2021-04-06 | 20 | 32.78 | 0.85 | 33.63 | 7.4551e-07
2021-04-06 | 21 | 0 | 2021-04-06 | 21 | 27.29 | 0.78 | 28.07 | 0
2021-04-06 | 22 | 0 | 2021-04-06 | 22 | 19.73 | 0.85 | 20.58 | 0
2021-04-06 | 23 | 0 | 2021-04-06 | 23 | 18.05 | 0.79 | 18.84 | 0
2021-04-06 | 24 | 0 | 2021-04-06 | 24 | 17 | 0.49 | 17.49 | 0
2021-04-07 | 1 | 0 | 2021-04-07 | 1 | 16 | 0.32 | 16.32 | 0
2021-04-07 | 2 | 0 | 2021-04-07 | 2 | 16.01 | 0.42 | 16.43 | 0
2021-04-07 | 3 | 0 | 2021-04-07 | 3 | 16.01 | 0.43 | 16.44 | 0
2021-04-07 | 4 | 0 | 2021-04-07 | 4 | 16.02 | 0.41 | 16.43 | 0
2021-04-07 | 5 | 0 | 2021-04-07 | 5 | 16.14 | 0.43 | 16.57 | 0
2021-04-07 | 6 | 0 | 2021-04-07 | 6 | 17.49 | 0.34 | 17.83 | 0
2021-04-07 | 7 | 2100 | 2021-04-07 | 7 | 32.65 | 1.23 | 33.88 | 0.00031544
2021-04-07 | 8 | 24225 | 2021-04-07 | 8 | 35.65 | 1.29 | 36.94 | 0.0039675
2021-04-07 | 9 | 49245 | 2021-04-07 | 9 | 24.03 | 0.88 | 24.91 | 0.0054386
2021-04-07 | 10 | 59320 | 2021-04-07 | 10 | 17.55 | 0.69 | 18.24 | 0.0047971
2021-04-07 | 11 | 61040 | 2021-04-07 | 11 | 16.88 | 0.73 | 17.61 | 0.0047657
2021-04-07 | 12 | 55540 | 2021-04-07 | 12 | 18.19 | 0.74 | 18.93 | 0.0046613
2021-04-07 | 13 | 58835 | 2021-04-07 | 13 | 18 | 0.75 | 18.75 | 0.0048909
2021-04-07 | 14 | 50965 | 2021-04-07 | 14 | 18.39 | 0.72 | 19.11 | 0.004318
2021-04-07 | 15 | 49805 | 2021-04-07 | 15 | 17.71 | 0.73 | 18.44 | 0.0040718
2021-04-07 | 16 | 75090 | 2021-04-07 | 16 | 17.5 | 0.73 | 18.23 | 0.0060691
2021-04-07 | 17 | 52275 | 2021-04-07 | 17 | 17.98 | 0.72 | 18.7 | 0.004334
2021-04-07 | 18 | 33705 | 2021-04-07 | 18 | 27.23 | 0.9 | 28.13 | 0.0042036
2021-04-07 | 19 | 7640 | 2021-04-07 | 19 | 30.91 | 0.72 | 31.63 | 0.0010714
2021-04-07 | 20 | 5 | 2021-04-07 | 20 | 42 | 1.01 | 43.01 | 9.5344e-07
2021-04-07 | 21 | 0 | 2021-04-07 | 21 | 40.19 | 1.05 | 41.24 | 0
2021-04-07 | 22 | 0 | 2021-04-07 | 22 | 31.59 | 0.94 | 32.53 | 0
2021-04-07 | 23 | 0 | 2021-04-07 | 23 | 20.42 | 0.79 | 21.21 | 0
2021-04-07 | 24 | 0 | 2021-04-07 | 24 | 17.53 | 0.36 | 17.89 | 0
2021-04-08 | 1 | 0 | 2021-04-08 | 1 | 17.33 | 0.42 | 17.75 | 0
2021-04-08 | 2 | 0 | 2021-04-08 | 2 | 17.68 | 0.43 | 18.11 | 0
2021-04-08 | 3 | 0 | 2021-04-08 | 3 | 16.31 | 0.32 | 16.63 | 0
2021-04-08 | 4 | 0 | 2021-04-08 | 4 | 16.68 | 0.28 | 16.96 | 0
2021-04-08 | 5 | 0 | 2021-04-08 | 5 | 18.01 | 0.4 | 18.41 | 0
2021-04-08 | 6 | 0 | 2021-04-08 | 6 | 19.2 | 0.35 | 19.55 | 0
2021-04-08 | 7 | 2110 | 2021-04-08 | 7 | 27.61 | 0.44 | 28.05 | 0.0002624
2021-04-08 | 8 | 21825 | 2021-04-08 | 8 | 35.23 | 1.17 | 36.4 | 0.0035222
2021-04-08 | 9 | 64615 | 2021-04-08 | 9 | 25.34 | 0.88 | 26.22 | 0.0075114
2021-04-08 | 10 | 100705 | 2021-04-08 | 10 | 17.39 | 0.66 | 18.05 | 0.008059
2021-04-08 | 11 | 96860 | 2021-04-08 | 11 | 16.35 | 0.64 | 16.99 | 0.0072961
2021-04-08 | 12 | 83325 | 2021-04-08 | 12 | 16.52 | 0.63 | 17.15 | 0.0063357
2021-04-08 | 13 | 118110 | 2021-04-08 | 13 | 17.44 | 0.66 | 18.1 | 0.0094781
2021-04-08 | 14 | 143785 | 2021-04-08 | 14 | 16.58 | 0.68 | 17.26 | 0.011003
2021-04-08 | 15 | 140200 | 2021-04-08 | 15 | 16.85 | 0.68 | 17.53 | 0.010896
2021-04-08 | 16 | 118040 | 2021-04-08 | 16 | 16.17 | 0.68 | 16.85 | 0.0088183
2021-04-08 | 17 | 85840 | 2021-04-08 | 17 | 17 | 0.66 | 17.66 | 0.006721
2021-04-08 | 18 | 43595 | 2021-04-08 | 18 | 18.17 | 0.65 | 18.82 | 0.0036376
2021-04-08 | 19 | 8815 | 2021-04-08 | 19 | 20.62 | 0.63 | 21.25 | 0.00083049
2021-04-08 | 20 | 520 | 2021-04-08 | 20 | 30.02 | 0.66 | 30.68 | 7.0732e-05
2021-04-08 | 21 | 0 | 2021-04-08 | 21 | 28.34 | 0.7 | 29.04 | 0
2021-04-08 | 22 | 0 | 2021-04-08 | 22 | 19.59 | 0.72 | 20.31 | 0
2021-04-08 | 23 | 0 | 2021-04-08 | 23 | 21.97 | 0.92 | 22.89 | 0
2021-04-08 | 24 | 0 | 2021-04-08 | 24 | 17.16 | 0.37 | 17.53 | 0
2021-04-09 | 1 | 0 | 2021-04-09 | 1 | 20.31 | 0.55 | 20.86 | 0
2021-04-09 | 2 | 0 | 2021-04-09 | 2 | 16.74 | 0.36 | 17.1 | 0
2021-04-09 | 3 | 0 | 2021-04-09 | 3 | 16.43 | 0.3 | 16.73 | 0
2021-04-09 | 4 | 0 | 2021-04-09 | 4 | 17.44 | 0.37 | 17.81 | 0
2021-04-09 | 5 | 0 | 2021-04-09 | 5 | 17.28 | 0.36 | 17.64 | 0
2021-04-09 | 6 | 5 | 2021-04-09 | 6 | 17.47 | 0.31 | 17.78 | 3.9415e-07
2021-04-09 | 7 | 3110 | 2021-04-09 | 7 | 21.3 | 0.36 | 21.66 | 0.00029866
2021-04-09 | 8 | 23300 | 2021-04-09 | 8 | 32.76 | 0.77 | 33.53 | 0.0034637
2021-04-09 | 9 | 65295 | 2021-04-09 | 9 | 28.97 | 0.86 | 29.83 | 0.0086355
2021-04-09 | 10 | 101635 | 2021-04-09 | 10 | 28.42 | 1.21 | 29.63 | 0.013351
2021-04-09 | 11 | 128235 | 2021-04-09 | 11 | 16.73 | 0.66 | 17.39 | 0.0098869
2021-04-09 | 12 | 142120 | 2021-04-09 | 12 | 15.64 | 0.62 | 16.26 | 0.010245
2021-04-09 | 13 | 144120 | 2021-04-09 | 13 | 16.05 | 0.65 | 16.7 | 0.010671
2021-04-09 | 14 | 144010 | 2021-04-09 | 14 | 15.89 | 0.64 | 16.53 | 0.010554
2021-04-09 | 15 | 137080 | 2021-04-09 | 15 | 16.61 | 0.65 | 17.26 | 0.01049
2021-04-09 | 16 | 115685 | 2021-04-09 | 16 | 16.86 | 0.73 | 17.59 | 0.0090219
2021-04-09 | 17 | 84200 | 2021-04-09 | 17 | 17.74 | 0.72 | 18.46 | 0.0068913
2021-04-09 | 18 | 43065 | 2021-04-09 | 18 | 22.61 | 0.64 | 23.25 | 0.0044392
2021-04-09 | 19 | 8270 | 2021-04-09 | 19 | 28.18 | 0.62 | 28.8 | 0.001056
2021-04-09 | 20 | 5 | 2021-04-09 | 20 | 33.52 | 0.7 | 34.22 | 7.5859e-07
2021-04-09 | 21 | 0 | 2021-04-09 | 21 | 24.86 | 0.59 | 25.45 | 0
2021-04-09 | 22 | 0 | 2021-04-09 | 22 | 22.5 | 0.94 | 23.44 | 0
2021-04-09 | 23 | 0 | 2021-04-09 | 23 | 23.13 | 1.04 | 24.17 | 0
2021-04-09 | 24 | 0 | 2021-04-09 | 24 | 17.69 | 0.42 | 18.11 | 0
2021-04-10 | 1 | 0 | 2021-04-10 | 1 | 21.92 | 0.52 | 22.44 | 0
2021-04-10 | 2 | 0 | 2021-04-10 | 2 | 19.62 | 0.42 | 20.04 | 0
2021-04-10 | 3 | 0 | 2021-04-10 | 3 | 18.62 | 0.39 | 19.01 | 0
2021-04-10 | 4 | 0 | 2021-04-10 | 4 | 18.13 | 0.41 | 18.54 | 0
2021-04-10 | 5 | 0 | 2021-04-10 | 5 | 17.24 | 0.43 | 17.67 | 0
2021-04-10 | 6 | 0 | 2021-04-10 | 6 | 16.57 | 0.34 | 16.91 | 0
2021-04-10 | 7 | 3155 | 2021-04-10 | 7 | 16.64 | 0.36 | 17 | 0.0002378
2021-04-10 | 8 | 25930 | 2021-04-10 | 8 | 17.99 | 0.37 | 18.36 | 0.0021107
2021-04-10 | 9 | 66535 | 2021-04-10 | 9 | 33.87 | 0.67 | 34.54 | 0.010189
2021-04-10 | 10 | 99410 | 2021-04-10 | 10 | 31.35 | 0.48 | 31.83 | 0.014029
2021-04-10 | 11 | 122915 | 2021-04-10 | 11 | 19.27 | 0.35 | 19.62 | 0.010692
2021-04-10 | 12 | 71790 | 2021-04-10 | 12 | 16.84 | 0.32 | 17.16 | 0.0054618
2021-04-10 | 13 | 74380 | 2021-04-10 | 13 | 12.41 | 0.34 | 12.75 | 0.0042046
2021-04-10 | 14 | 138845 | 2021-04-10 | 14 | 14.51 | 0.34 | 14.85 | 0.0091414
2021-04-10 | 15 | 125880 | 2021-04-10 | 15 | 15.1 | 0.35 | 15.45 | 0.0086226
2021-04-10 | 16 | 93310 | 2021-04-10 | 16 | 15.72 | 0.34 | 16.06 | 0.006644
2021-04-10 | 17 | 61840 | 2021-04-10 | 17 | 20.37 | 0.47 | 20.84 | 0.0057138
2021-04-10 | 18 | 39725 | 2021-04-10 | 18 | 30.9 | 0.61 | 31.51 | 0.0055497
2021-04-10 | 19 | 9150 | 2021-04-10 | 19 | 30.93 | 0.46 | 31.39 | 0.0012734
2021-04-10 | 20 | 5 | 2021-04-10 | 20 | 31.4 | 0.37 | 31.77 | 7.0427e-07
2021-04-10 | 21 | 0 | 2021-04-10 | 21 | 31.84 | 0.33 | 32.17 | 0
2021-04-10 | 22 | 0 | 2021-04-10 | 22 | 27.68 | 0.49 | 28.17 | 0
2021-04-10 | 23 | 0 | 2021-04-10 | 23 | 25.41 | 0.81 | 26.22 | 0
2021-04-10 | 24 | 0 | 2021-04-10 | 24 | 17.96 | 0.42 | 18.38 | 0
2021-04-11 | 1 | 0 | 2021-04-11 | 1 | 17.3 | 0.33 | 17.63 | 0
2021-04-11 | 2 | 0 | 2021-04-11 | 2 | 16.77 | 0.37 | 17.14 | 0
2021-04-11 | 3 | 0 | 2021-04-11 | 3 | 17.62 | 0.31 | 17.93 | 0
2021-04-11 | 4 | 0 | 2021-04-11 | 4 | 16.4 | 0.29 | 16.69 | 0
2021-04-11 | 5 | 0 | 2021-04-11 | 5 | 18.17 | 0.33 | 18.5 | 0
2021-04-11 | 6 | 0 | 2021-04-11 | 6 | 17.2 | 0.32 | 17.52 | 0
2021-04-11 | 7 | 3210 | 2021-04-11 | 7 | 17.02 | 0.31 | 17.33 | 0.00024664
2021-04-11 | 8 | 29080 | 2021-04-11 | 8 | 16.38 | 0.26 | 16.64 | 0.0021454
2021-04-11 | 9 | 68140 | 2021-04-11 | 9 | 16.73 | 0.22 | 16.95 | 0.0051207
2021-04-11 | 10 | 46095 | 2021-04-11 | 10 | 16.99 | 0.21 | 17.2 | 0.0035151
2021-04-11 | 11 | 33660 | 2021-04-11 | 11 | 17 | 0.21 | 17.21 | 0.0025683
2021-04-11 | 12 | 27210 | 2021-04-11 | 12 | 16.26 | 0.22 | 16.48 | 0.0019881
2021-04-11 | 13 | 50925 | 2021-04-11 | 13 | 18.05 | 0.2 | 18.25 | 0.0041205
2021-04-11 | 14 | 104635 | 2021-04-11 | 14 | 17.95 | 0.2 | 18.15 | 0.0084199
2021-04-11 | 15 | 126545 | 2021-04-11 | 15 | 24.16 | 0.3 | 24.46 | 0.013723
2021-04-11 | 16 | 108120 | 2021-04-11 | 16 | 22.25 | 0.27 | 22.52 | 0.010795
2021-04-11 | 17 | 70050 | 2021-04-11 | 17 | 22.23 | 0.28 | 22.51 | 0.006991
2021-04-11 | 18 | 24765 | 2021-04-11 | 18 | 25.3 | 0.47 | 25.77 | 0.0028295
2021-04-11 | 19 | 8715 | 2021-04-11 | 19 | 38.59 | 0.56 | 39.15 | 0.0015127
2021-04-11 | 20 | 5 | 2021-04-11 | 20 | 32.75 | 0.35 | 33.1 | 7.3376e-07
2021-04-11 | 21 | 0 | 2021-04-11 | 21 | 20.22 | 0.25 | 20.47 | 0
2021-04-11 | 22 | 0 | 2021-04-11 | 22 | 19.89 | 0.3 | 20.19 | 0
2021-04-11 | 23 | 0 | 2021-04-11 | 23 | 17.24 | 0.36 | 17.6 | 0
2021-04-11 | 24 | 0 | 2021-04-11 | 24 | 17.06 | 0.3 | 17.36 | 0
2021-04-12 | 1 | 0 | 2021-04-12 | 1 | 17.5 | 0.49 | 17.99 | 0
2021-04-12 | 2 | 0 | 2021-04-12 | 2 | 17.78 | 0.54 | 18.32 | 0
2021-04-12 | 3 | 0 | 2021-04-12 | 3 | 15.56 | 0.53 | 16.09 | 0
2021-04-12 | 4 | 0 | 2021-04-12 | 4 | 16.56 | 0.51 | 17.07 | 0
2021-04-12 | 5 | 0 | 2021-04-12 | 5 | 16.73 | 0.5 | 17.23 | 0
2021-04-12 | 6 | 0 | 2021-04-12 | 6 | 16.66 | 0.45 | 17.11 | 0
2021-04-12 | 7 | 2620 | 2021-04-12 | 7 | 17.82 | 0.57 | 18.39 | 0.00021362
2021-04-12 | 8 | 17065 | 2021-04-12 | 8 | 23.78 | 1.07 | 24.85 | 0.0018801
2021-04-12 | 9 | 18075 | 2021-04-12 | 9 | 19.66 | 0.81 | 20.47 | 0.0016404
2021-04-12 | 10 | 20640 | 2021-04-12 | 10 | 23.82 | 0.73 | 24.55 | 0.0022465
2021-04-12 | 11 | 40190 | 2021-04-12 | 11 | 30.04 | 0.77 | 30.81 | 0.0054899
2021-04-12 | 12 | 63380 | 2021-04-12 | 12 | 28.48 | 0.74 | 29.22 | 0.0082108
2021-04-12 | 13 | 85155 | 2021-04-12 | 13 | 29.57 | 0.78 | 30.35 | 0.011458
2021-04-12 | 14 | 58325 | 2021-04-12 | 14 | 27.77 | 0.83 | 28.6 | 0.0073956
2021-04-12 | 15 | 72415 | 2021-04-12 | 15 | 25.87 | 0.82 | 26.69 | 0.008569
2021-04-12 | 16 | 88965 | 2021-04-12 | 16 | 26.42 | 0.81 | 27.23 | 0.01074
2021-04-12 | 17 | 66830 | 2021-04-12 | 17 | 25.65 | 0.83 | 26.48 | 0.0078459
2021-04-12 | 18 | 33155 | 2021-04-12 | 18 | 24.52 | 0.72 | 25.24 | 0.0037102
2021-04-12 | 19 | 8615 | 2021-04-12 | 19 | 24.78 | 0.72 | 25.5 | 0.00097398
2021-04-12 | 20 | 530 | 2021-04-12 | 20 | 28.35 | 0.78 | 29.13 | 6.845e-05
2021-04-12 | 21 | 0 | 2021-04-12 | 21 | 28.85 | 0.77 | 29.62 | 0
2021-04-12 | 22 | 0 | 2021-04-12 | 22 | 25.42 | 0.87 | 26.29 | 0
2021-04-12 | 23 | 0 | 2021-04-12 | 23 | 21.69 | 0.84 | 22.53 | 0
2021-04-12 | 24 | 0 | 2021-04-12 | 24 | 19.83 | 0.54 | 20.37 | 0
2021-04-13 | 1 | 0 | 2021-04-13 | 1 | 22.12 | 1.32 | 23.44 | 0
2021-04-13 | 2 | 0 | 2021-04-13 | 2 | 20.41 | 1.29 | 21.7 | 0
2021-04-13 | 3 | 0 | 2021-04-13 | 3 | 19.46 | 1.28 | 20.74 | 0
2021-04-13 | 4 | 0 | 2021-04-13 | 4 | 17.88 | 1.29 | 19.17 | 0
2021-04-13 | 5 | 0 | 2021-04-13 | 5 | 20.02 | 1.32 | 21.34 | 0
2021-04-13 | 6 | 0 | 2021-04-13 | 6 | 25.71 | 1.37 | 27.08 | 0
2021-04-13 | 7 | 3160 | 2021-04-13 | 7 | 27.96 | 1.47 | 29.43 | 0.00041232
2021-04-13 | 8 | 26840 | 2021-04-13 | 8 | 26.78 | 1.73 | 28.51 | 0.0033926
2021-04-13 | 9 | 43220 | 2021-04-13 | 9 | 25.68 | 1.86 | 27.54 | 0.0052772
2021-04-13 | 10 | 40775 | 2021-04-13 | 10 | 30.92 | 1.97 | 32.89 | 0.0059458
2021-04-13 | 11 | 89005 | 2021-04-13 | 11 | 32.71 | 1.95 | 34.66 | 0.013677
2021-04-13 | 12 | 102190 | 2021-04-13 | 12 | 21.25 | 1.73 | 22.98 | 0.010411
2021-04-13 | 13 | 114575 | 2021-04-13 | 13 | 17.93 | 1.65 | 19.58 | 0.0099462
2021-04-13 | 14 | 133955 | 2021-04-13 | 14 | 18.24 | 1.63 | 19.87 | 0.011801
2021-04-13 | 15 | 114080 | 2021-04-13 | 15 | 18.43 | 1.63 | 20.06 | 0.010146
2021-04-13 | 16 | 89160 | 2021-04-13 | 16 | 18.15 | 1.64 | 19.79 | 0.007823
2021-04-13 | 17 | 77490 | 2021-04-13 | 17 | 19.65 | 1.64 | 21.29 | 0.0073144
2021-04-13 | 18 | 52605 | 2021-04-13 | 18 | 26.69 | 1.72 | 28.41 | 0.006626
2021-04-13 | 19 | 10450 | 2021-04-13 | 19 | 39.11 | 1.78 | 40.89 | 0.0018945
2021-04-13 | 20 | 10 | 2021-04-13 | 20 | 43.84 | 1.99 | 45.83 | 2.0319e-06
2021-04-13 | 21 | 0 | 2021-04-13 | 21 | 40.76 | 1.81 | 42.57 | 0
2021-04-13 | 22 | 0 | 2021-04-13 | 22 | 35.05 | 2.2 | 37.25 | 0
2021-04-13 | 23 | 0 | 2021-04-13 | 23 | 20.23 | 1.83 | 22.06 | 0
2021-04-13 | 24 | 0 | 2021-04-13 | 24 | 17.42 | 1.35 | 18.77 | 0
2021-04-14 | 1 | 0 | 2021-04-14 | 1 | 19.47 | 0.56 | 20.03 | 0
2021-04-14 | 2 | 0 | 2021-04-14 | 2 | 21.43 | 0.7 | 22.13 | 0
2021-04-14 | 3 | 0 | 2021-04-14 | 3 | 20.38 | 0.6 | 20.98 | 0
2021-04-14 | 4 | 0 | 2021-04-14 | 4 | 19.95 | 0.59 | 20.54 | 0
2021-04-14 | 5 | 0 | 2021-04-14 | 5 | 21.05 | 0.59 | 21.64 | 0
2021-04-14 | 6 | 0 | 2021-04-14 | 6 | 29.95 | 0.76 | 30.71 | 0
2021-04-14 | 7 | 3710 | 2021-04-14 | 7 | 40.73 | 1.27 | 42 | 0.00069084
2021-04-14 | 8 | 10865 | 2021-04-14 | 8 | 38.95 | 1.4 | 40.35 | 0.0019437
2021-04-14 | 9 | 34900 | 2021-04-14 | 9 | 30.18 | 1.17 | 31.35 | 0.0048508
2021-04-14 | 10 | 61630 | 2021-04-14 | 10 | 23.72 | 0.99 | 24.71 | 0.0067518
2021-04-14 | 11 | 129090 | 2021-04-14 | 11 | 18.77 | 0.93 | 19.7 | 0.011275
2021-04-14 | 12 | 122300 | 2021-04-14 | 12 | 17.09 | 0.94 | 18.03 | 0.0097764
2021-04-14 | 13 | 96720 | 2021-04-14 | 13 | 18.04 | 0.94 | 18.98 | 0.0081389
2021-04-14 | 14 | 129185 | 2021-04-14 | 14 | 18.1 | 0.95 | 19.05 | 0.010911
2021-04-14 | 15 | 140525 | 2021-04-14 | 15 | 19.03 | 0.94 | 19.97 | 0.012442
2021-04-14 | 16 | 119305 | 2021-04-14 | 16 | 19.55 | 0.92 | 20.47 | 0.010828
2021-04-14 | 17 | 86700 | 2021-04-14 | 17 | 22.45 | 0.94 | 23.39 | 0.0089909
2021-04-14 | 18 | 44705 | 2021-04-14 | 18 | 33.98 | 1.29 | 35.27 | 0.0069906
2021-04-14 | 19 | 10270 | 2021-04-14 | 19 | 35.86 | 0.96 | 36.82 | 0.0016765
2021-04-14 | 20 | 525 | 2021-04-14 | 20 | 40.94 | 1 | 41.94 | 9.7621e-05
2021-04-14 | 21 | 0 | 2021-04-14 | 21 | 35.83 | 0.96 | 36.79 | 0
2021-04-14 | 22 | 0 | 2021-04-14 | 22 | 29.44 | 1.19 | 30.63 | 0
2021-04-14 | 23 | 0 | 2021-04-14 | 23 | 22.75 | 1.05 | 23.8 | 0
2021-04-14 | 24 | 0 | 2021-04-14 | 24 | 20.97 | 0.63 | 21.6 | 0
2021-04-15 | 1 | 0 | 2021-04-15 | 1 | 20.76 | 0.4 | 21.16 | 0
2021-04-15 | 2 | 0 | 2021-04-15 | 2 | 20.3 | 0.4 | 20.7 | 0
2021-04-15 | 3 | 0 | 2021-04-15 | 3 | 20.15 | 0.36 | 20.51 | 0
2021-04-15 | 4 | 0 | 2021-04-15 | 4 | 20.13 | 0.38 | 20.51 | 0
2021-04-15 | 5 | 0 | 2021-04-15 | 5 | 19.56 | 0.39 | 19.95 | 0
2021-04-15 | 6 | 0 | 2021-04-15 | 6 | 18.94 | 0.29 | 19.23 | 0
2021-04-15 | 7 | 5500 | 2021-04-15 | 7 | 20.13 | 0.32 | 20.45 | 0.00049867
2021-04-15 | 8 | 34340 | 2021-04-15 | 8 | 19.12 | 0.64 | 19.76 | 0.0030084
2021-04-15 | 9 | 62705 | 2021-04-15 | 9 | 20.24 | 0.6 | 20.84 | 0.0057937
2021-04-15 | 10 | 93255 | 2021-04-15 | 10 | 32.31 | 0.91 | 33.22 | 0.013735
2021-04-15 | 11 | 79115 | 2021-04-15 | 11 | 41.18 | 1.3 | 42.48 | 0.0149
2021-04-15 | 12 | 67710 | 2021-04-15 | 12 | 23.89 | 0.67 | 24.56 | 0.0073729
2021-04-15 | 13 | 71980 | 2021-04-15 | 13 | 28.91 | 0.87 | 29.78 | 0.0095037
2021-04-15 | 14 | 85955 | 2021-04-15 | 14 | 27.51 | 0.95 | 28.46 | 0.010846
2021-04-15 | 15 | 54275 | 2021-04-15 | 15 | 21.57 | 0.58 | 22.15 | 0.00533
2021-04-15 | 16 | 30870 | 2021-04-15 | 16 | 22.57 | 0.58 | 23.15 | 0.0031684
2021-04-15 | 17 | 20130 | 2021-04-15 | 17 | 22.64 | 0.56 | 23.2 | 0.0020706
2021-04-15 | 18 | 9100 | 2021-04-15 | 18 | 23.57 | 0.55 | 24.12 | 0.00097314
2021-04-15 | 19 | 2640 | 2021-04-15 | 19 | 25.09 | 0.6 | 25.69 | 0.00030069
2021-04-15 | 20 | 0 | 2021-04-15 | 20 | 27.51 | 0.56 | 28.07 | 0
2021-04-15 | 21 | 0 | 2021-04-15 | 21 | 35.52 | 1.14 | 36.66 | 0
2021-04-15 | 22 | 0 | 2021-04-15 | 22 | 21.5 | 0.65 | 22.15 | 0
2021-04-15 | 23 | 0 | 2021-04-15 | 23 | 21.03 | 0.64 | 21.67 | 0
2021-04-15 | 24 | 0 | 2021-04-15 | 24 | 19.69 | 0.31 | 20 | 0
2021-04-16 | 1 | 0 | 2021-04-16 | 1 | 19.78 | 0.27 | 20.05 | 0
2021-04-16 | 2 | 0 | 2021-04-16 | 2 | 21.12 | 0.23 | 21.35 | 0
2021-04-16 | 3 | 0 | 2021-04-16 | 3 | 19.45 | 0.25 | 19.7 | 0
2021-04-16 | 4 | 0 | 2021-04-16 | 4 | 18.61 | 0.21 | 18.82 | 0
2021-04-16 | 5 | 0 | 2021-04-16 | 5 | 19.22 | 0.28 | 19.5 | 0
2021-04-16 | 6 | 0 | 2021-04-16 | 6 | 19.9 | 0.22 | 20.12 | 0
2021-04-16 | 7 | 505 | 2021-04-16 | 7 | 20.8 | 0.27 | 21.07 | 4.7175e-05
2021-04-16 | 8 | 3170 | 2021-04-16 | 8 | 23.02 | 0.56 | 23.58 | 0.0003314
2021-04-16 | 9 | 5765 | 2021-04-16 | 9 | 23.77 | 0.6 | 24.37 | 0.00062289
2021-04-16 | 10 | 6805 | 2021-04-16 | 10 | 26.74 | 0.5 | 27.24 | 0.00082185
2021-04-16 | 11 | 3375 | 2021-04-16 | 11 | 35.21 | 0.48 | 35.69 | 0.00053404
2021-04-16 | 12 | 6340 | 2021-04-16 | 12 | 42.02 | 0.57 | 42.59 | 0.0011972
2021-04-16 | 13 | 16240 | 2021-04-16 | 13 | 41.56 | 0.59 | 42.15 | 0.0030349
2021-04-16 | 14 | 24820 | 2021-04-16 | 14 | 34.18 | 0.59 | 34.77 | 0.0038261
2021-04-16 | 15 | 28040 | 2021-04-16 | 15 | 30.72 | 0.47 | 31.19 | 0.0038775
2021-04-16 | 16 | 22795 | 2021-04-16 | 16 | 34.29 | 0.51 | 34.8 | 0.003517
2021-04-16 | 17 | 16695 | 2021-04-16 | 17 | 34.68 | 0.5 | 35.18 | 0.002604
2021-04-16 | 18 | 14075 | 2021-04-16 | 18 | 35.19 | 0.49 | 35.68 | 0.0022265
2021-04-16 | 19 | 3805 | 2021-04-16 | 19 | 36.64 | 0.48 | 37.12 | 0.00062621
2021-04-16 | 20 | 5 | 2021-04-16 | 20 | 47.62 | 0.51 | 48.13 | 1.0669e-06
2021-04-16 | 21 | 0 | 2021-04-16 | 21 | 42.4 | 0.59 | 42.99 | 0
2021-04-16 | 22 | 0 | 2021-04-16 | 22 | 38.1 | 0.8 | 38.9 | 0
2021-04-16 | 23 | 0 | 2021-04-16 | 23 | 31.38 | 0.62 | 32 | 0
2021-04-16 | 24 | 0 | 2021-04-16 | 24 | 30.3 | 0.4 | 30.7 | 0
2021-04-17 | 1 | 0 | 2021-04-17 | 1 | 37.14 | 2.29 | 39.43 | 0
2021-04-17 | 2 | 0 | 2021-04-17 | 2 | 54.06 | 3.22 | 57.28 | 0
2021-04-17 | 3 | 0 | 2021-04-17 | 3 | 34.23 | 1.96 | 36.19 | 0
2021-04-17 | 4 | 0 | 2021-04-17 | 4 | 40.85 | 1.95 | 42.8 | 0
2021-04-17 | 5 | 0 | 2021-04-17 | 5 | 40.77 | 2.06 | 42.83 | 0
2021-04-17 | 6 | 0 | 2021-04-17 | 6 | 59.58 | 2.44 | 62.02 | 0
2021-04-17 | 7 | 2160 | 2021-04-17 | 7 | 64.38 | 2.71 | 67.09 | 0.00064249
2021-04-17 | 8 | 5215 | 2021-04-17 | 8 | 70.42 | 2.58 | 73 | 0.0016878
2021-04-17 | 9 | 16085 | 2021-04-17 | 9 | 64.63 | 2.59 | 67.22 | 0.0047937
2021-04-17 | 10 | 31075 | 2021-04-17 | 10 | 75.81 | 2.7 | 78.51 | 0.010817
2021-04-17 | 11 | 60715 | 2021-04-17 | 11 | 63.76 | 2.52 | 66.28 | 0.017842
2021-04-17 | 12 | 68200 | 2021-04-17 | 12 | 64.65 | 3.59 | 68.24 | 0.020634
2021-04-17 | 13 | 73605 | 2021-04-17 | 13 | 38.54 | 2.27 | 40.81 | 0.013318
2021-04-17 | 14 | 95105 | 2021-04-17 | 14 | 30.42 | 1.88 | 32.3 | 0.013619
2021-04-17 | 15 | 54800 | 2021-04-17 | 15 | 31.19 | 1.99 | 33.18 | 0.0080614
2021-04-17 | 16 | 32545 | 2021-04-17 | 16 | 35.7 | 2.19 | 37.89 | 0.0054672
2021-04-17 | 17 | 26655 | 2021-04-17 | 17 | 51.26 | 2.95 | 54.21 | 0.0064064
2021-04-17 | 18 | 18165 | 2021-04-17 | 18 | 52.3 | 2.89 | 55.19 | 0.0044448
2021-04-17 | 19 | 8215 | 2021-04-17 | 19 | 51.68 | 2.29 | 53.97 | 0.0019657
2021-04-17 | 20 | 540 | 2021-04-17 | 20 | 59.57 | 2.15 | 61.72 | 0.00014777
2021-04-17 | 21 | 0 | 2021-04-17 | 21 | 124.58 | 4.53 | 129.11 | 0
2021-04-17 | 22 | 0 | 2021-04-17 | 22 | 64.16 | 4.44 | 68.6 | 0
2021-04-17 | 23 | 0 | 2021-04-17 | 23 | 47.57 | 3.07 | 50.64 | 0
2021-04-17 | 24 | 0 | 2021-04-17 | 24 | 28.21 | 1.98 | 30.19 | 0
2021-04-18 | 1 | 0 | 2021-04-18 | 1 | 25.64 | 0.23 | 25.87 | 0
2021-04-18 | 2 | 0 | 2021-04-18 | 2 | 25.05 | 0.21 | 25.26 | 0
2021-04-18 | 3 | 0 | 2021-04-18 | 3 | 28.05 | 0.2 | 28.25 | 0
2021-04-18 | 4 | 0 | 2021-04-18 | 4 | 27.39 | 0.21 | 27.6 | 0
2021-04-18 | 5 | 0 | 2021-04-18 | 5 | 26.49 | 0.2 | 26.69 | 0
2021-04-18 | 6 | 5 | 2021-04-18 | 6 | 25.07 | 0.21 | 25.28 | 5.604e-07
2021-04-18 | 7 | 4695 | 2021-04-18 | 7 | 24.36 | 0.29 | 24.65 | 0.00051311
2021-04-18 | 8 | 19485 | 2021-04-18 | 8 | 24.26 | 0.29 | 24.55 | 0.0021208
2021-04-18 | 9 | 60625 | 2021-04-18 | 9 | 23.74 | 0.27 | 24.01 | 0.0064535
2021-04-18 | 10 | 112210 | 2021-04-18 | 10 | 21.64 | 0.2 | 21.84 | 0.010865
2021-04-18 | 11 | 112940 | 2021-04-18 | 11 | 15.76 | 0.59 | 16.35 | 0.0081869
2021-04-18 | 12 | 87200 | 2021-04-18 | 12 | 21.58 | 0.23 | 21.81 | 0.0084319
2021-04-18 | 13 | 107875 | 2021-04-18 | 13 | 22.23 | 0.2 | 22.43 | 0.010728
2021-04-18 | 14 | 90540 | 2021-04-18 | 14 | 22.06 | 0.2 | 22.26 | 0.0089355
2021-04-18 | 15 | 67250 | 2021-04-18 | 15 | 22.02 | 0.19 | 22.21 | 0.0066221
2021-04-18 | 16 | 45770 | 2021-04-18 | 16 | 22.22 | 0.19 | 22.41 | 0.0045476
2021-04-18 | 17 | 48725 | 2021-04-18 | 17 | 23.49 | 0.21 | 23.7 | 0.0051198
2021-04-18 | 18 | 53990 | 2021-04-18 | 18 | 25.67 | 0.23 | 25.9 | 0.0061997
2021-04-18 | 19 | 10715 | 2021-04-18 | 19 | 28.47 | 0.23 | 28.7 | 0.0013634
2021-04-18 | 20 | 520 | 2021-04-18 | 20 | 40.75 | 0.31 | 41.06 | 9.4662e-05
2021-04-18 | 21 | 0 | 2021-04-18 | 21 | 40.14 | 0.35 | 40.49 | 0
2021-04-18 | 22 | 0 | 2021-04-18 | 22 | 37.43 | 0.41 | 37.84 | 0
2021-04-18 | 23 | 0 | 2021-04-18 | 23 | 25.79 | 0.3 | 26.09 | 0
2021-04-18 | 24 | 0 | 2021-04-18 | 24 | 14.78 | 0.31 | 15.09 | 0
2021-04-19 | 1 | 0 | 2021-04-19 | 1 | 10.94 | 0.31 | 11.25 | 0
2021-04-19 | 2 | 0 | 2021-04-19 | 2 | 18.93 | 0.38 | 19.31 | 0
2021-04-19 | 3 | 0 | 2021-04-19 | 3 | 18.42 | 0.39 | 18.81 | 0
2021-04-19 | 4 | 0 | 2021-04-19 | 4 | 18.99 | 0.39 | 19.38 | 0
2021-04-19 | 5 | 0 | 2021-04-19 | 5 | 19 | 0.41 | 19.41 | 0
2021-04-19 | 6 | 0 | 2021-04-19 | 6 | 20.23 | 0.42 | 20.65 | 0
2021-04-19 | 7 | 6340 | 2021-04-19 | 7 | 24.58 | 0.46 | 25.04 | 0.00070385
2021-04-19 | 8 | 31065 | 2021-04-19 | 8 | 25.12 | 0.76 | 25.88 | 0.0035644
2021-04-19 | 9 | 71815 | 2021-04-19 | 9 | 21.93 | 0.73 | 22.66 | 0.0072149
2021-04-19 | 10 | 100015 | 2021-04-19 | 10 | 19.26 | 0.71 | 19.97 | 0.0088552
2021-04-19 | 11 | 132355 | 2021-04-19 | 11 | 12.46 | 0.77 | 13.23 | 0.0077635
2021-04-19 | 12 | 140055 | 2021-04-19 | 12 | 22.33 | 0.7 | 23.03 | 0.0143
2021-04-19 | 13 | 87420 | 2021-04-19 | 13 | 23.26 | 0.68 | 23.94 | 0.0092788
2021-04-19 | 14 | 77490 | 2021-04-19 | 14 | 23.34 | 0.69 | 24.03 | 0.0082557
2021-04-19 | 15 | 46505 | 2021-04-19 | 15 | 22.91 | 0.71 | 23.62 | 0.0048701
2021-04-19 | 16 | 50260 | 2021-04-19 | 16 | 22.13 | 0.7 | 22.83 | 0.0050873
2021-04-19 | 17 | 53475 | 2021-04-19 | 17 | 23.12 | 0.69 | 23.81 | 0.005645
2021-04-19 | 18 | 28955 | 2021-04-19 | 18 | 24.12 | 0.67 | 24.79 | 0.0031824
2021-04-19 | 19 | 10085 | 2021-04-19 | 19 | 26.99 | 0.68 | 27.67 | 0.0012372
2021-04-19 | 20 | 525 | 2021-04-19 | 20 | 24.76 | 0.67 | 25.43 | 5.9192e-05
2021-04-19 | 21 | 0 | 2021-04-19 | 21 | 25.57 | 0.66 | 26.23 | 0
2021-04-19 | 22 | 0 | 2021-04-19 | 22 | 26.02 | 0.76 | 26.78 | 0
2021-04-19 | 23 | 0 | 2021-04-19 | 23 | 22.56 | 0.83 | 23.39 | 0
2021-04-19 | 24 | 0 | 2021-04-19 | 24 | 18.39 | 0.46 | 18.85 | 0
2021-04-20 | 1 | 0 | 2021-04-20 | 1 | 19.64 | 0.34 | 19.98 | 0
2021-04-20 | 2 | 0 | 2021-04-20 | 2 | 22.59 | 0.31 | 22.9 | 0
2021-04-20 | 3 | 0 | 2021-04-20 | 3 | 21.98 | 0.35 | 22.33 | 0
2021-04-20 | 4 | 0 | 2021-04-20 | 4 | 22.26 | 0.33 | 22.59 | 0
2021-04-20 | 5 | 0 | 2021-04-20 | 5 | 23.14 | 0.33 | 23.47 | 0
2021-04-20 | 6 | 0 | 2021-04-20 | 6 | 23.35 | 0.35 | 23.7 | 0
2021-04-20 | 7 | 6800 | 2021-04-20 | 7 | 31.84 | 0.47 | 32.31 | 0.00097409
2021-04-20 | 8 | 32155 | 2021-04-20 | 8 | 36.06 | 0.97 | 37.03 | 0.0052791
2021-04-20 | 9 | 71990 | 2021-04-20 | 9 | 28.15 | 0.86 | 29.01 | 0.0092592
2021-04-20 | 10 | 108125 | 2021-04-20 | 10 | 21.45 | 0.67 | 22.12 | 0.010604
2021-04-20 | 11 | 129445 | 2021-04-20 | 11 | 20.5 | 0.68 | 21.18 | 0.012155
2021-04-20 | 12 | 102995 | 2021-04-20 | 12 | 18.25 | 0.69 | 18.94 | 0.0086487
2021-04-20 | 13 | 78945 | 2021-04-20 | 13 | 18.21 | 0.69 | 18.9 | 0.0066152
2021-04-20 | 14 | 94960 | 2021-04-20 | 14 | 21 | 0.67 | 21.67 | 0.0091234
2021-04-20 | 15 | 64550 | 2021-04-20 | 15 | 22.24 | 0.7 | 22.94 | 0.0065651
2021-04-20 | 16 | 71945 | 2021-04-20 | 16 | 23.71 | 0.71 | 24.42 | 0.0077893
2021-04-20 | 17 | 55800 | 2021-04-20 | 17 | 28.61 | 0.75 | 29.36 | 0.0072635
2021-04-20 | 18 | 40960 | 2021-04-20 | 18 | 32.45 | 0.98 | 33.43 | 0.0060709
2021-04-20 | 19 | 11070 | 2021-04-20 | 19 | 24.72 | 0.61 | 25.33 | 0.0012432
2021-04-20 | 20 | 535 | 2021-04-20 | 20 | 38.91 | 0.7 | 39.61 | 9.3954e-05
2021-04-20 | 21 | 0 | 2021-04-20 | 21 | 41.85 | 0.8 | 42.65 | 0
2021-04-20 | 22 | 0 | 2021-04-20 | 22 | 29.24 | 0.9 | 30.14 | 0
2021-04-20 | 23 | 0 | 2021-04-20 | 23 | 21.92 | 0.81 | 22.73 | 0
2021-04-20 | 24 | 0 | 2021-04-20 | 24 | 19.78 | 0.37 | 20.15 | 0
2021-04-21 | 1 | 0 | 2021-04-21 | 1 | 21.33 | 0.65 | 21.98 | 0
2021-04-21 | 2 | 0 | 2021-04-21 | 2 | 20.98 | 0.65 | 21.63 | 0
2021-04-21 | 3 | 0 | 2021-04-21 | 3 | 20.69 | 0.64 | 21.33 | 0
2021-04-21 | 4 | 0 | 2021-04-21 | 4 | 20.67 | 0.65 | 21.32 | 0
2021-04-21 | 5 | 0 | 2021-04-21 | 5 | 18.37 | 0.72 | 19.09 | 0
2021-04-21 | 6 | 5 | 2021-04-21 | 6 | 15.77 | 0.72 | 16.49 | 3.6555e-07
2021-04-21 | 7 | 6970 | 2021-04-21 | 7 | 20.61 | 0.71 | 21.32 | 0.00065883
2021-04-21 | 8 | 27335 | 2021-04-21 | 8 | 20.44 | 1.01 | 21.45 | 0.0025996
2021-04-21 | 9 | 68300 | 2021-04-21 | 9 | 15.7 | 1.11 | 16.81 | 0.0050903
2021-04-21 | 10 | 103840 | 2021-04-21 | 10 | 20.13 | 1.03 | 21.16 | 0.0097417
2021-04-21 | 11 | 128955 | 2021-04-21 | 11 | 19.89 | 0.99 | 20.88 | 0.011938
2021-04-21 | 12 | 118675 | 2021-04-21 | 12 | 21.93 | 0.98 | 22.91 | 0.012054
2021-04-21 | 13 | 30665 | 2021-04-21 | 13 | 29.08 | 1.19 | 30.27 | 0.0041154
2021-04-21 | 14 | 40275 | 2021-04-21 | 14 | 23.95 | 0.97 | 24.92 | 0.0044498
2021-04-21 | 15 | 14950 | 2021-04-21 | 15 | 24 | 0.97 | 24.97 | 0.0016551
2021-04-21 | 16 | 49560 | 2021-04-21 | 16 | 24.18 | 0.97 | 25.15 | 0.0055262
2021-04-21 | 17 | 37420 | 2021-04-21 | 17 | 46.54 | 1.46 | 48 | 0.0079634
2021-04-21 | 18 | 6635 | 2021-04-21 | 18 | 38.75 | 0.99 | 39.74 | 0.001169
2021-04-21 | 19 | 1975 | 2021-04-21 | 19 | 34.81 | 1.05 | 35.86 | 0.000314
2021-04-21 | 20 | 530 | 2021-04-21 | 20 | 25.26 | 0.96 | 26.22 | 6.1612e-05
2021-04-21 | 21 | 0 | 2021-04-21 | 21 | 27.02 | 1.05 | 28.07 | 0
2021-04-21 | 22 | 0 | 2021-04-21 | 22 | 28.26 | 1.29 | 29.55 | 0
2021-04-21 | 23 | 0 | 2021-04-21 | 23 | 21.82 | 1.18 | 23 | 0
2021-04-21 | 24 | 0 | 2021-04-21 | 24 | 18.62 | 0.75 | 19.37 | 0
2021-04-22 | 1 | 0 | 2021-04-22 | 1 | 19 | 0.42 | 19.42 | 0
2021-04-22 | 2 | 0 | 2021-04-22 | 2 | 20.03 | 0.36 | 20.39 | 0
2021-04-22 | 3 | 0 | 2021-04-22 | 3 | 19.47 | 0.36 | 19.83 | 0
2021-04-22 | 4 | 0 | 2021-04-22 | 4 | 19.28 | 0.36 | 19.64 | 0
2021-04-22 | 5 | 0 | 2021-04-22 | 5 | 19.56 | 0.37 | 19.93 | 0
2021-04-22 | 6 | 5 | 2021-04-22 | 6 | 20.44 | 0.38 | 20.82 | 4.6154e-07
2021-04-22 | 7 | 6405 | 2021-04-22 | 7 | 22.75 | 0.42 | 23.17 | 0.00065796
2021-04-22 | 8 | 29100 | 2021-04-22 | 8 | 23.66 | 0.73 | 24.39 | 0.0031467
2021-04-22 | 9 | 53605 | 2021-04-22 | 9 | 24.07 | 0.68 | 24.75 | 0.0058821
2021-04-22 | 10 | 100925 | 2021-04-22 | 10 | 32.03 | 0.87 | 32.9 | 0.014721
2021-04-22 | 11 | 118245 | 2021-04-22 | 11 | 32.56 | 0.78 | 33.34 | 0.017478
2021-04-22 | 12 | 113370 | 2021-04-22 | 12 | 32.8 | 0.75 | 33.55 | 0.016863
2021-04-22 | 13 | 113435 | 2021-04-22 | 13 | 31.29 | 0.68 | 31.97 | 0.016078
2021-04-22 | 14 | 117240 | 2021-04-22 | 14 | 31.04 | 0.67 | 31.71 | 0.016483
2021-04-22 | 15 | 83200 | 2021-04-22 | 15 | 29.27 | 0.72 | 29.99 | 0.011063
2021-04-22 | 16 | 84830 | 2021-04-22 | 16 | 30.31 | 0.75 | 31.06 | 0.011682
2021-04-22 | 17 | 67420 | 2021-04-22 | 17 | 27.14 | 0.73 | 27.87 | 0.0083307
2021-04-22 | 18 | 54215 | 2021-04-22 | 18 | 30.89 | 0.72 | 31.61 | 0.007598
2021-04-22 | 19 | 16400 | 2021-04-22 | 19 | 39.07 | 0.9 | 39.97 | 0.0029062
2021-04-22 | 20 | 1110 | 2021-04-22 | 20 | 40.79 | 0.79 | 41.58 | 0.00020463
2021-04-22 | 21 | 0 | 2021-04-22 | 21 | 50.39 | 1.26 | 51.65 | 0
2021-04-22 | 22 | 0 | 2021-04-22 | 22 | 39.28 | 1.13 | 40.41 | 0
2021-04-22 | 23 | 0 | 2021-04-22 | 23 | 27.26 | 0.79 | 28.05 | 0
2021-04-22 | 24 | 0 | 2021-04-22 | 24 | 25.15 | 0.44 | 25.59 | 0
2021-04-23 | 1 | 0 | 2021-04-23 | 1 | 25.87 | 0.39 | 26.26 | 0
2021-04-23 | 2 | 0 | 2021-04-23 | 2 | 25.35 | 0.32 | 25.67 | 0
2021-04-23 | 3 | 0 | 2021-04-23 | 3 | 25.42 | 0.34 | 25.76 | 0
2021-04-23 | 4 | 0 | 2021-04-23 | 4 | 25.35 | 0.4 | 25.75 | 0
2021-04-23 | 5 | 0 | 2021-04-23 | 5 | 23.99 | 0.39 | 24.38 | 0
2021-04-23 | 6 | 0 | 2021-04-23 | 6 | 33.84 | 0.74 | 34.58 | 0
2021-04-23 | 7 | 5170 | 2021-04-23 | 7 | 37.44 | 0.66 | 38.1 | 0.00087331
2021-04-23 | 8 | 27440 | 2021-04-23 | 8 | 32.8 | 0.99 | 33.79 | 0.0041108
2021-04-23 | 9 | 77040 | 2021-04-23 | 9 | 26.75 | 0.81 | 27.56 | 0.0094135
2021-04-23 | 10 | 115975 | 2021-04-23 | 10 | 23.63 | 0.64 | 24.27 | 0.012479
2021-04-23 | 11 | 130650 | 2021-04-23 | 11 | 25.84 | 0.85 | 26.69 | 0.01546
2021-04-23 | 12 | 146570 | 2021-04-23 | 12 | 21 | 0.64 | 21.64 | 0.014062
2021-04-23 | 13 | 142170 | 2021-04-23 | 13 | 19.59 | 0.67 | 20.26 | 0.01277
2021-04-23 | 14 | 144225 | 2021-04-23 | 14 | 18.66 | 0.67 | 19.33 | 0.01236
2021-04-23 | 15 | 146155 | 2021-04-23 | 15 | 18.27 | 0.68 | 18.95 | 0.012279
2021-04-23 | 16 | 123980 | 2021-04-23 | 16 | 17.59 | 0.75 | 18.34 | 0.010081
2021-04-23 | 17 | 93145 | 2021-04-23 | 17 | 18.4 | 0.67 | 19.07 | 0.0078753
2021-04-23 | 18 | 50735 | 2021-04-23 | 18 | 22.12 | 0.79 | 22.91 | 0.0051533
2021-04-23 | 19 | 12245 | 2021-04-23 | 19 | 29.53 | 0.91 | 30.44 | 0.0016526
2021-04-23 | 20 | 1060 | 2021-04-23 | 20 | 34.26 | 0.76 | 35.02 | 0.00016458
2021-04-23 | 21 | 0 | 2021-04-23 | 21 | 38.16 | 0.75 | 38.91 | 0
2021-04-23 | 22 | 0 | 2021-04-23 | 22 | 29.34 | 0.79 | 30.13 | 0
2021-04-23 | 23 | 0 | 2021-04-23 | 23 | 27.05 | 0.8 | 27.85 | 0
2021-04-23 | 24 | 0 | 2021-04-23 | 24 | 20.53 | 0.38 | 20.91 | 0
2021-04-24 | 1 | 0 | 2021-04-24 | 1 | 20.33 | 0.34 | 20.67 | 0
2021-04-24 | 2 | 0 | 2021-04-24 | 2 | 21.15 | 0.36 | 21.51 | 0
2021-04-24 | 3 | 0 | 2021-04-24 | 3 | 20.4 | 0.33 | 20.73 | 0
2021-04-24 | 4 | 0 | 2021-04-24 | 4 | 19.94 | 0.32 | 20.26 | 0
2021-04-24 | 5 | 0 | 2021-04-24 | 5 | 21.17 | 0.3 | 21.47 | 0
2021-04-24 | 6 | 0 | 2021-04-24 | 6 | 21.88 | 0.33 | 22.21 | 0
2021-04-24 | 7 | 6875 | 2021-04-24 | 7 | 22.69 | 0.45 | 23.14 | 0.00070533
2021-04-24 | 8 | 33645 | 2021-04-24 | 8 | 22.27 | 0.4 | 22.67 | 0.0033816
2021-04-24 | 9 | 73825 | 2021-04-24 | 9 | 19.77 | 0.42 | 20.19 | 0.0066084
2021-04-24 | 10 | 109375 | 2021-04-24 | 10 | 17.84 | 0.36 | 18.2 | 0.0088256
2021-04-24 | 11 | 133385 | 2021-04-24 | 11 | 17.23 | 0.34 | 17.57 | 0.01039
2021-04-24 | 12 | 129180 | 2021-04-24 | 12 | 15.29 | 0.37 | 15.66 | 0.008969
2021-04-24 | 13 | 119675 | 2021-04-24 | 13 | 11.84 | 0.38 | 12.22 | 0.0064838
2021-04-24 | 14 | 117285 | 2021-04-24 | 14 | 4.25 | 0.43 | 4.68 | 0.0024336
2021-04-24 | 15 | 106285 | 2021-04-24 | 15 | -1 | 0.55 | -0.45 | -0.00021205
2021-04-24 | 16 | 109215 | 2021-04-24 | 16 | 8.84 | 0.47 | 9.31 | 0.004508
2021-04-24 | 17 | 68395 | 2021-04-24 | 17 | 14.97 | 0.38 | 15.35 | 0.0046547
2021-04-24 | 18 | 40595 | 2021-04-24 | 18 | 20.02 | 0.36 | 20.38 | 0.003668
2021-04-24 | 19 | 8415 | 2021-04-24 | 19 | 39.76 | 0.86 | 40.62 | 0.0015155
2021-04-24 | 20 | 1075 | 2021-04-24 | 20 | 39.73 | 0.4 | 40.13 | 0.00019126
2021-04-24 | 21 | 0 | 2021-04-24 | 21 | 31.65 | 0.49 | 32.14 | 0
2021-04-24 | 22 | 0 | 2021-04-24 | 22 | 28.31 | 0.49 | 28.8 | 0
2021-04-24 | 23 | 0 | 2021-04-24 | 23 | 23.7 | 0.52 | 24.22 | 0
2021-04-24 | 24 | 0 | 2021-04-24 | 24 | 17.61 | 0.42 | 18.03 | 0
2021-04-25 | 1 | 0 | 2021-04-25 | 1 | 22.12 | 0.78 | 22.9 | 0
2021-04-25 | 2 | 0 | 2021-04-25 | 2 | 25.54 | 0.78 | 26.32 | 0
2021-04-25 | 3 | 0 | 2021-04-25 | 3 | 23.51 | 0.76 | 24.27 | 0
2021-04-25 | 4 | 0 | 2021-04-25 | 4 | 18.92 | 0.79 | 19.71 | 0
2021-04-25 | 5 | 0 | 2021-04-25 | 5 | 22.17 | 0.76 | 22.93 | 0
2021-04-25 | 6 | 0 | 2021-04-25 | 6 | 22.63 | 0.79 | 23.42 | 0
2021-04-25 | 7 | 4745 | 2021-04-25 | 7 | 19.23 | 0.87 | 20.1 | 0.00042285
2021-04-25 | 8 | 19025 | 2021-04-25 | 8 | 18.03 | 0.87 | 18.9 | 0.0015942
2021-04-25 | 9 | 32335 | 2021-04-25 | 9 | 19.01 | 0.83 | 19.84 | 0.0028443
2021-04-25 | 10 | 27190 | 2021-04-25 | 10 | 31.59 | 1.28 | 32.87 | 0.0039624
2021-04-25 | 11 | 27885 | 2021-04-25 | 11 | 28.55 | 0.79 | 29.34 | 0.0036273
2021-04-25 | 12 | 25120 | 2021-04-25 | 12 | 25.54 | 0.8 | 26.34 | 0.0029335
2021-04-25 | 13 | 28170 | 2021-04-25 | 13 | 25.8 | 0.9 | 26.7 | 0.0033347
2021-04-25 | 14 | 42240 | 2021-04-25 | 14 | 28.41 | 0.78 | 29.19 | 0.0054665
2021-04-25 | 15 | 54310 | 2021-04-25 | 15 | 27.47 | 0.77 | 28.24 | 0.0067998
2021-04-25 | 16 | 30665 | 2021-04-25 | 16 | 24.68 | 0.76 | 25.44 | 0.0034587
2021-04-25 | 17 | 13925 | 2021-04-25 | 17 | 30.13 | 0.85 | 30.98 | 0.0019126
2021-04-25 | 18 | 12720 | 2021-04-25 | 18 | 28.66 | 0.94 | 29.6 | 0.0016693
2021-04-25 | 19 | 5705 | 2021-04-25 | 19 | 25.33 | 0.79 | 26.12 | 0.00066067
2021-04-25 | 20 | 1065 | 2021-04-25 | 20 | 27.43 | 0.76 | 28.19 | 0.00013311
2021-04-25 | 21 | 0 | 2021-04-25 | 21 | 44.62 | 0.92 | 45.54 | 0
2021-04-25 | 22 | 0 | 2021-04-25 | 22 | 27.66 | 0.9 | 28.56 | 0
2021-04-25 | 23 | 0 | 2021-04-25 | 23 | 26.56 | 0.94 | 27.5 | 0
2021-04-25 | 24 | 0 | 2021-04-25 | 24 | 19.54 | 0.82 | 20.36 | 0
2021-04-26 | 1 | 0 | 2021-04-26 | 1 | 19.35 | 0.57 | 19.92 | 0
2021-04-26 | 2 | 0 | 2021-04-26 | 2 | 18.59 | 0.56 | 19.15 | 0
2021-04-26 | 3 | 0 | 2021-04-26 | 3 | 17.31 | 0.59 | 17.9 | 0
2021-04-26 | 4 | 0 | 2021-04-26 | 4 | 17.75 | 0.58 | 18.33 | 0
2021-04-26 | 5 | 0 | 2021-04-26 | 5 | 19.5 | 0.57 | 20.07 | 0
2021-04-26 | 6 | 0 | 2021-04-26 | 6 | 19.42 | 0.58 | 20 | 0
2021-04-26 | 7 | 6315 | 2021-04-26 | 7 | 28.85 | 0.93 | 29.78 | 0.00083378
2021-04-26 | 8 | 36555 | 2021-04-26 | 8 | 32.67 | 1.38 | 34.05 | 0.0055185
2021-04-26 | 9 | 80695 | 2021-04-26 | 9 | 21.58 | 0.91 | 22.49 | 0.0080462
2021-04-26 | 10 | 120330 | 2021-04-26 | 10 | 17.7 | 0.87 | 18.57 | 0.009907
2021-04-26 | 11 | 144775 | 2021-04-26 | 11 | 17.55 | 0.9 | 18.45 | 0.011843
2021-04-26 | 12 | 150205 | 2021-04-26 | 12 | 16.9 | 0.9 | 17.8 | 0.011854
2021-04-26 | 13 | 151465 | 2021-04-26 | 13 | 16.1 | 0.93 | 17.03 | 0.011436
2021-04-26 | 14 | 144885 | 2021-04-26 | 14 | 3.95 | 1.26 | 5.21 | 0.0033467
2021-04-26 | 15 | 148695 | 2021-04-26 | 15 | 6.96 | 1.1 | 8.06 | 0.0053136
2021-04-26 | 16 | 118940 | 2021-04-26 | 16 | 6.79 | 1.12 | 7.91 | 0.0041712
2021-04-26 | 17 | 97470 | 2021-04-26 | 17 | 16.12 | 0.97 | 17.09 | 0.0073853
2021-04-26 | 18 | 53605 | 2021-04-26 | 18 | 24.91 | 0.93 | 25.84 | 0.0061412
2021-04-26 | 19 | 12845 | 2021-04-26 | 19 | 37.84 | 1.01 | 38.85 | 0.0022125
2021-04-26 | 20 | 1095 | 2021-04-26 | 20 | 48.16 | 1.44 | 49.6 | 0.0002408
2021-04-26 | 21 | 0 | 2021-04-26 | 21 | 31.66 | 0.91 | 32.57 | 0
2021-04-26 | 22 | 0 | 2021-04-26 | 22 | 38.22 | 1.3 | 39.52 | 0
2021-04-26 | 23 | 0 | 2021-04-26 | 23 | 28.91 | 1.77 | 30.68 | 0
2021-04-26 | 24 | 0 | 2021-04-26 | 24 | 19.58 | 0.72 | 20.3 | 0
2021-04-27 | 1 | 0 | 2021-04-27 | 1 | 51.9 | 1.02 | 52.92 | 0
2021-04-27 | 2 | 0 | 2021-04-27 | 2 | 23.3 | 0.67 | 23.97 | 0
2021-04-27 | 3 | 0 | 2021-04-27 | 3 | 20.95 | 0.7 | 21.65 | 0
2021-04-27 | 4 | 0 | 2021-04-27 | 4 | 22.02 | 0.67 | 22.69 | 0
2021-04-27 | 5 | 0 | 2021-04-27 | 5 | 22.81 | 0.66 | 23.47 | 0
2021-04-27 | 6 | 505 | 2021-04-27 | 6 | 21.98 | 0.68 | 22.66 | 5.0735e-05
2021-04-27 | 7 | 8945 | 2021-04-27 | 7 | 23.29 | 0.78 | 24.07 | 0.00095458
2021-04-27 | 8 | 23315 | 2021-04-27 | 8 | 32.69 | 1.25 | 33.94 | 0.0035083
2021-04-27 | 9 | 37855 | 2021-04-27 | 9 | 38.61 | 1.26 | 39.87 | 0.0066915
2021-04-27 | 10 | 56050 | 2021-04-27 | 10 | 41.71 | 1.15 | 42.86 | 0.010651
2021-04-27 | 11 | 68225 | 2021-04-27 | 11 | 40.66 | 1.18 | 41.84 | 0.012656
2021-04-27 | 12 | 57765 | 2021-04-27 | 12 | 36.55 | 1.3 | 37.85 | 0.0096936
2021-04-27 | 13 | 108940 | 2021-04-27 | 13 | 27.59 | 1.16 | 28.75 | 0.013886
2021-04-27 | 14 | 143580 | 2021-04-27 | 14 | 19.7 | 1.08 | 20.78 | 0.013228
2021-04-27 | 15 | 130695 | 2021-04-27 | 15 | 18.53 | 1.09 | 19.62 | 0.011369
2021-04-27 | 16 | 52625 | 2021-04-27 | 16 | 18.97 | 1.09 | 20.06 | 0.0046803
2021-04-27 | 17 | 62110 | 2021-04-27 | 17 | 23.37 | 1.07 | 24.44 | 0.00673
2021-04-27 | 18 | 50715 | 2021-04-27 | 18 | 29.58 | 1.13 | 30.71 | 0.0069051
2021-04-27 | 19 | 12145 | 2021-04-27 | 19 | 37.71 | 1.21 | 38.92 | 0.0020957
2021-04-27 | 20 | 1040 | 2021-04-27 | 20 | 43.99 | 1.17 | 45.16 | 0.00020823
2021-04-27 | 21 | 0 | 2021-04-27 | 21 | 48.23 | 1.36 | 49.59 | 0
2021-04-27 | 22 | 0 | 2021-04-27 | 22 | 39.24 | 1.27 | 40.51 | 0
2021-04-27 | 23 | 0 | 2021-04-27 | 23 | 26.64 | 1.22 | 27.86 | 0
2021-04-27 | 24 | 0 | 2021-04-27 | 24 | 26.54 | 0.76 | 27.3 | 0
2021-04-28 | 1 | 0 | 2021-04-28 | 1 | 26.45 | 0.38 | 26.83 | 0
2021-04-28 | 2 | 0 | 2021-04-28 | 2 | 24.57 | 0.31 | 24.88 | 0
2021-04-28 | 3 | 0 | 2021-04-28 | 3 | 26 | 0.31 | 26.31 | 0
2021-04-28 | 4 | 0 | 2021-04-28 | 4 | 24.08 | 0.31 | 24.39 | 0
2021-04-28 | 5 | 0 | 2021-04-28 | 5 | 23.83 | 0.3 | 24.13 | 0
2021-04-28 | 6 | 0 | 2021-04-28 | 6 | 30.45 | 0.4 | 30.85 | 0
2021-04-28 | 7 | 2540 | 2021-04-28 | 7 | 40.99 | 1.63 | 42.62 | 0.00047996
2021-04-28 | 8 | 6075 | 2021-04-28 | 8 | 34.74 | 1.09 | 35.83 | 0.00096505
2021-04-28 | 9 | 10135 | 2021-04-28 | 9 | 38.74 | 0.73 | 39.47 | 0.0017736
2021-04-28 | 10 | 18100 | 2021-04-28 | 10 | 33.7 | 0.7 | 34.4 | 0.0027605
2021-04-28 | 11 | 22415 | 2021-04-28 | 11 | 22.87 | 0.65 | 23.52 | 0.0023374
2021-04-28 | 12 | 40560 | 2021-04-28 | 12 | 22.48 | 0.65 | 23.13 | 0.0041594
2021-04-28 | 13 | 48470 | 2021-04-28 | 13 | 25.38 | 0.65 | 26.03 | 0.0055937
2021-04-28 | 14 | 119750 | 2021-04-28 | 14 | 21.52 | 0.65 | 22.17 | 0.011771
2021-04-28 | 15 | 89735 | 2021-04-28 | 15 | 21.19 | 0.66 | 21.85 | 0.008693
2021-04-28 | 16 | 46775 | 2021-04-28 | 16 | 24.6 | 0.66 | 25.26 | 0.0052384
2021-04-28 | 17 | 20285 | 2021-04-28 | 17 | 28.81 | 0.64 | 29.45 | 0.0026486
2021-04-28 | 18 | 8395 | 2021-04-28 | 18 | 29.47 | 0.63 | 30.1 | 0.0011203
2021-04-28 | 19 | 1020 | 2021-04-28 | 19 | 29.9 | 0.61 | 30.51 | 0.00013797
2021-04-28 | 20 | 5 | 2021-04-28 | 20 | 31.86 | 0.62 | 32.48 | 7.2001e-07
2021-04-28 | 21 | 0 | 2021-04-28 | 21 | 29.73 | 0.67 | 30.4 | 0
2021-04-28 | 22 | 0 | 2021-04-28 | 22 | 24.8 | 0.66 | 25.46 | 0
2021-04-28 | 23 | 0 | 2021-04-28 | 23 | 22.85 | 0.73 | 23.58 | 0
2021-04-28 | 24 | 0 | 2021-04-28 | 24 | 20.44 | 0.36 | 20.8 | 0
2021-04-29 | 1 | 0 | 2021-04-29 | 1 | 20.59 | 0.32 | 20.91 | 0
2021-04-29 | 2 | 0 | 2021-04-29 | 2 | 21.83 | 0.29 | 22.12 | 0
2021-04-29 | 3 | 0 | 2021-04-29 | 3 | 23.13 | 0.27 | 23.4 | 0
2021-04-29 | 4 | 0 | 2021-04-29 | 4 | 22.66 | 0.27 | 22.93 | 0
2021-04-29 | 5 | 0 | 2021-04-29 | 5 | 22.57 | 0.27 | 22.84 | 0
2021-04-29 | 6 | 0 | 2021-04-29 | 6 | 20.44 | 0.3 | 20.74 | 0
2021-04-29 | 7 | 1515 | 2021-04-29 | 7 | 19.42 | 0.37 | 19.79 | 0.00013293
2021-04-29 | 8 | 4775 | 2021-04-29 | 8 | 26.09 | 0.7 | 26.79 | 0.00056715
2021-04-29 | 9 | 6440 | 2021-04-29 | 9 | 28.97 | 0.69 | 29.66 | 0.00084686
2021-04-29 | 10 | 22535 | 2021-04-29 | 10 | 38.61 | 0.66 | 39.27 | 0.0039235
2021-04-29 | 11 | 23685 | 2021-04-29 | 11 | 43.89 | 0.78 | 44.67 | 0.0046908
2021-04-29 | 12 | 32770 | 2021-04-29 | 12 | 38.28 | 0.66 | 38.94 | 0.0056575
2021-04-29 | 13 | 11115 | 2021-04-29 | 13 | 34.09 | 0.64 | 34.73 | 0.0017115
2021-04-29 | 14 | 11635 | 2021-04-29 | 14 | 36.03 | 0.65 | 36.68 | 0.0018921
2021-04-29 | 15 | 11870 | 2021-04-29 | 15 | 31.86 | 0.65 | 32.51 | 0.0017109
2021-04-29 | 16 | 7320 | 2021-04-29 | 16 | 32.51 | 0.59 | 33.1 | 0.0010742
2021-04-29 | 17 | 6505 | 2021-04-29 | 17 | 35.66 | 0.59 | 36.25 | 0.0010455
2021-04-29 | 18 | 3345 | 2021-04-29 | 18 | 35.26 | 0.6 | 35.86 | 0.00053182
2021-04-29 | 19 | 2645 | 2021-04-29 | 19 | 27.91 | 0.58 | 28.49 | 0.0003341
2021-04-29 | 20 | 505 | 2021-04-29 | 20 | 27.31 | 0.58 | 27.89 | 6.2445e-05
2021-04-29 | 21 | 0 | 2021-04-29 | 21 | 25.28 | 0.59 | 25.87 | 0
2021-04-29 | 22 | 0 | 2021-04-29 | 22 | 23.52 | 0.63 | 24.15 | 0
2021-04-29 | 23 | 0 | 2021-04-29 | 23 | 21.68 | 0.67 | 22.35 | 0
2021-04-29 | 24 | 0 | 2021-04-29 | 24 | 22.05 | 0.35 | 22.4 | 0
2021-04-30 | 1 | 0 | 2021-04-30 | 1 | 19.56 | 0.86 | 20.42 | 0
2021-04-30 | 2 | 0 | 2021-04-30 | 2 | 15.2 | 0.87 | 16.07 | 0
2021-04-30 | 3 | 0 | 2021-04-30 | 3 | 14.85 | 0.85 | 15.7 | 0
2021-04-30 | 4 | 0 | 2021-04-30 | 4 | 11.1 | 0.83 | 11.93 | 0
2021-04-30 | 5 | 0 | 2021-04-30 | 5 | 4.84 | 0.75 | 5.59 | 0
2021-04-30 | 6 | 0 | 2021-04-30 | 6 | 16.76 | 0.8 | 17.56 | 0
2021-04-30 | 7 | 3470 | 2021-04-30 | 7 | 20.33 | 0.88 | 21.21 | 0.00032631
2021-04-30 | 8 | 19690 | 2021-04-30 | 8 | 21.46 | 1.19 | 22.65 | 0.0019773
2021-04-30 | 9 | 28960 | 2021-04-30 | 9 | 20.14 | 1.14 | 21.28 | 0.0027323
2021-04-30 | 10 | 20755 | 2021-04-30 | 10 | 20.81 | 1.12 | 21.93 | 0.002018
2021-04-30 | 11 | 25780 | 2021-04-30 | 11 | 22.66 | 1.11 | 23.77 | 0.0027169
2021-04-30 | 12 | 23675 | 2021-04-30 | 12 | 23.3 | 1.12 | 24.42 | 0.0025632
2021-04-30 | 13 | 57015 | 2021-04-30 | 13 | 19.95 | 1.12 | 21.07 | 0.0053261
2021-04-30 | 14 | 66245 | 2021-04-30 | 14 | 18.74 | 1.12 | 19.86 | 0.0058329
2021-04-30 | 15 | 49485 | 2021-04-30 | 15 | 17.26 | 1.15 | 18.41 | 0.0040391
2021-04-30 | 16 | 27165 | 2021-04-30 | 16 | 17.9 | 1.15 | 19.05 | 0.0022943
2021-04-30 | 17 | 20245 | 2021-04-30 | 17 | 18.85 | 1.15 | 20 | 0.0017952
2021-04-30 | 18 | 25090 | 2021-04-30 | 18 | 18.93 | 1.14 | 20.07 | 0.0022326
2021-04-30 | 19 | 13865 | 2021-04-30 | 19 | 20.57 | 1.11 | 21.68 | 0.0013327
2021-04-30 | 20 | 1125 | 2021-04-30 | 20 | 21.21 | 1.12 | 22.33 | 0.00011138
2021-04-30 | 21 | 0 | 2021-04-30 | 21 | 22.71 | 1.13 | 23.84 | 0
2021-04-30 | 22 | 0 | 2021-04-30 | 22 | 19.12 | 1.22 | 20.34 | 0
2021-04-30 | 23 | 0 | 2021-04-30 | 23 | 17.03 | 1.31 | 18.34 | 0
2021-04-30 | 24 | 0 | 2021-04-30 | 24 | 10.05 | 1.11 | 11.16 | 0
2021-05-01 | 1 | 0 | 2021-05-01 | 1 | 13.85 | 0.34 | 14.19 | 0
2021-05-01 | 2 | 0 | 2021-05-01 | 2 | 15.35 | 0.29 | 15.64 | 0
2021-05-01 | 3 | 0 | 2021-05-01 | 3 | 17.1 | 0.28 | 17.38 | 0
2021-05-01 | 4 | 0 | 2021-05-01 | 4 | 16.85 | 0.28 | 17.13 | 0
2021-05-01 | 5 | 0 | 2021-05-01 | 5 | 16.11 | 0.28 | 16.39 | 0
2021-05-01 | 6 | 0 | 2021-05-01 | 6 | 18.73 | 0.36 | 19.09 | 0
2021-05-01 | 7 | 2860 | 2021-05-01 | 7 | 18.16 | 0.7 | 18.86 | 0.00023915
2021-05-01 | 8 | 16745 | 2021-05-01 | 8 | 17.62 | 0.82 | 18.44 | 0.001369
2021-05-01 | 9 | 81085 | 2021-05-01 | 9 | 20.29 | 1.18 | 21.47 | 0.0077184
2021-05-01 | 10 | 115590 | 2021-05-01 | 10 | 16.34 | 0.42 | 16.76 | 0.0085891
2021-05-01 | 11 | 142865 | 2021-05-01 | 11 | 4.69 | 0.39 | 5.08 | 0.0032177
2021-05-01 | 12 | 148870 | 2021-05-01 | 12 | 1.91 | 0.49 | 2.4 | 0.0015841
2021-05-01 | 13 | 148785 | 2021-05-01 | 13 | -13.19 | 0.45 | -12.74 | -0.0084039
2021-05-01 | 14 | 149430 | 2021-05-01 | 14 | -1.42 | 0.58 | -0.84 | -0.00055651
2021-05-01 | 15 | 146915 | 2021-05-01 | 15 | -0.98 | 0.42 | -0.56 | -0.00036476
2021-05-01 | 16 | 128350 | 2021-05-01 | 16 | -0.48 | 0.41 | -0.07 | -3.9834e-05
2021-05-01 | 17 | 95725 | 2021-05-01 | 17 | 0.47 | 0.51 | 0.98 | 0.00041592
2021-05-01 | 18 | 56970 | 2021-05-01 | 18 | 11.29 | 0.45 | 11.74 | 0.0029653
2021-05-01 | 19 | 13985 | 2021-05-01 | 19 | 17.18 | 0.38 | 17.56 | 0.0010888
2021-05-01 | 20 | 3205 | 2021-05-01 | 20 | 16.93 | 0.31 | 17.24 | 0.00024497
2021-05-01 | 21 | 0 | 2021-05-01 | 21 | 20.73 | 0.31 | 21.04 | 0
2021-05-01 | 22 | 0 | 2021-05-01 | 22 | 18.27 | 0.4 | 18.67 | 0
2021-05-01 | 23 | 0 | 2021-05-01 | 23 | 16.17 | 0.35 | 16.52 | 0
2021-05-01 | 24 | 0 | 2021-05-01 | 24 | 3.16 | 0.45 | 3.61 | 0
2021-05-02 | 1 | 0 | 2021-05-02 | 1 | 10.16 | 0.29 | 10.45 | 0
2021-05-02 | 2 | 0 | 2021-05-02 | 2 | 12.29 | 0.3 | 12.59 | 0
2021-05-02 | 3 | 0 | 2021-05-02 | 3 | 16.95 | 0.29 | 17.24 | 0
2021-05-02 | 4 | 0 | 2021-05-02 | 4 | 15.29 | 0.28 | 15.57 | 0
2021-05-02 | 5 | 0 | 2021-05-02 | 5 | 16.15 | 0.31 | 16.46 | 0
2021-05-02 | 6 | 0 | 2021-05-02 | 6 | 19.33 | 0.28 | 19.61 | 0
2021-05-02 | 7 | 7555 | 2021-05-02 | 7 | 15.33 | 0.61 | 15.94 | 0.00053392
2021-05-02 | 8 | 30715 | 2021-05-02 | 8 | 10.93 | 0.63 | 11.56 | 0.0015742
2021-05-02 | 9 | 67415 | 2021-05-02 | 9 | 8.95 | 0.5 | 9.45 | 0.0028245
2021-05-02 | 10 | 106675 | 2021-05-02 | 10 | 13.23 | 0.36 | 13.59 | 0.0064274
2021-05-02 | 11 | 120850 | 2021-05-02 | 11 | -4.04 | 0.22 | -3.82 | -0.0020467
2021-05-02 | 12 | 124750 | 2021-05-02 | 12 | 10.84 | 0.46 | 11.3 | 0.0062499
2021-05-02 | 13 | 114515 | 2021-05-02 | 13 | 17.49 | 0.41 | 17.9 | 0.009088
2021-05-02 | 14 | 38140 | 2021-05-02 | 14 | 16.25 | 0.37 | 16.62 | 0.0028104
2021-05-02 | 15 | 17645 | 2021-05-02 | 15 | 22.25 | 0.37 | 22.62 | 0.0017696
2021-05-02 | 16 | 68885 | 2021-05-02 | 16 | 21.13 | 0.34 | 21.47 | 0.0065571
2021-05-02 | 17 | 90000 | 2021-05-02 | 17 | 14.97 | 0.3 | 15.27 | 0.0060931
2021-05-02 | 18 | 47360 | 2021-05-02 | 18 | 17.76 | 0.28 | 18.04 | 0.0037879
2021-05-02 | 19 | 14490 | 2021-05-02 | 19 | 18.03 | 0.29 | 18.32 | 0.0011769
2021-05-02 | 20 | 1570 | 2021-05-02 | 20 | 28.52 | 0.33 | 28.85 | 0.00020082
2021-05-02 | 21 | 0 | 2021-05-02 | 21 | 25.83 | 0.38 | 26.21 | 0
2021-05-02 | 22 | 0 | 2021-05-02 | 22 | 20.99 | 0.49 | 21.48 | 0
2021-05-02 | 23 | 0 | 2021-05-02 | 23 | 12.95 | 0.39 | 13.34 | 0
2021-05-02 | 24 | 0 | 2021-05-02 | 24 | 12.55 | 0.39 | 12.94 | 0
2021-05-03 | 1 | 0 | 2021-05-03 | 1 | 14.7 | 0.23 | 14.93 | 0
2021-05-03 | 2 | 0 | 2021-05-03 | 2 | 13.9 | 0.24 | 14.14 | 0
2021-05-03 | 3 | 0 | 2021-05-03 | 3 | 13.3 | 0.24 | 13.54 | 0
2021-05-03 | 4 | 0 | 2021-05-03 | 4 | 12.01 | 0.23 | 12.24 | 0
2021-05-03 | 5 | 0 | 2021-05-03 | 5 | -2.06 | 0.15 | -1.91 | 0
2021-05-03 | 6 | 0 | 2021-05-03 | 6 | 14.25 | 0.24 | 14.49 | 0
2021-05-03 | 7 | 3275 | 2021-05-03 | 7 | 15.86 | 0.26 | 16.12 | 0.00023406
2021-05-03 | 8 | 13130 | 2021-05-03 | 8 | 15.72 | 0.64 | 16.36 | 0.00095236
2021-05-03 | 9 | 30615 | 2021-05-03 | 9 | 16.71 | 0.59 | 17.3 | 0.0023482
2021-05-03 | 10 | 63410 | 2021-05-03 | 10 | 15.28 | 0.59 | 15.87 | 0.0044616
2021-05-03 | 11 | 117575 | 2021-05-03 | 11 | 14 | 0.59 | 14.59 | 0.0076055
2021-05-03 | 12 | 111615 | 2021-05-03 | 12 | 11.71 | 0.58 | 12.29 | 0.0060818
2021-05-03 | 13 | 68635 | 2021-05-03 | 13 | 12.16 | 0.59 | 12.75 | 0.0038798
2021-05-03 | 14 | 72785 | 2021-05-03 | 14 | 16.9 | 0.58 | 17.48 | 0.0056408
2021-05-03 | 15 | 85885 | 2021-05-03 | 15 | 24.73 | 0.58 | 25.31 | 0.0096375
2021-05-03 | 16 | 54550 | 2021-05-03 | 16 | 27.97 | 0.58 | 28.55 | 0.0069049
2021-05-03 | 17 | 33855 | 2021-05-03 | 17 | 22.97 | 0.55 | 23.52 | 0.0035303
2021-05-03 | 18 | 16400 | 2021-05-03 | 18 | 19.31 | 0.56 | 19.87 | 0.0014448
2021-05-03 | 19 | 3410 | 2021-05-03 | 19 | 21.38 | 0.53 | 21.91 | 0.00033125
2021-05-03 | 20 | 575 | 2021-05-03 | 20 | 21.14 | 0.55 | 21.69 | 5.5295e-05
2021-05-03 | 21 | 0 | 2021-05-03 | 21 | 19.13 | 0.55 | 19.68 | 0
2021-05-03 | 22 | 0 | 2021-05-03 | 22 | 20.06 | 0.64 | 20.7 | 0
2021-05-03 | 23 | 0 | 2021-05-03 | 23 | 17.8 | 0.67 | 18.47 | 0
2021-05-03 | 24 | 0 | 2021-05-03 | 24 | 16.19 | 0.28 | 16.47 | 0
2021-05-04 | 1 | 0 | 2021-05-04 | 1 | 15.7 | 0.64 | 16.34 | 0
2021-05-04 | 2 | 0 | 2021-05-04 | 2 | 15.27 | 0.64 | 15.91 | 0
2021-05-04 | 3 | 0 | 2021-05-04 | 3 | 15.14 | 0.68 | 15.82 | 0
2021-05-04 | 4 | 0 | 2021-05-04 | 4 | 16.67 | 0.66 | 17.33 | 0
2021-05-04 | 5 | 0 | 2021-05-04 | 5 | 16.71 | 0.65 | 17.36 | 0
2021-05-04 | 6 | 5 | 2021-05-04 | 6 | 17.68 | 0.68 | 18.36 | 4.07e-07
2021-05-04 | 7 | 1560 | 2021-05-04 | 7 | 18.35 | 0.87 | 19.22 | 0.00013293
2021-05-04 | 8 | 3855 | 2021-05-04 | 8 | 20.91 | 1.08 | 21.99 | 0.00037584
2021-05-04 | 9 | 14920 | 2021-05-04 | 9 | 23.32 | 0.95 | 24.27 | 0.0016054
2021-05-04 | 10 | 36730 | 2021-05-04 | 10 | 23.32 | 0.94 | 24.26 | 0.0039506
2021-05-04 | 11 | 29660 | 2021-05-04 | 11 | 26.49 | 0.96 | 27.45 | 0.0036097
2021-05-04 | 12 | 39075 | 2021-05-04 | 12 | 29.51 | 0.94 | 30.45 | 0.0052752
2021-05-04 | 13 | 51080 | 2021-05-04 | 13 | 27.32 | 0.95 | 28.27 | 0.0064022
2021-05-04 | 14 | 58910 | 2021-05-04 | 14 | 24.89 | 0.95 | 25.84 | 0.006749
2021-05-04 | 15 | 99920 | 2021-05-04 | 15 | 25.58 | 0.99 | 26.57 | 0.011771
2021-05-04 | 16 | 44955 | 2021-05-04 | 16 | 24.81 | 0.98 | 25.79 | 0.0051402
2021-05-04 | 17 | 45390 | 2021-05-04 | 17 | 24.67 | 0.97 | 25.64 | 0.0051598
2021-05-04 | 18 | 31640 | 2021-05-04 | 18 | 24.18 | 0.92 | 25.1 | 0.003521
2021-05-04 | 19 | 13655 | 2021-05-04 | 19 | 27.96 | 0.94 | 28.9 | 0.0017496
2021-05-04 | 20 | 1035 | 2021-05-04 | 20 | 27.48 | 0.94 | 28.42 | 0.00013041
2021-05-04 | 21 | 0 | 2021-05-04 | 21 | 26.84 | 0.97 | 27.81 | 0
2021-05-04 | 22 | 0 | 2021-05-04 | 22 | 28.25 | 1.06 | 29.31 | 0
2021-05-04 | 23 | 0 | 2021-05-04 | 23 | 23.55 | 1.14 | 24.69 | 0
2021-05-04 | 24 | 0 | 2021-05-04 | 24 | 24.83 | 0.68 | 25.51 | 0
2021-05-05 | 1 | 0 | 2021-05-05 | 1 | 24.1 | 0.47 | 24.57 | 0
2021-05-05 | 2 | 0 | 2021-05-05 | 2 | 19.67 | 0.49 | 20.16 | 0
2021-05-05 | 3 | 0 | 2021-05-05 | 3 | 13.4 | 0.5 | 13.9 | 0
2021-05-05 | 4 | 0 | 2021-05-05 | 4 | 17.19 | 0.49 | 17.68 | 0
2021-05-05 | 5 | 0 | 2021-05-05 | 5 | 19.31 | 0.5 | 19.81 | 0
2021-05-05 | 6 | 0 | 2021-05-05 | 6 | 27.84 | 0.6 | 28.44 | 0
2021-05-05 | 7 | 1050 | 2021-05-05 | 7 | 28.49 | 0.63 | 29.12 | 0.00013556
2021-05-05 | 8 | 4405 | 2021-05-05 | 8 | 26.07 | 0.88 | 26.95 | 0.00052633
2021-05-05 | 9 | 8165 | 2021-05-05 | 9 | 24.55 | 0.83 | 25.38 | 0.00091876
2021-05-05 | 10 | 15780 | 2021-05-05 | 10 | 24.86 | 0.75 | 25.61 | 0.0017917
2021-05-05 | 11 | 16755 | 2021-05-05 | 11 | 26.59 | 0.8 | 27.39 | 0.0020347
2021-05-05 | 12 | 16055 | 2021-05-05 | 12 | 24.18 | 0.76 | 24.94 | 0.0017753
2021-05-05 | 13 | 16840 | 2021-05-05 | 13 | 32.54 | 0.83 | 33.37 | 0.0024915
2021-05-05 | 14 | 35455 | 2021-05-05 | 14 | 32.82 | 0.85 | 33.67 | 0.0052927
2021-05-05 | 15 | 17875 | 2021-05-05 | 15 | 31.84 | 0.85 | 32.69 | 0.0025907
2021-05-05 | 16 | 17295 | 2021-05-05 | 16 | 28.33 | 0.81 | 29.14 | 0.0022344
2021-05-05 | 17 | 12490 | 2021-05-05 | 17 | 30.38 | 0.79 | 31.17 | 0.0017261
2021-05-05 | 18 | 5210 | 2021-05-05 | 18 | 35.9 | 0.9 | 36.8 | 0.00085004
2021-05-05 | 19 | 3320 | 2021-05-05 | 19 | 30.82 | 0.87 | 31.69 | 0.00046646
2021-05-05 | 20 | 505 | 2021-05-05 | 20 | 30.35 | 0.95 | 31.3 | 7.0079e-05
2021-05-05 | 21 | 0 | 2021-05-05 | 21 | 31.89 | 0.9 | 32.79 | 0
2021-05-05 | 22 | 0 | 2021-05-05 | 22 | 32.99 | 0.99 | 33.98 | 0
2021-05-05 | 23 | 0 | 2021-05-05 | 23 | 30.53 | 1.34 | 31.87 | 0
2021-05-05 | 24 | 0 | 2021-05-05 | 24 | 20.51 | 0.56 | 21.07 | 0
2021-05-06 | 1 | 0 | 2021-05-06 | 1 | 26.62 | 0.65 | 27.27 | 0
2021-05-06 | 2 | 0 | 2021-05-06 | 2 | 25.41 | 0.42 | 25.83 | 0
2021-05-06 | 3 | 0 | 2021-05-06 | 3 | 22.99 | 0.26 | 23.25 | 0
2021-05-06 | 4 | 0 | 2021-05-06 | 4 | 23.81 | 0.24 | 24.05 | 0
2021-05-06 | 5 | 0 | 2021-05-06 | 5 | 25.96 | 0.25 | 26.21 | 0
2021-05-06 | 6 | 515 | 2021-05-06 | 6 | 38.4 | 0.39 | 38.79 | 8.8569e-05
2021-05-06 | 7 | 7870 | 2021-05-06 | 7 | 36.32 | 0.5 | 36.82 | 0.0012847
2021-05-06 | 8 | 39535 | 2021-05-06 | 8 | 26.9 | 0.64 | 27.54 | 0.0048273
2021-05-06 | 9 | 81170 | 2021-05-06 | 9 | 23.62 | 0.51 | 24.13 | 0.0086838
2021-05-06 | 10 | 118795 | 2021-05-06 | 10 | 20.05 | 0.51 | 20.56 | 0.010829
2021-05-06 | 11 | 135545 | 2021-05-06 | 11 | 21.14 | 0.63 | 21.77 | 0.013083
2021-05-06 | 12 | 145730 | 2021-05-06 | 12 | 20.41 | 0.65 | 21.06 | 0.013607
2021-05-06 | 13 | 149340 | 2021-05-06 | 13 | 14.66 | 0.71 | 15.37 | 0.010177
2021-05-06 | 14 | 147995 | 2021-05-06 | 14 | 18.69 | 0.71 | 19.4 | 0.012729
2021-05-06 | 15 | 145220 | 2021-05-06 | 15 | 19.01 | 0.7 | 19.71 | 0.01269
2021-05-06 | 16 | 126465 | 2021-05-06 | 16 | 19.32 | 0.7 | 20.02 | 0.011225
2021-05-06 | 17 | 94520 | 2021-05-06 | 17 | 20.09 | 0.67 | 20.76 | 0.0086997
2021-05-06 | 18 | 54930 | 2021-05-06 | 18 | 20.62 | 0.65 | 21.27 | 0.00518
2021-05-06 | 19 | 14900 | 2021-05-06 | 19 | 21.65 | 0.62 | 22.27 | 0.0014712
2021-05-06 | 20 | 1665 | 2021-05-06 | 20 | 30.63 | 0.67 | 31.3 | 0.00023105
2021-05-06 | 21 | 0 | 2021-05-06 | 21 | 31.15 | 0.63 | 31.78 | 0
2021-05-06 | 22 | 0 | 2021-05-06 | 22 | 40.09 | 1.24 | 41.33 | 0
2021-05-06 | 23 | 0 | 2021-05-06 | 23 | 25.96 | 0.88 | 26.84 | 0
2021-05-06 | 24 | 0 | 2021-05-06 | 24 | 22.62 | 0.3 | 22.92 | 0
2021-05-07 | 1 | 0 | 2021-05-07 | 1 | 22.37 | 0.48 | 22.85 | 0
2021-05-07 | 2 | 0 | 2021-05-07 | 2 | 22.4 | 0.48 | 22.88 | 0
2021-05-07 | 3 | 0 | 2021-05-07 | 3 | 22.27 | 0.47 | 22.74 | 0
2021-05-07 | 4 | 0 | 2021-05-07 | 4 | 22.54 | 0.47 | 23.01 | 0
2021-05-07 | 5 | 0 | 2021-05-07 | 5 | 22.37 | 0.47 | 22.84 | 0
2021-05-07 | 6 | 550 | 2021-05-07 | 6 | 24.15 | 0.53 | 24.68 | 6.0181e-05
2021-05-07 | 7 | 10750 | 2021-05-07 | 7 | 27.09 | 0.56 | 27.65 | 0.0013178
2021-05-07 | 8 | 40105 | 2021-05-07 | 8 | 26.34 | 0.96 | 27.3 | 0.0048542
2021-05-07 | 9 | 79900 | 2021-05-07 | 9 | 27.09 | 0.91 | 28 | 0.0099188
2021-05-07 | 10 | 115935 | 2021-05-07 | 10 | 21.75 | 0.82 | 22.57 | 0.011601
2021-05-07 | 11 | 139535 | 2021-05-07 | 11 | 19.86 | 0.85 | 20.71 | 0.012812
2021-05-07 | 12 | 147180 | 2021-05-07 | 12 | 21.71 | 0.85 | 22.56 | 0.014721
2021-05-07 | 13 | 148360 | 2021-05-07 | 13 | 32.27 | 0.92 | 33.19 | 0.021831
2021-05-07 | 14 | 147585 | 2021-05-07 | 14 | 32.33 | 0.99 | 33.32 | 0.021802
2021-05-07 | 15 | 143750 | 2021-05-07 | 15 | 27.57 | 0.98 | 28.55 | 0.018196
2021-05-07 | 16 | 124810 | 2021-05-07 | 16 | 24.05 | 0.86 | 24.91 | 0.013784
2021-05-07 | 17 | 92555 | 2021-05-07 | 17 | 31.31 | 1.22 | 32.53 | 0.013349
2021-05-07 | 18 | 44600 | 2021-05-07 | 18 | 29.14 | 0.91 | 30.05 | 0.005942
2021-05-07 | 19 | 14710 | 2021-05-07 | 19 | 30.24 | 0.85 | 31.09 | 0.0020276
2021-05-07 | 20 | 2675 | 2021-05-07 | 20 | 36.34 | 0.88 | 37.22 | 0.00044142
2021-05-07 | 21 | 0 | 2021-05-07 | 21 | 33.3 | 0.94 | 34.24 | 0
2021-05-07 | 22 | 0 | 2021-05-07 | 22 | 26.09 | 0.96 | 27.05 | 0
2021-05-07 | 23 | 0 | 2021-05-07 | 23 | 21.48 | 1 | 22.48 | 0
2021-05-07 | 24 | 0 | 2021-05-07 | 24 | 22.21 | 0.49 | 22.7 | 0
2021-05-08 | 1 | 0 | 2021-05-08 | 1 | 20.83 | 0.21 | 21.04 | 0
2021-05-08 | 2 | 0 | 2021-05-08 | 2 | 22.89 | 0.22 | 23.11 | 0
2021-05-08 | 3 | 0 | 2021-05-08 | 3 | 21.23 | 0.2 | 21.43 | 0
2021-05-08 | 4 | 0 | 2021-05-08 | 4 | 22.25 | 0.24 | 22.49 | 0
2021-05-08 | 5 | 5 | 2021-05-08 | 5 | 23.21 | 0.27 | 23.48 | 5.205e-07
2021-05-08 | 6 | 510 | 2021-05-08 | 6 | 24.72 | 0.24 | 24.96 | 5.6438e-05
2021-05-08 | 7 | 8285 | 2021-05-08 | 7 | 21.36 | 0.34 | 21.7 | 0.00079709
2021-05-08 | 8 | 30780 | 2021-05-08 | 8 | 20.93 | 0.28 | 21.21 | 0.0028944
2021-05-08 | 9 | 59945 | 2021-05-08 | 9 | 20.49 | 0.22 | 20.71 | 0.0055041
2021-05-08 | 10 | 58930 | 2021-05-08 | 10 | 20.3 | 0.16 | 20.46 | 0.0053456
2021-05-08 | 11 | 67670 | 2021-05-08 | 11 | 20 | 0.18 | 20.18 | 0.0060544
2021-05-08 | 12 | 60050 | 2021-05-08 | 12 | 18.65 | 0.18 | 18.83 | 0.0050132
2021-05-08 | 13 | 58270 | 2021-05-08 | 13 | 18.04 | 0.2 | 18.24 | 0.0047122
2021-05-08 | 14 | 54060 | 2021-05-08 | 14 | 18 | 0.22 | 18.22 | 0.004367
2021-05-08 | 15 | 35065 | 2021-05-08 | 15 | 18.79 | 0.2 | 18.99 | 0.0029523
2021-05-08 | 16 | 52900 | 2021-05-08 | 16 | 18.9 | 0.2 | 19.1 | 0.0044796
2021-05-08 | 17 | 35825 | 2021-05-08 | 17 | 19.62 | 0.19 | 19.81 | 0.0031465
2021-05-08 | 18 | 26180 | 2021-05-08 | 18 | 19.98 | 0.18 | 20.16 | 0.00234
2021-05-08 | 19 | 11175 | 2021-05-08 | 19 | 20.68 | 0.15 | 20.83 | 0.001032
2021-05-08 | 20 | 1645 | 2021-05-08 | 20 | 20.36 | 0.14 | 20.5 | 0.00014951
2021-05-08 | 21 | 0 | 2021-05-08 | 21 | 28.78 | 0.45 | 29.23 | 0
2021-05-08 | 22 | 0 | 2021-05-08 | 22 | 22.12 | 0.2 | 22.32 | 0
2021-05-08 | 23 | 0 | 2021-05-08 | 23 | 19.37 | 0.22 | 19.59 | 0
2021-05-08 | 24 | 0 | 2021-05-08 | 24 | 18.05 | 0.27 | 18.32 | 0
2021-05-09 | 1 | 0 | 2021-05-09 | 1 | 18.07 | 0.34 | 18.41 | 0
2021-05-09 | 2 | 0 | 2021-05-09 | 2 | 18.58 | 0.41 | 18.99 | 0
2021-05-09 | 3 | 0 | 2021-05-09 | 3 | 21.49 | 0.33 | 21.82 | 0
2021-05-09 | 4 | 0 | 2021-05-09 | 4 | 19.77 | 0.3 | 20.07 | 0
2021-05-09 | 5 | 5 | 2021-05-09 | 5 | 21.03 | 0.3 | 21.33 | 4.7284e-07
2021-05-09 | 6 | 520 | 2021-05-09 | 6 | 23.49 | 0.3 | 23.79 | 5.4847e-05
2021-05-09 | 7 | 8920 | 2021-05-09 | 7 | 21.16 | 0.34 | 21.5 | 0.00085027
2021-05-09 | 8 | 39530 | 2021-05-09 | 8 | 18.63 | 0.51 | 19.14 | 0.0033545
2021-05-09 | 9 | 79780 | 2021-05-09 | 9 | 18.77 | 0.3 | 19.07 | 0.0067453
2021-05-09 | 10 | 113705 | 2021-05-09 | 10 | 3.11 | 0.26 | 3.37 | 0.0016989
2021-05-09 | 11 | 134145 | 2021-05-09 | 11 | 0.36 | 0.44 | 0.8 | 0.00047579
2021-05-09 | 12 | 115825 | 2021-05-09 | 12 | 7.41 | 0.46 | 7.87 | 0.0040414
2021-05-09 | 13 | 107795 | 2021-05-09 | 13 | 6.89 | 0.49 | 7.38 | 0.003527
2021-05-09 | 14 | 85175 | 2021-05-09 | 14 | 6.98 | 0.36 | 7.34 | 0.0027718
2021-05-09 | 15 | 82980 | 2021-05-09 | 15 | 15.8 | 0.33 | 16.13 | 0.0059342
2021-05-09 | 16 | 83930 | 2021-05-09 | 16 | 21.47 | 0.33 | 21.8 | 0.008112
2021-05-09 | 17 | 55635 | 2021-05-09 | 17 | 28.78 | 0.72 | 29.5 | 0.0072765
2021-05-09 | 18 | 30010 | 2021-05-09 | 18 | 22.89 | 0.46 | 23.35 | 0.0031068
2021-05-09 | 19 | 9200 | 2021-05-09 | 19 | 23.92 | 0.3 | 24.22 | 0.00098791
2021-05-09 | 20 | 1570 | 2021-05-09 | 20 | 34.34 | 0.45 | 34.79 | 0.00024216
2021-05-09 | 21 | 0 | 2021-05-09 | 21 | 36.52 | 0.4 | 36.92 | 0
2021-05-09 | 22 | 0 | 2021-05-09 | 22 | 29.52 | 0.47 | 29.99 | 0
2021-05-09 | 23 | 0 | 2021-05-09 | 23 | 27.19 | 0.67 | 27.86 | 0
2021-05-09 | 24 | 0 | 2021-05-09 | 24 | 20.43 | 0.36 | 20.79 | 0
2021-05-10 | 1 | 0 | 2021-05-10 | 1 | 20.15 | 0.37 | 20.52 | 0
2021-05-10 | 2 | 0 | 2021-05-10 | 2 | 21.38 | 0.37 | 21.75 | 0
2021-05-10 | 3 | 0 | 2021-05-10 | 3 | 21.57 | 0.37 | 21.94 | 0
2021-05-10 | 4 | 0 | 2021-05-10 | 4 | 23.08 | 0.37 | 23.45 | 0
2021-05-10 | 5 | 0 | 2021-05-10 | 5 | 22.45 | 0.37 | 22.82 | 0
2021-05-10 | 6 | 0 | 2021-05-10 | 6 | 23.26 | 0.37 | 23.63 | 0
2021-05-10 | 7 | 4305 | 2021-05-10 | 7 | 30.96 | 0.5 | 31.46 | 0.00060046
2021-05-10 | 8 | 9800 | 2021-05-10 | 8 | 34.94 | 0.96 | 35.9 | 0.0015598
2021-05-10 | 9 | 40615 | 2021-05-10 | 9 | 29.54 | 0.82 | 30.36 | 0.0054669
2021-05-10 | 10 | 83565 | 2021-05-10 | 10 | 32.56 | 0.82 | 33.38 | 0.012367
2021-05-10 | 11 | 102250 | 2021-05-10 | 11 | 36.3 | 0.76 | 37.06 | 0.016801
2021-05-10 | 12 | 94800 | 2021-05-10 | 12 | 29.25 | 0.79 | 30.04 | 0.012626
2021-05-10 | 13 | 60475 | 2021-05-10 | 13 | 25.59 | 0.72 | 26.31 | 0.0070543
2021-05-10 | 14 | 82060 | 2021-05-10 | 14 | 24.58 | 0.71 | 25.29 | 0.009201
2021-05-10 | 15 | 95765 | 2021-05-10 | 15 | 24.13 | 0.72 | 24.85 | 0.010551
2021-05-10 | 16 | 82610 | 2021-05-10 | 16 | 25.73 | 0.71 | 26.44 | 0.0096839
2021-05-10 | 17 | 47735 | 2021-05-10 | 17 | 26.41 | 0.69 | 27.1 | 0.0057354
2021-05-10 | 18 | 23365 | 2021-05-10 | 18 | 26.35 | 0.69 | 27.04 | 0.0028011
2021-05-10 | 19 | 17425 | 2021-05-10 | 19 | 26.69 | 0.68 | 27.37 | 0.0021145
2021-05-10 | 20 | 3160 | 2021-05-10 | 20 | 26.1 | 0.67 | 26.77 | 0.00037505
2021-05-10 | 21 | 0 | 2021-05-10 | 21 | 26.8 | 0.67 | 27.47 | 0
2021-05-10 | 22 | 0 | 2021-05-10 | 22 | 30.58 | 0.88 | 31.46 | 0
2021-05-10 | 23 | 0 | 2021-05-10 | 23 | 31.08 | 1.07 | 32.15 | 0
2021-05-10 | 24 | 0 | 2021-05-10 | 24 | 21.43 | 0.5 | 21.93 | 0
2021-05-11 | 1 | 0 | 2021-05-11 | 1 | 23.13 | 0.24 | 23.37 | 0
2021-05-11 | 2 | 0 | 2021-05-11 | 2 | 21.65 | 0.23 | 21.88 | 0
2021-05-11 | 3 | 0 | 2021-05-11 | 3 | 22.77 | 0.23 | 23 | 0
2021-05-11 | 4 | 0 | 2021-05-11 | 4 | 22.54 | 0.23 | 22.77 | 0
2021-05-11 | 5 | 0 | 2021-05-11 | 5 | 23.79 | 0.22 | 24.01 | 0
2021-05-11 | 6 | 550 | 2021-05-11 | 6 | 30.37 | 0.74 | 31.11 | 7.5861e-05
2021-05-11 | 7 | 13390 | 2021-05-11 | 7 | 34.25 | 0.6 | 34.85 | 0.0020689
2021-05-11 | 8 | 38490 | 2021-05-11 | 8 | 30.84 | 0.71 | 31.55 | 0.005384
2021-05-11 | 9 | 80895 | 2021-05-11 | 9 | 31.33 | 0.81 | 32.14 | 0.011527
2021-05-11 | 10 | 113565 | 2021-05-11 | 10 | 22.26 | 0.61 | 22.87 | 0.011515
2021-05-11 | 11 | 91190 | 2021-05-11 | 11 | 22.2 | 0.6 | 22.8 | 0.009218
2021-05-11 | 12 | 90245 | 2021-05-11 | 12 | 23.65 | 0.6 | 24.25 | 0.0097026
2021-05-11 | 13 | 104900 | 2021-05-11 | 13 | 23.82 | 0.59 | 24.41 | 0.011353
2021-05-11 | 14 | 93025 | 2021-05-11 | 14 | 22.52 | 0.6 | 23.12 | 0.0095355
2021-05-11 | 15 | 117160 | 2021-05-11 | 15 | 23.3 | 0.6 | 23.9 | 0.012415
2021-05-11 | 16 | 66350 | 2021-05-11 | 16 | 25.06 | 0.61 | 25.67 | 0.0075513
2021-05-11 | 17 | 57180 | 2021-05-11 | 17 | 31.63 | 0.75 | 32.38 | 0.0082087
2021-05-11 | 18 | 46875 | 2021-05-11 | 18 | 36.03 | 0.76 | 36.79 | 0.0076459
2021-05-11 | 19 | 19635 | 2021-05-11 | 19 | 38.77 | 0.73 | 39.5 | 0.0034386
2021-05-11 | 20 | 3210 | 2021-05-11 | 20 | 33.6 | 0.57 | 34.17 | 0.0004863
2021-05-11 | 21 | 0 | 2021-05-11 | 21 | 34.26 | 0.59 | 34.85 | 0
2021-05-11 | 22 | 0 | 2021-05-11 | 22 | 33.53 | 0.82 | 34.35 | 0
2021-05-11 | 23 | 0 | 2021-05-11 | 23 | 26.18 | 0.74 | 26.92 | 0
2021-05-11 | 24 | 0 | 2021-05-11 | 24 | 22.06 | 0.24 | 22.3 | 0
2021-05-12 | 1 | 0 | 2021-05-12 | 1 | 21.11 | 0.4 | 21.51 | 0
2021-05-12 | 2 | 0 | 2021-05-12 | 2 | 21.29 | 0.4 | 21.69 | 0
2021-05-12 | 3 | 0 | 2021-05-12 | 3 | 21.43 | 0.4 | 21.83 | 0
2021-05-12 | 4 | 0 | 2021-05-12 | 4 | 20.97 | 0.39 | 21.36 | 0
2021-05-12 | 5 | 0 | 2021-05-12 | 5 | 21.78 | 0.41 | 22.19 | 0
2021-05-12 | 6 | 1035 | 2021-05-12 | 6 | 21.03 | 0.4 | 21.43 | 9.8337e-05
2021-05-12 | 7 | 8885 | 2021-05-12 | 7 | 25.7 | 0.52 | 26.22 | 0.0010329
2021-05-12 | 8 | 40955 | 2021-05-12 | 8 | 28.4 | 0.98 | 29.38 | 0.0053347
2021-05-12 | 9 | 77895 | 2021-05-12 | 9 | 24.78 | 0.79 | 25.57 | 0.0088307
2021-05-12 | 10 | 111255 | 2021-05-12 | 10 | 22.95 | 0.76 | 23.71 | 0.011695
2021-05-12 | 11 | 138600 | 2021-05-12 | 11 | 20.03 | 0.78 | 20.81 | 0.012788
2021-05-12 | 12 | 144650 | 2021-05-12 | 12 | 19.45 | 0.77 | 20.22 | 0.012967
2021-05-12 | 13 | 96715 | 2021-05-12 | 13 | 21.22 | 0.8 | 22.02 | 0.009442
2021-05-12 | 14 | 49650 | 2021-05-12 | 14 | 22.36 | 0.79 | 23.15 | 0.0050959
2021-05-12 | 15 | 68380 | 2021-05-12 | 15 | 23.23 | 0.78 | 24.01 | 0.0072791
2021-05-12 | 16 | 47465 | 2021-05-12 | 16 | 23.95 | 0.79 | 24.74 | 0.0052063
2021-05-12 | 17 | 64295 | 2021-05-12 | 17 | 27.12 | 0.8 | 27.92 | 0.0079588
2021-05-12 | 18 | 31800 | 2021-05-12 | 18 | 37.18 | 0.97 | 38.15 | 0.0053787
2021-05-12 | 19 | 11375 | 2021-05-12 | 19 | 46.96 | 1.15 | 48.11 | 0.0024263
2021-05-12 | 20 | 3220 | 2021-05-12 | 20 | 43.96 | 1 | 44.96 | 0.00064185
2021-05-12 | 21 | 0 | 2021-05-12 | 21 | 45.22 | 0.89 | 46.11 | 0
2021-05-12 | 22 | 0 | 2021-05-12 | 22 | 35.62 | 1 | 36.62 | 0
2021-05-12 | 23 | 0 | 2021-05-12 | 23 | 27.67 | 1.01 | 28.68 | 0
2021-05-12 | 24 | 0 | 2021-05-12 | 24 | 22.42 | 0.45 | 22.87 | 0
2021-05-13 | 1 | 0 | 2021-05-13 | 1 | 23.96 | 0.73 | 24.69 | 0
2021-05-13 | 2 | 0 | 2021-05-13 | 2 | 20.36 | 0.61 | 20.97 | 0
2021-05-13 | 3 | 0 | 2021-05-13 | 3 | 18.72 | 0.59 | 19.31 | 0
2021-05-13 | 4 | 0 | 2021-05-13 | 4 | 21.16 | 0.55 | 21.71 | 0
2021-05-13 | 5 | 0 | 2021-05-13 | 5 | 23.47 | 0.6 | 24.07 | 0
2021-05-13 | 6 | 1050 | 2021-05-13 | 6 | 28.26 | 0.88 | 29.14 | 0.00013565
2021-05-13 | 7 | 10505 | 2021-05-13 | 7 | 28.93 | 0.87 | 29.8 | 0.0013879
2021-05-13 | 8 | 41590 | 2021-05-13 | 8 | 25.26 | 1.08 | 26.34 | 0.0048569
2021-05-13 | 9 | 79205 | 2021-05-13 | 9 | 21.15 | 1.01 | 22.16 | 0.0077817
2021-05-13 | 10 | 111825 | 2021-05-13 | 10 | 19.52 | 0.96 | 20.48 | 0.010154
2021-05-13 | 11 | 127590 | 2021-05-13 | 11 | 21.45 | 0.93 | 22.38 | 0.01266
2021-05-13 | 12 | 115920 | 2021-05-13 | 12 | 30.27 | 0.99 | 31.26 | 0.016066
2021-05-13 | 13 | 77655 | 2021-05-13 | 13 | 24.59 | 0.93 | 25.52 | 0.0087863
2021-05-13 | 14 | 98945 | 2021-05-13 | 14 | 21.49 | 0.92 | 22.41 | 0.0098308
2021-05-13 | 15 | 103865 | 2021-05-13 | 15 | 22.09 | 0.89 | 22.98 | 0.010582
2021-05-13 | 16 | 107940 | 2021-05-13 | 16 | 22.48 | 0.89 | 23.37 | 0.011184
2021-05-13 | 17 | 65840 | 2021-05-13 | 17 | 23.14 | 0.83 | 23.97 | 0.006997
2021-05-13 | 18 | 36245 | 2021-05-13 | 18 | 23.04 | 0.77 | 23.81 | 0.0038262
2021-05-13 | 19 | 14785 | 2021-05-13 | 19 | 32.59 | 0.87 | 33.46 | 0.0021933
2021-05-13 | 20 | 2150 | 2021-05-13 | 20 | 30.74 | 0.95 | 31.69 | 0.00030208
2021-05-13 | 21 | 0 | 2021-05-13 | 21 | 38.96 | 0.97 | 39.93 | 0
2021-05-13 | 22 | 0 | 2021-05-13 | 22 | 33.46 | 1.16 | 34.62 | 0
2021-05-13 | 23 | 0 | 2021-05-13 | 23 | 22.67 | 1.1 | 23.77 | 0
2021-05-13 | 24 | 0 | 2021-05-13 | 24 | 22.27 | 0.78 | 23.05 | 0
2021-05-14 | 1 | 0 | 2021-05-14 | 1 | 19.17 | 0.25 | 19.42 | 0
2021-05-14 | 2 | 0 | 2021-05-14 | 2 | 20.05 | 0.25 | 20.3 | 0
2021-05-14 | 3 | 0 | 2021-05-14 | 3 | 19.55 | 0.24 | 19.79 | 0
2021-05-14 | 4 | 0 | 2021-05-14 | 4 | 20.32 | 0.25 | 20.57 | 0
2021-05-14 | 5 | 0 | 2021-05-14 | 5 | 22.46 | 0.27 | 22.73 | 0
2021-05-14 | 6 | 1055 | 2021-05-14 | 6 | 21.21 | 0.29 | 21.5 | 0.00010056
2021-05-14 | 7 | 10480 | 2021-05-14 | 7 | 28.94 | 0.87 | 29.81 | 0.0013851
2021-05-14 | 8 | 40630 | 2021-05-14 | 8 | 27.13 | 1.22 | 28.35 | 0.0051069
2021-05-14 | 9 | 78015 | 2021-05-14 | 9 | 23.98 | 0.8 | 24.78 | 0.0085711
2021-05-14 | 10 | 109430 | 2021-05-14 | 10 | 20.28 | 0.75 | 21.03 | 0.010203
2021-05-14 | 11 | 130805 | 2021-05-14 | 11 | 18.46 | 0.64 | 19.1 | 0.011077
2021-05-14 | 12 | 140085 | 2021-05-14 | 12 | 18.22 | 0.63 | 18.85 | 0.011707
2021-05-14 | 13 | 114485 | 2021-05-14 | 13 | 19.48 | 0.62 | 20.1 | 0.010202
2021-05-14 | 14 | 91905 | 2021-05-14 | 14 | 22.49 | 0.62 | 23.11 | 0.0094166
2021-05-14 | 15 | 80755 | 2021-05-14 | 15 | 23.37 | 0.78 | 24.15 | 0.0086465
2021-05-14 | 16 | 88595 | 2021-05-14 | 16 | 19.37 | 0.63 | 20 | 0.0078559
2021-05-14 | 17 | 59680 | 2021-05-14 | 17 | 18.85 | 0.6 | 19.45 | 0.0051464
2021-05-14 | 18 | 54490 | 2021-05-14 | 18 | 18.28 | 0.59 | 18.87 | 0.0045587
2021-05-14 | 19 | 18225 | 2021-05-14 | 19 | 20.8 | 0.62 | 21.42 | 0.0017308
2021-05-14 | 20 | 2635 | 2021-05-14 | 20 | 23.83 | 0.82 | 24.65 | 0.00028797
2021-05-14 | 21 | 0 | 2021-05-14 | 21 | 21.63 | 0.65 | 22.28 | 0
2021-05-14 | 22 | 0 | 2021-05-14 | 22 | 25.57 | 0.82 | 26.39 | 0
2021-05-14 | 23 | 0 | 2021-05-14 | 23 | 26.6 | 1.04 | 27.64 | 0
2021-05-14 | 24 | 0 | 2021-05-14 | 24 | 18.41 | 0.38 | 18.79 | 0
2021-05-15 | 1 | 0 | 2021-05-15 | 1 | 19.31 | 0.35 | 19.66 | 0
2021-05-15 | 2 | 0 | 2021-05-15 | 2 | 18.53 | 0.31 | 18.84 | 0
2021-05-15 | 3 | 0 | 2021-05-15 | 3 | 20.28 | 0.31 | 20.59 | 0
2021-05-15 | 4 | 0 | 2021-05-15 | 4 | 20.91 | 0.34 | 21.25 | 0
2021-05-15 | 5 | 0 | 2021-05-15 | 5 | 21.27 | 0.35 | 21.62 | 0
2021-05-15 | 6 | 1055 | 2021-05-15 | 6 | 21.73 | 0.34 | 22.07 | 0.00010323
2021-05-15 | 7 | 10985 | 2021-05-15 | 7 | 22.69 | 0.4 | 23.09 | 0.0011245
2021-05-15 | 8 | 40645 | 2021-05-15 | 8 | 19.07 | 0.47 | 19.54 | 0.0035212
2021-05-15 | 9 | 76965 | 2021-05-15 | 9 | 18.02 | 0.35 | 18.37 | 0.0062684
2021-05-15 | 10 | 107175 | 2021-05-15 | 10 | 17.61 | 0.31 | 17.92 | 0.008515
2021-05-15 | 11 | 129290 | 2021-05-15 | 11 | 16.35 | 0.31 | 16.66 | 0.0095498
2021-05-15 | 12 | 71175 | 2021-05-15 | 12 | 16.4 | 0.31 | 16.71 | 0.005273
2021-05-15 | 13 | 87255 | 2021-05-15 | 13 | 18.72 | 0.27 | 18.99 | 0.0073463
2021-05-15 | 14 | 86880 | 2021-05-15 | 14 | 19.27 | 0.29 | 19.56 | 0.0075343
2021-05-15 | 15 | 68440 | 2021-05-15 | 15 | 17.41 | 0.29 | 17.7 | 0.0053708
2021-05-15 | 16 | 123780 | 2021-05-15 | 16 | 18.24 | 0.29 | 18.53 | 0.010169
2021-05-15 | 17 | 87700 | 2021-05-15 | 17 | 17.82 | 0.31 | 18.13 | 0.0070494
2021-05-15 | 18 | 50110 | 2021-05-15 | 18 | 20.22 | 0.32 | 20.54 | 0.0045633
2021-05-15 | 19 | 15060 | 2021-05-15 | 19 | 30.03 | 0.33 | 30.36 | 0.0020271
2021-05-15 | 20 | 2655 | 2021-05-15 | 20 | 30.61 | 0.41 | 31.02 | 0.00036514
2021-05-15 | 21 | 0 | 2021-05-15 | 21 | 26.62 | 0.35 | 26.97 | 0
2021-05-15 | 22 | 0 | 2021-05-15 | 22 | 27.58 | 0.43 | 28.01 | 0
2021-05-15 | 23 | 0 | 2021-05-15 | 23 | 23.57 | 0.5 | 24.07 | 0
2021-05-15 | 24 | 0 | 2021-05-15 | 24 | 24.47 | 0.46 | 24.93 | 0
2021-05-16 | 1 | 0 | 2021-05-16 | 1 | 21.35 | 0.76 | 22.11 | 0
2021-05-16 | 2 | 0 | 2021-05-16 | 2 | 26.55 | 1.15 | 27.7 | 0
2021-05-16 | 3 | 0 | 2021-05-16 | 3 | 19.94 | 0.75 | 20.69 | 0
2021-05-16 | 4 | 0 | 2021-05-16 | 4 | 19.6 | 0.57 | 20.17 | 0
2021-05-16 | 5 | 0 | 2021-05-16 | 5 | 22.01 | 0.54 | 22.55 | 0
2021-05-16 | 6 | 1020 | 2021-05-16 | 6 | 20.89 | 0.54 | 21.43 | 9.6912e-05
2021-05-16 | 7 | 10975 | 2021-05-16 | 7 | 17.88 | 0.59 | 18.47 | 0.00089872
2021-05-16 | 8 | 31575 | 2021-05-16 | 8 | 17.27 | 0.59 | 17.86 | 0.0025002
2021-05-16 | 9 | 50275 | 2021-05-16 | 9 | 17.93 | 0.52 | 18.45 | 0.0041125
2021-05-16 | 10 | 68505 | 2021-05-16 | 10 | 18.06 | 0.58 | 18.64 | 0.0056614
2021-05-16 | 11 | 126890 | 2021-05-16 | 11 | 16.14 | 0.56 | 16.7 | 0.009395
2021-05-16 | 12 | 133665 | 2021-05-16 | 12 | 16.38 | 0.56 | 16.94 | 0.010039
2021-05-16 | 13 | 107365 | 2021-05-16 | 13 | 18.75 | 0.56 | 19.31 | 0.0091918
2021-05-16 | 14 | 104570 | 2021-05-16 | 14 | 30.4 | 0.96 | 31.36 | 0.014539
2021-05-16 | 15 | 133475 | 2021-05-16 | 15 | 20.79 | 0.58 | 21.37 | 0.012646
2021-05-16 | 16 | 38720 | 2021-05-16 | 16 | 18.05 | 0.56 | 18.61 | 0.0031947
2021-05-16 | 17 | 39420 | 2021-05-16 | 17 | 18.93 | 0.55 | 19.48 | 0.0034046
2021-05-16 | 18 | 22215 | 2021-05-16 | 18 | 22.14 | 0.57 | 22.71 | 0.0022368
2021-05-16 | 19 | 9255 | 2021-05-16 | 19 | 29.54 | 0.64 | 30.18 | 0.0012384
2021-05-16 | 20 | 3100 | 2021-05-16 | 20 | 30.54 | 0.61 | 31.15 | 0.00042813
2021-05-16 | 21 | 0 | 2021-05-16 | 21 | 39.96 | 3.85 | 43.81 | 0
2021-05-16 | 22 | 0 | 2021-05-16 | 22 | 27.64 | 6 | 33.64 | 0
2021-05-16 | 23 | 0 | 2021-05-16 | 23 | 22.39 | 2.22 | 24.61 | 0
2021-05-16 | 24 | 0 | 2021-05-16 | 24 | 20.44 | 0.69 | 21.13 | 0
2021-05-17 | 1 | 0 | 2021-05-17 | 1 | 22.69 | 1.02 | 23.71 | 0
2021-05-17 | 2 | 0 | 2021-05-17 | 2 | 31.52 | 0.76 | 32.28 | 0
2021-05-17 | 3 | 0 | 2021-05-17 | 3 | 23.91 | 0.81 | 24.72 | 0
2021-05-17 | 4 | 0 | 2021-05-17 | 4 | 24.17 | 0.81 | 24.98 | 0
2021-05-17 | 5 | 0 | 2021-05-17 | 5 | 24.68 | 0.81 | 25.49 | 0
2021-05-17 | 6 | 1055 | 2021-05-17 | 6 | 28.35 | 0.84 | 29.19 | 0.00013653
2021-05-17 | 7 | 10995 | 2021-05-17 | 7 | 32.08 | 0.96 | 33.04 | 0.0016106
2021-05-17 | 8 | 40135 | 2021-05-17 | 8 | 38.64 | 1.56 | 40.2 | 0.0071533
2021-05-17 | 9 | 75285 | 2021-05-17 | 9 | 22.12 | 1.22 | 23.34 | 0.0077905
2021-05-17 | 10 | 105365 | 2021-05-17 | 10 | 20.05 | 1.21 | 21.26 | 0.0099315
2021-05-17 | 11 | 126670 | 2021-05-17 | 11 | 19.5 | 1.21 | 20.71 | 0.011631
2021-05-17 | 12 | 138915 | 2021-05-17 | 12 | 19.78 | 1.18 | 20.96 | 0.012909
2021-05-17 | 13 | 109400 | 2021-05-17 | 13 | 21.11 | 1.17 | 22.28 | 0.010807
2021-05-17 | 14 | 138880 | 2021-05-17 | 14 | 30.13 | 1.3 | 31.43 | 0.019353
2021-05-17 | 15 | 127145 | 2021-05-17 | 15 | 34.52 | 1.38 | 35.9 | 0.020237
2021-05-17 | 16 | 88250 | 2021-05-17 | 16 | 30.52 | 1.17 | 31.69 | 0.012399
2021-05-17 | 17 | 63480 | 2021-05-17 | 17 | 35 | 1.2 | 36.2 | 0.010188
2021-05-17 | 18 | 42530 | 2021-05-17 | 18 | 39.6 | 1.26 | 40.86 | 0.0077046
2021-05-17 | 19 | 15365 | 2021-05-17 | 19 | 47.09 | 1.42 | 48.51 | 0.0033046
2021-05-17 | 20 | 3575 | 2021-05-17 | 20 | 40.24 | 1.2 | 41.44 | 0.00065683
2021-05-17 | 21 | 0 | 2021-05-17 | 21 | 40.46 | 1.31 | 41.77 | 0
2021-05-17 | 22 | 0 | 2021-05-17 | 22 | 32.49 | 1.42 | 33.91 | 0
2021-05-17 | 23 | 0 | 2021-05-17 | 23 | 29.81 | 1.65 | 31.46 | 0
2021-05-17 | 24 | 0 | 2021-05-17 | 24 | 22.08 | 0.95 | 23.03 | 0
2021-05-18 | 1 | 0 | 2021-05-18 | 1 | 22.5 | 0.31 | 22.81 | 0
2021-05-18 | 2 | 0 | 2021-05-18 | 2 | 21.74 | 0.31 | 22.05 | 0
2021-05-18 | 3 | 0 | 2021-05-18 | 3 | 20.57 | 0.31 | 20.88 | 0
2021-05-18 | 4 | 0 | 2021-05-18 | 4 | 19.5 | 0.31 | 19.81 | 0
2021-05-18 | 5 | 0 | 2021-05-18 | 5 | 21.13 | 0.31 | 21.44 | 0
2021-05-18 | 6 | 515 | 2021-05-18 | 6 | 22.47 | 0.35 | 22.82 | 5.2105e-05
2021-05-18 | 7 | 6830 | 2021-05-18 | 7 | 21.98 | 0.37 | 22.35 | 0.00067679
2021-05-18 | 8 | 24970 | 2021-05-18 | 8 | 21.83 | 0.73 | 22.56 | 0.0024975
2021-05-18 | 9 | 62150 | 2021-05-18 | 9 | 21.72 | 0.68 | 22.4 | 0.0061723
2021-05-18 | 10 | 62235 | 2021-05-18 | 10 | 20.86 | 0.68 | 21.54 | 0.0059434
2021-05-18 | 11 | 122680 | 2021-05-18 | 11 | 21.25 | 0.7 | 21.95 | 0.011939
2021-05-18 | 12 | 127730 | 2021-05-18 | 12 | 20.44 | 0.68 | 21.12 | 0.01196
2021-05-18 | 13 | 128510 | 2021-05-18 | 13 | 21.41 | 0.68 | 22.09 | 0.012586
2021-05-18 | 14 | 78530 | 2021-05-18 | 14 | 21.22 | 0.68 | 21.9 | 0.0076249
2021-05-18 | 15 | 78285 | 2021-05-18 | 15 | 21.8 | 0.68 | 22.48 | 0.0078024
2021-05-18 | 16 | 86170 | 2021-05-18 | 16 | 22.58 | 0.67 | 23.25 | 0.0088825
2021-05-18 | 17 | 66635 | 2021-05-18 | 17 | 22.37 | 0.65 | 23.02 | 0.0068008
2021-05-18 | 18 | 40600 | 2021-05-18 | 18 | 28.09 | 0.65 | 28.74 | 0.0051733
2021-05-18 | 19 | 16785 | 2021-05-18 | 19 | 33.93 | 0.8 | 34.73 | 0.0025845
2021-05-18 | 20 | 3680 | 2021-05-18 | 20 | 40.88 | 1.04 | 41.92 | 0.00068395
2021-05-18 | 21 | 0 | 2021-05-18 | 21 | 43.41 | 1.2 | 44.61 | 0
2021-05-18 | 22 | 0 | 2021-05-18 | 22 | 35.52 | 0.97 | 36.49 | 0
2021-05-18 | 23 | 0 | 2021-05-18 | 23 | 31.3 | 0.96 | 32.26 | 0
2021-05-18 | 24 | 0 | 2021-05-18 | 24 | 27.78 | 0.63 | 28.41 | 0
2021-05-19 | 1 | 0 | 2021-05-19 | 1 | 24.53 | 0.66 | 25.19 | 0
2021-05-19 | 2 | 0 | 2021-05-19 | 2 | 25.53 | 0.72 | 26.25 | 0
2021-05-19 | 3 | 0 | 2021-05-19 | 3 | 22.74 | 0.64 | 23.38 | 0
2021-05-19 | 4 | 0 | 2021-05-19 | 4 | 21.42 | 0.68 | 22.1 | 0
2021-05-19 | 5 | 0 | 2021-05-19 | 5 | 23.63 | 0.67 | 24.3 | 0
2021-05-19 | 6 | 1010 | 2021-05-19 | 6 | 25.11 | 0.69 | 25.8 | 0.00011553
2021-05-19 | 7 | 8160 | 2021-05-19 | 7 | 25.06 | 0.87 | 25.93 | 0.0009381
2021-05-19 | 8 | 30820 | 2021-05-19 | 8 | 23.7 | 1.09 | 24.79 | 0.0033874
2021-05-19 | 9 | 76135 | 2021-05-19 | 9 | 24.1 | 1.1 | 25.2 | 0.0085063
2021-05-19 | 10 | 105130 | 2021-05-19 | 10 | 22.48 | 1.03 | 23.51 | 0.010958
2021-05-19 | 11 | 126415 | 2021-05-19 | 11 | 21.83 | 1.03 | 22.86 | 0.012812
2021-05-19 | 12 | 138250 | 2021-05-19 | 12 | 21.25 | 1.02 | 22.27 | 0.01365
2021-05-19 | 13 | 128945 | 2021-05-19 | 13 | 21.18 | 1.07 | 22.25 | 0.01272
2021-05-19 | 14 | 123260 | 2021-05-19 | 14 | 21.25 | 1.08 | 22.33 | 0.012203
2021-05-19 | 15 | 120085 | 2021-05-19 | 15 | 19.42 | 1.06 | 20.48 | 0.010904
2021-05-19 | 16 | 94960 | 2021-05-19 | 16 | 21.36 | 1.04 | 22.4 | 0.0094307
2021-05-19 | 17 | 56795 | 2021-05-19 | 17 | 25.62 | 0.99 | 26.61 | 0.0067005
2021-05-19 | 18 | 24855 | 2021-05-19 | 18 | 27.31 | 0.97 | 28.28 | 0.0031164
2021-05-19 | 19 | 14455 | 2021-05-19 | 19 | 26.15 | 0.97 | 27.12 | 0.0017381
2021-05-19 | 20 | 3665 | 2021-05-19 | 20 | 25.41 | 0.95 | 26.36 | 0.00042833
2021-05-19 | 21 | 0 | 2021-05-19 | 21 | 27.91 | 1 | 28.91 | 0
2021-05-19 | 22 | 0 | 2021-05-19 | 22 | 24.65 | 1.04 | 25.69 | 0
2021-05-19 | 23 | 0 | 2021-05-19 | 23 | 22.01 | 1.04 | 23.05 | 0
2021-05-19 | 24 | 0 | 2021-05-19 | 24 | 19.94 | 0.7 | 20.64 | 0
2021-05-20 | 1 | 0 | 2021-05-20 | 1 | 21.7 | 0.41 | 22.11 | 0
2021-05-20 | 2 | 0 | 2021-05-20 | 2 | 20.65 | 0.4 | 21.05 | 0
2021-05-20 | 3 | 0 | 2021-05-20 | 3 | 19.73 | 0.41 | 20.14 | 0
2021-05-20 | 4 | 0 | 2021-05-20 | 4 | 19.37 | 0.42 | 19.79 | 0
2021-05-20 | 5 | 0 | 2021-05-20 | 5 | 18.86 | 0.42 | 19.28 | 0
2021-05-20 | 6 | 1600 | 2021-05-20 | 6 | 19.07 | 0.43 | 19.5 | 0.00013833
2021-05-20 | 7 | 13205 | 2021-05-20 | 7 | 20.4 | 0.49 | 20.89 | 0.001223
2021-05-20 | 8 | 39595 | 2021-05-20 | 8 | 20.69 | 0.84 | 21.53 | 0.0037795
2021-05-20 | 9 | 70295 | 2021-05-20 | 9 | 20.71 | 0.78 | 21.49 | 0.0066975
2021-05-20 | 10 | 100125 | 2021-05-20 | 10 | 20.7 | 0.76 | 21.46 | 0.0095264
2021-05-20 | 11 | 103395 | 2021-05-20 | 11 | 21.21 | 0.78 | 21.99 | 0.01008
2021-05-20 | 12 | 136390 | 2021-05-20 | 12 | 21.31 | 0.78 | 22.09 | 0.013358
2021-05-20 | 13 | 141125 | 2021-05-20 | 13 | 21.35 | 0.78 | 22.13 | 0.013847
2021-05-20 | 14 | 139080 | 2021-05-20 | 14 | 21.99 | 0.84 | 22.83 | 0.014077
2021-05-20 | 15 | 131320 | 2021-05-20 | 15 | 21.19 | 0.79 | 21.98 | 0.012797
2021-05-20 | 16 | 112525 | 2021-05-20 | 16 | 20.24 | 0.75 | 20.99 | 0.010472
2021-05-20 | 17 | 85225 | 2021-05-20 | 17 | 20.66 | 0.82 | 21.48 | 0.0081163
2021-05-20 | 18 | 50040 | 2021-05-20 | 18 | 22.68 | 0.74 | 23.42 | 0.0051959
2021-05-20 | 19 | 13945 | 2021-05-20 | 19 | 23.31 | 0.72 | 24.03 | 0.0014857
2021-05-20 | 20 | 4420 | 2021-05-20 | 20 | 22.34 | 0.72 | 23.06 | 0.00045189
2021-05-20 | 21 | 0 | 2021-05-20 | 21 | 22.63 | 0.73 | 23.36 | 0
2021-05-20 | 22 | 0 | 2021-05-20 | 22 | 29.4 | 0.85 | 30.25 | 0
2021-05-20 | 23 | 0 | 2021-05-20 | 23 | 21.29 | 0.83 | 22.12 | 0
2021-05-20 | 24 | 0 | 2021-05-20 | 24 | 19.02 | 0.49 | 19.51 | 0
2021-05-21 | 1 | 0 | 2021-05-21 | 1 | 19.74 | 0.42 | 20.16 | 0
2021-05-21 | 2 | 0 | 2021-05-21 | 2 | 19.22 | 0.33 | 19.55 | 0
2021-05-21 | 3 | 0 | 2021-05-21 | 3 | 19.02 | 0.31 | 19.33 | 0
2021-05-21 | 4 | 0 | 2021-05-21 | 4 | 19.02 | 0.32 | 19.34 | 0
2021-05-21 | 5 | 0 | 2021-05-21 | 5 | 18.45 | 0.33 | 18.78 | 0
2021-05-21 | 6 | 505 | 2021-05-21 | 6 | 19.07 | 0.35 | 19.42 | 4.3481e-05
2021-05-21 | 7 | 3175 | 2021-05-21 | 7 | 21.14 | 0.41 | 21.55 | 0.00030335
2021-05-21 | 8 | 8900 | 2021-05-21 | 8 | 22.47 | 0.79 | 23.26 | 0.00091781
2021-05-21 | 9 | 18465 | 2021-05-21 | 9 | 24.12 | 0.75 | 24.87 | 0.002036
2021-05-21 | 10 | 56060 | 2021-05-21 | 10 | 21.91 | 0.69 | 22.6 | 0.0056172
2021-05-21 | 11 | 46595 | 2021-05-21 | 11 | 23.53 | 0.68 | 24.21 | 0.0050014
2021-05-21 | 12 | 94980 | 2021-05-21 | 12 | 22.45 | 0.69 | 23.14 | 0.0097443
2021-05-21 | 13 | 135135 | 2021-05-21 | 13 | 22.06 | 0.67 | 22.73 | 0.013618
2021-05-21 | 14 | 138100 | 2021-05-21 | 14 | 23.04 | 0.65 | 23.69 | 0.014505
2021-05-21 | 15 | 128450 | 2021-05-21 | 15 | 21.01 | 0.66 | 21.67 | 0.012341
2021-05-21 | 16 | 105090 | 2021-05-21 | 16 | 20.51 | 0.64 | 21.15 | 0.0098543
2021-05-21 | 17 | 76780 | 2021-05-21 | 17 | 24.89 | 0.63 | 25.52 | 0.0086873
2021-05-21 | 18 | 44540 | 2021-05-21 | 18 | 29.37 | 0.63 | 30 | 0.0059242
2021-05-21 | 19 | 18740 | 2021-05-21 | 19 | 34.72 | 0.67 | 35.39 | 0.0029404
2021-05-21 | 20 | 2035 | 2021-05-21 | 20 | 34.05 | 0.69 | 34.74 | 0.00031344
2021-05-21 | 21 | 0 | 2021-05-21 | 21 | 29.24 | 0.77 | 30.01 | 0
2021-05-21 | 22 | 0 | 2021-05-21 | 22 | 27.32 | 0.79 | 28.11 | 0
2021-05-21 | 23 | 0 | 2021-05-21 | 23 | 22.35 | 0.74 | 23.09 | 0
2021-05-21 | 24 | 0 | 2021-05-21 | 24 | 20.51 | 0.35 | 20.86 | 0
2021-05-22 | 1 | 0 | 2021-05-22 | 1 | 20.78 | 0.48 | 21.26 | 0
2021-05-22 | 2 | 0 | 2021-05-22 | 2 | 20.34 | 0.46 | 20.8 | 0
2021-05-22 | 3 | 0 | 2021-05-22 | 3 | 19.75 | 0.44 | 20.19 | 0
2021-05-22 | 4 | 0 | 2021-05-22 | 4 | 20.49 | 0.43 | 20.92 | 0
2021-05-22 | 5 | 0 | 2021-05-22 | 5 | 19.64 | 0.46 | 20.1 | 0
2021-05-22 | 6 | 2055 | 2021-05-22 | 6 | 19.57 | 0.48 | 20.05 | 0.00018268
2021-05-22 | 7 | 10665 | 2021-05-22 | 7 | 21.69 | 0.49 | 22.18 | 0.0010488
2021-05-22 | 8 | 30605 | 2021-05-22 | 8 | 20.99 | 0.45 | 21.44 | 0.0029092
2021-05-22 | 9 | 53885 | 2021-05-22 | 9 | 24.67 | 0.65 | 25.32 | 0.006049
2021-05-22 | 10 | 65215 | 2021-05-22 | 10 | 30.7 | 1.09 | 31.79 | 0.0091916
2021-05-22 | 11 | 57800 | 2021-05-22 | 11 | 31.05 | 0.58 | 31.63 | 0.0081055
2021-05-22 | 12 | 77745 | 2021-05-22 | 12 | 26.28 | 0.44 | 26.72 | 0.0092101
2021-05-22 | 13 | 62560 | 2021-05-22 | 13 | 26.07 | 0.41 | 26.48 | 0.0073446
2021-05-22 | 14 | 101100 | 2021-05-22 | 14 | 31.32 | 0.41 | 31.73 | 0.014223
2021-05-22 | 15 | 83560 | 2021-05-22 | 15 | 33.89 | 0.61 | 34.5 | 0.012781
2021-05-22 | 16 | 73000 | 2021-05-22 | 16 | 41.45 | 0.65 | 42.1 | 0.013626
2021-05-22 | 17 | 57440 | 2021-05-22 | 17 | 34.25 | 0.41 | 34.66 | 0.0088267
2021-05-22 | 18 | 8735 | 2021-05-22 | 18 | 38.45 | 0.44 | 38.89 | 0.0015061
2021-05-22 | 19 | 5120 | 2021-05-22 | 19 | 38.8 | 0.44 | 39.24 | 0.00089075
2021-05-22 | 20 | 2585 | 2021-05-22 | 20 | 37.75 | 0.45 | 38.2 | 0.0004378
2021-05-22 | 21 | 0 | 2021-05-22 | 21 | 40.69 | 0.51 | 41.2 | 0
2021-05-22 | 22 | 0 | 2021-05-22 | 22 | 36.61 | 0.55 | 37.16 | 0
2021-05-22 | 23 | 0 | 2021-05-22 | 23 | 31.48 | 0.48 | 31.96 | 0
2021-05-22 | 24 | 0 | 2021-05-22 | 24 | 27.32 | 0.51 | 27.83 | 0
2021-05-23 | 1 | 0 | 2021-05-23 | 1 | 26.83 | 0.45 | 27.28 | 0
2021-05-23 | 2 | 0 | 2021-05-23 | 2 | 21.64 | 0.27 | 21.91 | 0
2021-05-23 | 3 | 0 | 2021-05-23 | 3 | 22.71 | 0.25 | 22.96 | 0
2021-05-23 | 4 | 0 | 2021-05-23 | 4 | 21.57 | 0.24 | 21.81 | 0
2021-05-23 | 5 | 0 | 2021-05-23 | 5 | 20.85 | 0.25 | 21.1 | 0
2021-05-23 | 6 | 530 | 2021-05-23 | 6 | 19.84 | 0.24 | 20.08 | 4.7184e-05
2021-05-23 | 7 | 7325 | 2021-05-23 | 7 | 19.59 | 0.28 | 19.87 | 0.0006453
2021-05-23 | 8 | 39710 | 2021-05-23 | 8 | 19.21 | 0.29 | 19.5 | 0.0034331
2021-05-23 | 9 | 65945 | 2021-05-23 | 9 | 20.21 | 0.27 | 20.48 | 0.0059878
2021-05-23 | 10 | 99410 | 2021-05-23 | 10 | 21.04 | 0.23 | 21.27 | 0.0093746
2021-05-23 | 11 | 121740 | 2021-05-23 | 11 | 24.03 | 0.22 | 24.25 | 0.013089
2021-05-23 | 12 | 110030 | 2021-05-23 | 12 | 23.85 | 0.22 | 24.07 | 0.011742
2021-05-23 | 13 | 67195 | 2021-05-23 | 13 | 29.9 | 0.31 | 30.21 | 0.009
2021-05-23 | 14 | 62625 | 2021-05-23 | 14 | 30.68 | 0.24 | 30.92 | 0.008585
2021-05-23 | 15 | 82850 | 2021-05-23 | 15 | 34.31 | 0.33 | 34.64 | 0.012724
2021-05-23 | 16 | 70190 | 2021-05-23 | 16 | 33.52 | 0.51 | 34.03 | 0.01059
2021-05-23 | 17 | 62905 | 2021-05-23 | 17 | 41.21 | 0.45 | 41.66 | 0.011619
2021-05-23 | 18 | 42305 | 2021-05-23 | 18 | 37.78 | 0.36 | 38.14 | 0.0071536
2021-05-23 | 19 | 17735 | 2021-05-23 | 19 | 34.33 | 0.32 | 34.65 | 0.0027245
2021-05-23 | 20 | 3260 | 2021-05-23 | 20 | 28.07 | 0.28 | 28.35 | 0.00040976
2021-05-23 | 21 | 0 | 2021-05-23 | 21 | 28.17 | 0.27 | 28.44 | 0
2021-05-23 | 22 | 0 | 2021-05-23 | 22 | 26.02 | 0.26 | 26.28 | 0
2021-05-23 | 23 | 0 | 2021-05-23 | 23 | 22.92 | 0.27 | 23.19 | 0
2021-05-23 | 24 | 0 | 2021-05-23 | 24 | 20.67 | 0.36 | 21.03 | 0
2021-05-24 | 1 | 0 | 2021-05-24 | 1 | 25.41 | 0.26 | 25.67 | 0
2021-05-24 | 2 | 0 | 2021-05-24 | 2 | 24.48 | 0.23 | 24.71 | 0
2021-05-24 | 3 | 0 | 2021-05-24 | 3 | 23.32 | 0.22 | 23.54 | 0
2021-05-24 | 4 | 0 | 2021-05-24 | 4 | 22.5 | 0.21 | 22.71 | 0
2021-05-24 | 5 | 0 | 2021-05-24 | 5 | 23.08 | 0.21 | 23.29 | 0
2021-05-24 | 6 | 1635 | 2021-05-24 | 6 | 24.18 | 0.24 | 24.42 | 0.00017702
2021-05-24 | 7 | 13760 | 2021-05-24 | 7 | 24.4 | 0.36 | 24.76 | 0.0015105
2021-05-24 | 8 | 44750 | 2021-05-24 | 8 | 27.15 | 0.81 | 27.96 | 0.0055473
2021-05-24 | 9 | 76460 | 2021-05-24 | 9 | 29.75 | 0.75 | 30.5 | 0.010339
2021-05-24 | 10 | 112185 | 2021-05-24 | 10 | 28.86 | 0.67 | 29.53 | 0.014688
2021-05-24 | 11 | 130135 | 2021-05-24 | 11 | 26.15 | 0.65 | 26.8 | 0.015463
2021-05-24 | 12 | 123595 | 2021-05-24 | 12 | 23.83 | 0.57 | 24.4 | 0.01337
2021-05-24 | 13 | 102500 | 2021-05-24 | 13 | 22.97 | 0.57 | 23.54 | 0.010698
2021-05-24 | 14 | 141775 | 2021-05-24 | 14 | 21.8 | 0.58 | 22.38 | 0.014067
2021-05-24 | 15 | 128750 | 2021-05-24 | 15 | 20.23 | 0.66 | 20.89 | 0.011925
2021-05-24 | 16 | 119565 | 2021-05-24 | 16 | 21.05 | 0.66 | 21.71 | 0.011508
2021-05-24 | 17 | 92055 | 2021-05-24 | 17 | 22.13 | 0.66 | 22.79 | 0.0093014
2021-05-24 | 18 | 54275 | 2021-05-24 | 18 | 23.96 | 0.56 | 24.52 | 0.0059003
2021-05-24 | 19 | 16990 | 2021-05-24 | 19 | 25.33 | 0.55 | 25.88 | 0.0019495
2021-05-24 | 20 | 3695 | 2021-05-24 | 20 | 24.68 | 0.54 | 25.22 | 0.00041316
2021-05-24 | 21 | 0 | 2021-05-24 | 21 | 25.6 | 0.54 | 26.14 | 0
2021-05-24 | 22 | 0 | 2021-05-24 | 22 | 23.56 | 0.59 | 24.15 | 0
2021-05-24 | 23 | 0 | 2021-05-24 | 23 | 19.75 | 0.64 | 20.39 | 0
2021-05-24 | 24 | 0 | 2021-05-24 | 24 | 17.55 | 0.28 | 17.83 | 0
2021-05-25 | 1 | 0 | 2021-05-25 | 1 | 19.17 | 0.3 | 19.47 | 0
2021-05-25 | 2 | 0 | 2021-05-25 | 2 | 21.21 | 0.29 | 21.5 | 0
2021-05-25 | 3 | 0 | 2021-05-25 | 3 | 20.81 | 0.3 | 21.11 | 0
2021-05-25 | 4 | 0 | 2021-05-25 | 4 | 19.81 | 0.29 | 20.1 | 0
2021-05-25 | 5 | 5 | 2021-05-25 | 5 | 18.52 | 0.3 | 18.82 | 4.172e-07
2021-05-25 | 6 | 1580 | 2021-05-25 | 6 | 18.6 | 0.33 | 18.93 | 0.00013261
2021-05-25 | 7 | 12025 | 2021-05-25 | 7 | 19.38 | 0.35 | 19.73 | 0.0010519
2021-05-25 | 8 | 38055 | 2021-05-25 | 8 | 22.32 | 0.8 | 23.12 | 0.0039008
2021-05-25 | 9 | 74050 | 2021-05-25 | 9 | 25.46 | 0.95 | 26.41 | 0.0086706
2021-05-25 | 10 | 105695 | 2021-05-25 | 10 | 21.53 | 0.7 | 22.23 | 0.010417
2021-05-25 | 11 | 128285 | 2021-05-25 | 11 | 20.53 | 0.68 | 21.21 | 0.012063
2021-05-25 | 12 | 140495 | 2021-05-25 | 12 | 18.88 | 0.65 | 19.53 | 0.012165
2021-05-25 | 13 | 142495 | 2021-05-25 | 13 | 18.26 | 0.66 | 18.92 | 0.011953
2021-05-25 | 14 | 136655 | 2021-05-25 | 14 | 18.57 | 0.66 | 19.23 | 0.011651
2021-05-25 | 15 | 111510 | 2021-05-25 | 15 | 19.97 | 0.67 | 20.64 | 0.010204
2021-05-25 | 16 | 109080 | 2021-05-25 | 16 | 21.9 | 0.65 | 22.55 | 0.010906
2021-05-25 | 17 | 65950 | 2021-05-25 | 17 | 28.41 | 0.65 | 29.06 | 0.008497
2021-05-25 | 18 | 47095 | 2021-05-25 | 18 | 44.08 | 0.92 | 45 | 0.009396
2021-05-25 | 19 | 16045 | 2021-05-25 | 19 | 41.97 | 0.93 | 42.9 | 0.0030518
2021-05-25 | 20 | 3740 | 2021-05-25 | 20 | 38.65 | 0.8 | 39.45 | 0.00065414
2021-05-25 | 21 | 0 | 2021-05-25 | 21 | 44.69 | 0.97 | 45.66 | 0
2021-05-25 | 22 | 0 | 2021-05-25 | 22 | 41 | 1.02 | 42.02 | 0
2021-05-25 | 23 | 0 | 2021-05-25 | 23 | 28.32 | 0.92 | 29.24 | 0
2021-05-25 | 24 | 0 | 2021-05-25 | 24 | 21.51 | 0.38 | 21.89 | 0
2021-05-26 | 1 | 0 | 2021-05-26 | 1 | 23.51 | 0.47 | 23.98 | 0
2021-05-26 | 2 | 0 | 2021-05-26 | 2 | 22.22 | 0.44 | 22.66 | 0
2021-05-26 | 3 | 0 | 2021-05-26 | 3 | 20.06 | 0.43 | 20.49 | 0
2021-05-26 | 4 | 0 | 2021-05-26 | 4 | 19.85 | 0.44 | 20.29 | 0
2021-05-26 | 5 | 0 | 2021-05-26 | 5 | 21.44 | 0.43 | 21.87 | 0
2021-05-26 | 6 | 3130 | 2021-05-26 | 6 | 24.06 | 0.49 | 24.55 | 0.00034068
2021-05-26 | 7 | 11785 | 2021-05-26 | 7 | 28.73 | 0.92 | 29.65 | 0.0015492
2021-05-26 | 8 | 32440 | 2021-05-26 | 8 | 22.55 | 0.84 | 23.39 | 0.0033641
2021-05-26 | 9 | 64460 | 2021-05-26 | 9 | 21.74 | 0.8 | 22.54 | 0.0064417
2021-05-26 | 10 | 97980 | 2021-05-26 | 10 | 22.4 | 0.75 | 23.15 | 0.010056
2021-05-26 | 11 | 121115 | 2021-05-26 | 11 | 27.42 | 0.74 | 28.16 | 0.015121
2021-05-26 | 12 | 129530 | 2021-05-26 | 12 | 24.37 | 0.72 | 25.09 | 0.014409
2021-05-26 | 13 | 114955 | 2021-05-26 | 13 | 22.6 | 0.7 | 23.3 | 0.011875
2021-05-26 | 14 | 104040 | 2021-05-26 | 14 | 23.79 | 0.69 | 24.48 | 0.011292
2021-05-26 | 15 | 101260 | 2021-05-26 | 15 | 28.51 | 0.72 | 29.23 | 0.013123
2021-05-26 | 16 | 99060 | 2021-05-26 | 16 | 41.23 | 0.81 | 42.04 | 0.018464
2021-05-26 | 17 | 75435 | 2021-05-26 | 17 | 50.9 | 0.93 | 51.83 | 0.017334
2021-05-26 | 18 | 43500 | 2021-05-26 | 18 | 49.69 | 0.79 | 50.48 | 0.0097356
2021-05-26 | 19 | 11515 | 2021-05-26 | 19 | 40.58 | 0.93 | 41.51 | 0.0021192
2021-05-26 | 20 | 5 | 2021-05-26 | 20 | 35.03 | 0.93 | 35.96 | 7.9716e-07
2021-05-26 | 21 | 0 | 2021-05-26 | 21 | 26.24 | 0.74 | 26.98 | 0
2021-05-26 | 22 | 0 | 2021-05-26 | 22 | 23.93 | 0.73 | 24.66 | 0
2021-05-26 | 23 | 0 | 2021-05-26 | 23 | 22.69 | 0.77 | 23.46 | 0
2021-05-26 | 24 | 0 | 2021-05-26 | 24 | 26.15 | 0.45 | 26.6 | 0
2021-05-27 | 1 | 0 | 2021-05-27 | 1 | 24.9 | 0.49 | 25.39 | 0
2021-05-27 | 2 | 0 | 2021-05-27 | 2 | 23.62 | 0.48 | 24.1 | 0
2021-05-27 | 3 | 0 | 2021-05-27 | 3 | 21.66 | 0.48 | 22.14 | 0
2021-05-27 | 4 | 0 | 2021-05-27 | 4 | 21.65 | 0.49 | 22.14 | 0
2021-05-27 | 5 | 0 | 2021-05-27 | 5 | 21.6 | 0.48 | 22.08 | 0
2021-05-27 | 6 | 1565 | 2021-05-27 | 6 | 22.57 | 0.5 | 23.07 | 0.00016007
2021-05-27 | 7 | 10460 | 2021-05-27 | 7 | 32.8 | 0.64 | 33.44 | 0.0015508
2021-05-27 | 8 | 44245 | 2021-05-27 | 8 | 33.01 | 1.01 | 34.02 | 0.0066735
2021-05-27 | 9 | 62335 | 2021-05-27 | 9 | 30.12 | 0.94 | 31.06 | 0.008584
2021-05-27 | 10 | 110830 | 2021-05-27 | 10 | 24.93 | 0.8 | 25.73 | 0.012643
2021-05-27 | 11 | 121890 | 2021-05-27 | 11 | 24.5 | 0.79 | 25.29 | 0.013667
2021-05-27 | 12 | 110670 | 2021-05-27 | 12 | 24.01 | 0.79 | 24.8 | 0.012168
2021-05-27 | 13 | 125450 | 2021-05-27 | 13 | 24.29 | 0.77 | 25.06 | 0.013938
2021-05-27 | 14 | 140595 | 2021-05-27 | 14 | 25.88 | 0.79 | 26.67 | 0.016624
2021-05-27 | 15 | 134035 | 2021-05-27 | 15 | 28.92 | 0.8 | 29.72 | 0.017661
2021-05-27 | 16 | 104600 | 2021-05-27 | 16 | 35.22 | 0.87 | 36.09 | 0.016737
2021-05-27 | 17 | 89815 | 2021-05-27 | 17 | 40.45 | 0.96 | 41.41 | 0.01649
2021-05-27 | 18 | 52975 | 2021-05-27 | 18 | 49.4 | 1.25 | 50.65 | 0.011896
2021-05-27 | 19 | 16205 | 2021-05-27 | 19 | 43.32 | 0.96 | 44.28 | 0.0031813
2021-05-27 | 20 | 2635 | 2021-05-27 | 20 | 36.93 | 0.88 | 37.81 | 0.00044171
2021-05-27 | 21 | 0 | 2021-05-27 | 21 | 36.03 | 1 | 37.03 | 0
2021-05-27 | 22 | 0 | 2021-05-27 | 22 | 34.98 | 0.95 | 35.93 | 0
2021-05-27 | 23 | 0 | 2021-05-27 | 23 | 31.67 | 1 | 32.67 | 0
2021-05-27 | 24 | 0 | 2021-05-27 | 24 | 24.86 | 0.58 | 25.44 | 0
2021-05-28 | 1 | 0 | 2021-05-28 | 1 | 21.84 | 0.78 | 22.62 | 0
2021-05-28 | 2 | 0 | 2021-05-28 | 2 | 23.13 | 0.77 | 23.9 | 0
2021-05-28 | 3 | 0 | 2021-05-28 | 3 | 23.49 | 0.79 | 24.28 | 0
2021-05-28 | 4 | 0 | 2021-05-28 | 4 | 22 | 0.77 | 22.77 | 0
2021-05-28 | 5 | 5 | 2021-05-28 | 5 | 22.69 | 0.77 | 23.46 | 5.2006e-07
2021-05-28 | 6 | 1065 | 2021-05-28 | 6 | 21.56 | 0.78 | 22.34 | 0.00010548
2021-05-28 | 7 | 14555 | 2021-05-28 | 7 | 24.24 | 0.91 | 25.15 | 0.0016229
2021-05-28 | 8 | 47560 | 2021-05-28 | 8 | 29.45 | 1.7 | 31.15 | 0.0065683
2021-05-28 | 9 | 76730 | 2021-05-28 | 9 | 30.87 | 1.31 | 32.18 | 0.010947
2021-05-28 | 10 | 83265 | 2021-05-28 | 10 | 23.04 | 1.16 | 24.2 | 0.0089337
2021-05-28 | 11 | 105980 | 2021-05-28 | 11 | 25.72 | 1.22 | 26.94 | 0.012658
2021-05-28 | 12 | 85260 | 2021-05-28 | 12 | 42.83 | 1.27 | 44.1 | 0.01667
2021-05-28 | 13 | 122920 | 2021-05-28 | 13 | 40.16 | 1.35 | 41.51 | 0.022622
2021-05-28 | 14 | 111080 | 2021-05-28 | 14 | 38.12 | 1.5 | 39.62 | 0.019512
2021-05-28 | 15 | 111840 | 2021-05-28 | 15 | 36.37 | 1.47 | 37.84 | 0.018763
2021-05-28 | 16 | 103470 | 2021-05-28 | 16 | 46.85 | 1.22 | 48.07 | 0.022052
2021-05-28 | 17 | 53030 | 2021-05-28 | 17 | 39.75 | 1.26 | 41.01 | 0.009642
2021-05-28 | 18 | 31880 | 2021-05-28 | 18 | 43.08 | 1.55 | 44.63 | 0.0063081
2021-05-28 | 19 | 12600 | 2021-05-28 | 19 | 38.02 | 1.33 | 39.35 | 0.0021982
2021-05-28 | 20 | 1550 | 2021-05-28 | 20 | 33.4 | 1.26 | 34.66 | 0.00023819
2021-05-28 | 21 | 0 | 2021-05-28 | 21 | 35.51 | 1.33 | 36.84 | 0
2021-05-28 | 22 | 0 | 2021-05-28 | 22 | 35.93 | 1.66 | 37.59 | 0
2021-05-28 | 23 | 0 | 2021-05-28 | 23 | 36.77 | 1.91 | 38.68 | 0
2021-05-28 | 24 | 0 | 2021-05-28 | 24 | 22.75 | 1.02 | 23.77 | 0
2021-05-29 | 1 | 0 | 2021-05-29 | 1 | 20.87 | 0.53 | 21.4 | 0
2021-05-29 | 2 | 0 | 2021-05-29 | 2 | 19.78 | 0.53 | 20.31 | 0
2021-05-29 | 3 | 0 | 2021-05-29 | 3 | 19.82 | 0.52 | 20.34 | 0
2021-05-29 | 4 | 0 | 2021-05-29 | 4 | 20.25 | 0.52 | 20.77 | 0
2021-05-29 | 5 | 5 | 2021-05-29 | 5 | 20.3 | 0.54 | 20.84 | 4.6198e-07
2021-05-29 | 6 | 510 | 2021-05-29 | 6 | 20.17 | 0.53 | 20.7 | 4.6805e-05
2021-05-29 | 7 | 3180 | 2021-05-29 | 7 | 20.36 | 0.6 | 20.96 | 0.00029551
2021-05-29 | 8 | 8200 | 2021-05-29 | 8 | 20.76 | 0.61 | 21.37 | 0.00077691
2021-05-29 | 9 | 13625 | 2021-05-29 | 9 | 31.5 | 1.06 | 32.56 | 0.0019669
2021-05-29 | 10 | 19275 | 2021-05-29 | 10 | 36.62 | 0.87 | 37.49 | 0.0032038
2021-05-29 | 11 | 22210 | 2021-05-29 | 11 | 36.13 | 0.75 | 36.88 | 0.0036316
2021-05-29 | 12 | 27570 | 2021-05-29 | 12 | 29.8 | 0.61 | 30.41 | 0.0037171
2021-05-29 | 13 | 23045 | 2021-05-29 | 13 | 30.05 | 0.91 | 30.96 | 0.0031632
2021-05-29 | 14 | 20895 | 2021-05-29 | 14 | 28.19 | 0.79 | 28.98 | 0.0026847
2021-05-29 | 15 | 31390 | 2021-05-29 | 15 | 33.98 | 0.81 | 34.79 | 0.0048417
2021-05-29 | 16 | 22860 | 2021-05-29 | 16 | 31.32 | 0.64 | 31.96 | 0.0032392
2021-05-29 | 17 | 22305 | 2021-05-29 | 17 | 33.88 | 1.02 | 34.9 | 0.0034513
2021-05-29 | 18 | 16815 | 2021-05-29 | 18 | 31.05 | 0.83 | 31.88 | 0.0023767
2021-05-29 | 19 | 7130 | 2021-05-29 | 19 | 33.79 | 0.67 | 34.46 | 0.0010893
2021-05-29 | 20 | 2655 | 2021-05-29 | 20 | 34.75 | 0.75 | 35.5 | 0.00041788
2021-05-29 | 21 | 0 | 2021-05-29 | 21 | 39.87 | 1.23 | 41.1 | 0
2021-05-29 | 22 | 0 | 2021-05-29 | 22 | 31.5 | 0.8 | 32.3 | 0
2021-05-29 | 23 | 0 | 2021-05-29 | 23 | 31.85 | 0.91 | 32.76 | 0
2021-05-29 | 24 | 0 | 2021-05-29 | 24 | 22.07 | 0.65 | 22.72 | 0
2021-05-30 | 1 | 0 | 2021-05-30 | 1 | 20.97 | 0.39 | 21.36 | 0
2021-05-30 | 2 | 0 | 2021-05-30 | 2 | 21.59 | 0.39 | 21.98 | 0
2021-05-30 | 3 | 0 | 2021-05-30 | 3 | 22.81 | 0.38 | 23.19 | 0
2021-05-30 | 4 | 0 | 2021-05-30 | 4 | 23.6 | 0.46 | 24.06 | 0
2021-05-30 | 5 | 0 | 2021-05-30 | 5 | 21.94 | 0.4 | 22.34 | 0
2021-05-30 | 6 | 505 | 2021-05-30 | 6 | 18.92 | 0.38 | 19.3 | 4.3212e-05
2021-05-30 | 7 | 4915 | 2021-05-30 | 7 | 20.7 | 0.44 | 21.14 | 0.00046066
2021-05-30 | 8 | 12525 | 2021-05-30 | 8 | 20.73 | 0.45 | 21.18 | 0.0011761
2021-05-30 | 9 | 15545 | 2021-05-30 | 9 | 19.63 | 0.41 | 20.04 | 0.0013812
2021-05-30 | 10 | 16455 | 2021-05-30 | 10 | 21.86 | 0.4 | 22.26 | 0.001624
2021-05-30 | 11 | 22700 | 2021-05-30 | 11 | 24.81 | 0.51 | 25.32 | 0.0025483
2021-05-30 | 12 | 35865 | 2021-05-30 | 12 | 29.82 | 0.64 | 30.46 | 0.0048435
2021-05-30 | 13 | 27875 | 2021-05-30 | 13 | 32.67 | 0.74 | 33.41 | 0.004129
2021-05-30 | 14 | 22910 | 2021-05-30 | 14 | 26.1 | 0.6 | 26.7 | 0.002712
2021-05-30 | 15 | 17005 | 2021-05-30 | 15 | 29.87 | 0.74 | 30.61 | 0.0023078
2021-05-30 | 16 | 16765 | 2021-05-30 | 16 | 30.9 | 0.6 | 31.5 | 0.0023414
2021-05-30 | 17 | 12005 | 2021-05-30 | 17 | 27.3 | 0.6 | 27.9 | 0.001485
2021-05-30 | 18 | 6540 | 2021-05-30 | 18 | 28.57 | 0.63 | 29.2 | 0.00084667
2021-05-30 | 19 | 3175 | 2021-05-30 | 19 | 23.49 | 0.45 | 23.94 | 0.00033699
2021-05-30 | 20 | 515 | 2021-05-30 | 20 | 26.98 | 0.67 | 27.65 | 6.3133e-05
2021-05-30 | 21 | 0 | 2021-05-30 | 21 | 25.44 | 0.52 | 25.96 | 0
2021-05-30 | 22 | 0 | 2021-05-30 | 22 | 21.77 | 0.43 | 22.2 | 0
2021-05-30 | 23 | 0 | 2021-05-30 | 23 | 18.78 | 0.44 | 19.22 | 0
2021-05-30 | 24 | 0 | 2021-05-30 | 24 | 22.37 | 0.67 | 23.04 | 0
2021-05-31 | 1 | 0 | 2021-05-31 | 1 | 19.31 | 0.23 | 19.54 | 0
2021-05-31 | 2 | 0 | 2021-05-31 | 2 | 18.27 | 0.23 | 18.5 | 0
2021-05-31 | 3 | 0 | 2021-05-31 | 3 | 18.14 | 0.23 | 18.37 | 0
2021-05-31 | 4 | 0 | 2021-05-31 | 4 | 18.69 | 0.25 | 18.94 | 0
2021-05-31 | 5 | 0 | 2021-05-31 | 5 | 21.41 | 0.23 | 21.64 | 0
2021-05-31 | 6 | 5 | 2021-05-31 | 6 | 21.01 | 0.23 | 21.24 | 4.7085e-07
2021-05-31 | 7 | 4155 | 2021-05-31 | 7 | 20.6 | 0.34 | 20.94 | 0.00038575
2021-05-31 | 8 | 11875 | 2021-05-31 | 8 | 19.5 | 0.41 | 19.91 | 0.0010482
2021-05-31 | 9 | 24190 | 2021-05-31 | 9 | 19.41 | 0.27 | 19.68 | 0.0021106
2021-05-31 | 10 | 39890 | 2021-05-31 | 10 | 20.78 | 0.26 | 21.04 | 0.003721
2021-05-31 | 11 | 45740 | 2021-05-31 | 11 | 21.96 | 0.24 | 22.2 | 0.004502
2021-05-31 | 12 | 58160 | 2021-05-31 | 12 | 28.42 | 0.27 | 28.69 | 0.0073979
2021-05-31 | 13 | 57580 | 2021-05-31 | 13 | 33.19 | 0.39 | 33.58 | 0.0085725
2021-05-31 | 14 | 45130 | 2021-05-31 | 14 | 30.26 | 0.78 | 31.04 | 0.0062107
2021-05-31 | 15 | 33300 | 2021-05-31 | 15 | 22.04 | 0.26 | 22.3 | 0.0032923
2021-05-31 | 16 | 14465 | 2021-05-31 | 16 | 19.71 | 0.22 | 19.93 | 0.0012781
2021-05-31 | 17 | 13720 | 2021-05-31 | 17 | 19.5 | 0.23 | 19.73 | 0.0012002
2021-05-31 | 18 | 18660 | 2021-05-31 | 18 | 19.81 | 0.23 | 20.04 | 0.0016579
2021-05-31 | 19 | 16950 | 2021-05-31 | 19 | 17.8 | 0.23 | 18.03 | 0.0013549
2021-05-31 | 20 | 5715 | 2021-05-31 | 20 | 17.89 | 0.23 | 18.12 | 0.00045912
2021-05-31 | 21 | 0 | 2021-05-31 | 21 | 19.56 | 0.23 | 19.79 | 0
2021-05-31 | 22 | 0 | 2021-05-31 | 22 | 18.58 | 0.3 | 18.88 | 0
2021-05-31 | 23 | 0 | 2021-05-31 | 23 | 17.06 | 0.29 | 17.35 | 0
2021-05-31 | 24 | 0 | 2021-05-31 | 24 | 15.44 | 0.38 | 15.82 | 0
2021-06-01 | 1 | 0 | 2021-06-01 | 1 | 12.62 | 0.45 | 13.07 | 0
2021-06-01 | 2 | 0 | 2021-06-01 | 2 | -16.2 | 0.37 | -15.83 | 0
2021-06-01 | 3 | 0 | 2021-06-01 | 3 | 13.77 | 0.43 | 14.2 | 0
2021-06-01 | 4 | 0 | 2021-06-01 | 4 | 11.24 | 0.47 | 11.71 | 0
2021-06-01 | 5 | 5 | 2021-06-01 | 5 | 14.14 | 0.44 | 14.58 | 3.2321e-07
2021-06-01 | 6 | 2165 | 2021-06-01 | 6 | 15.61 | 0.64 | 16.25 | 0.00015598
2021-06-01 | 7 | 17250 | 2021-06-01 | 7 | 15.72 | 0.77 | 16.49 | 0.0012611
2021-06-01 | 8 | 36480 | 2021-06-01 | 8 | 19.39 | 0.81 | 20.2 | 0.0032671
2021-06-01 | 9 | 66785 | 2021-06-01 | 9 | 27.67 | 0.96 | 28.63 | 0.0084773
2021-06-01 | 10 | 93340 | 2021-06-01 | 10 | 34.05 | 1.25 | 35.3 | 0.014608
2021-06-01 | 11 | 72930 | 2021-06-01 | 11 | 21.06 | 0.62 | 21.68 | 0.00701
2021-06-01 | 12 | 129250 | 2021-06-01 | 12 | 17.79 | 0.67 | 18.46 | 0.010578
2021-06-01 | 13 | 141105 | 2021-06-01 | 13 | 17.9 | 0.66 | 18.56 | 0.011611
2021-06-01 | 14 | 141195 | 2021-06-01 | 14 | 14.9 | 0.67 | 15.57 | 0.0097468
2021-06-01 | 15 | 128735 | 2021-06-01 | 15 | 16.16 | 0.68 | 16.84 | 0.0096116
2021-06-01 | 16 | 104140 | 2021-06-01 | 16 | 17.83 | 0.67 | 18.5 | 0.0085417
2021-06-01 | 17 | 69700 | 2021-06-01 | 17 | 18 | 0.66 | 18.66 | 0.0057663
2021-06-01 | 18 | 36485 | 2021-06-01 | 18 | 21.36 | 0.66 | 22.02 | 0.0035619
2021-06-01 | 19 | 17045 | 2021-06-01 | 19 | 22.66 | 0.67 | 23.33 | 0.0017631
2021-06-01 | 20 | 3810 | 2021-06-01 | 20 | 22.56 | 0.67 | 23.23 | 0.0003924
2021-06-01 | 21 | 5 | 2021-06-01 | 21 | 23.83 | 0.66 | 24.49 | 5.4289e-07
2021-06-01 | 22 | 0 | 2021-06-01 | 22 | 26.26 | 0.75 | 27.01 | 0
2021-06-01 | 23 | 0 | 2021-06-01 | 23 | 18.67 | 0.86 | 19.53 | 0
2021-06-01 | 24 | 0 | 2021-06-01 | 24 | 16.53 | 0.51 | 17.04 | 0
2021-06-02 | 1 | 0 | 2021-06-02 | 1 | 18.61 | 0.43 | 19.04 | 0
2021-06-02 | 2 | 0 | 2021-06-02 | 2 | 16.58 | 0.41 | 16.99 | 0
2021-06-02 | 3 | 0 | 2021-06-02 | 3 | 15.33 | 0.42 | 15.75 | 0
2021-06-02 | 4 | 0 | 2021-06-02 | 4 | 15.14 | 0.42 | 15.56 | 0
2021-06-02 | 5 | 0 | 2021-06-02 | 5 | 15.16 | 0.42 | 15.58 | 0
2021-06-02 | 6 | 2135 | 2021-06-02 | 6 | 15.84 | 0.5 | 16.34 | 0.00015467
2021-06-02 | 7 | 13435 | 2021-06-02 | 7 | 17.64 | 0.63 | 18.27 | 0.0010883
2021-06-02 | 8 | 46215 | 2021-06-02 | 8 | 16.13 | 1.06 | 17.19 | 0.0035222
2021-06-02 | 9 | 77985 | 2021-06-02 | 9 | 16.17 | 1 | 17.17 | 0.0059366
2021-06-02 | 10 | 104855 | 2021-06-02 | 10 | 17.2 | 0.93 | 18.13 | 0.0084283
2021-06-02 | 11 | 123845 | 2021-06-02 | 11 | 19.36 | 0.9 | 20.26 | 0.011124
2021-06-02 | 12 | 135445 | 2021-06-02 | 12 | 21.42 | 0.89 | 22.31 | 0.013397
2021-06-02 | 13 | 138905 | 2021-06-02 | 13 | 20.13 | 0.87 | 21 | 0.012933
2021-06-02 | 14 | 127480 | 2021-06-02 | 14 | 23.15 | 0.88 | 24.03 | 0.013582
2021-06-02 | 15 | 113110 | 2021-06-02 | 15 | 22.78 | 0.88 | 23.66 | 0.011865
2021-06-02 | 16 | 99125 | 2021-06-02 | 16 | 30.82 | 0.89 | 31.71 | 0.013936
2021-06-02 | 17 | 73755 | 2021-06-02 | 17 | 32.41 | 0.89 | 33.3 | 0.010889
2021-06-02 | 18 | 46135 | 2021-06-02 | 18 | 33.67 | 3.93 | 37.6 | 0.0076908
2021-06-02 | 19 | 21880 | 2021-06-02 | 19 | 28.17 | 4.79 | 32.96 | 0.0031973
2021-06-02 | 20 | 4830 | 2021-06-02 | 20 | 24.2 | 0.86 | 25.06 | 0.00053664
2021-06-02 | 21 | 0 | 2021-06-02 | 21 | 29.06 | 0.86 | 29.92 | 0
2021-06-02 | 22 | 0 | 2021-06-02 | 22 | 29.25 | 0.86 | 30.11 | 0
2021-06-02 | 23 | 0 | 2021-06-02 | 23 | 22.61 | 0.93 | 23.54 | 0
2021-06-02 | 24 | 0 | 2021-06-02 | 24 | 18.91 | 0.53 | 19.44 | 0
2021-06-03 | 1 | 0 | 2021-06-03 | 1 | 20.44 | 0.47 | 20.91 | 0
2021-06-03 | 2 | 0 | 2021-06-03 | 2 | 20 | 0.44 | 20.44 | 0
2021-06-03 | 3 | 0 | 2021-06-03 | 3 | 21.62 | 0.43 | 22.05 | 0
2021-06-03 | 4 | 0 | 2021-06-03 | 4 | 21.27 | 0.45 | 21.72 | 0
2021-06-03 | 5 | 0 | 2021-06-03 | 5 | 22.88 | 0.44 | 23.32 | 0
2021-06-03 | 6 | 2105 | 2021-06-03 | 6 | 23.15 | 0.53 | 23.68 | 0.000221
2021-06-03 | 7 | 13555 | 2021-06-03 | 7 | 22.7 | 0.61 | 23.31 | 0.0014009
2021-06-03 | 8 | 38400 | 2021-06-03 | 8 | 20.14 | 1.05 | 21.19 | 0.0036076
2021-06-03 | 9 | 70740 | 2021-06-03 | 9 | 23.22 | 0.96 | 24.18 | 0.0075836
2021-06-03 | 10 | 88030 | 2021-06-03 | 10 | 24.15 | 0.88 | 25.03 | 0.0097689
2021-06-03 | 11 | 72310 | 2021-06-03 | 11 | 23.23 | 0.88 | 24.11 | 0.0077295
2021-06-03 | 12 | 96880 | 2021-06-03 | 12 | 22.45 | 0.92 | 23.37 | 0.010038
2021-06-03 | 13 | 137840 | 2021-06-03 | 13 | 23.09 | 0.89 | 23.98 | 0.014655
2021-06-03 | 14 | 137195 | 2021-06-03 | 14 | 29.7 | 1.13 | 30.83 | 0.018753
2021-06-03 | 15 | 123760 | 2021-06-03 | 15 | 27.81 | 1.07 | 28.88 | 0.015846
2021-06-03 | 16 | 111600 | 2021-06-03 | 16 | 32.22 | 1.12 | 33.34 | 0.016496
2021-06-03 | 17 | 57675 | 2021-06-03 | 17 | 32.82 | 1.01 | 33.83 | 0.0086506
2021-06-03 | 18 | 38895 | 2021-06-03 | 18 | 30.35 | 1.12 | 31.47 | 0.0054268
2021-06-03 | 19 | 19505 | 2021-06-03 | 19 | 31.16 | 0.93 | 32.09 | 0.002775
2021-06-03 | 20 | 4285 | 2021-06-03 | 20 | 31.27 | 0.94 | 32.21 | 0.00061192
2021-06-03 | 21 | 0 | 2021-06-03 | 21 | 30.26 | 0.97 | 31.23 | 0
2021-06-03 | 22 | 0 | 2021-06-03 | 22 | 32.52 | 1.01 | 33.53 | 0
2021-06-03 | 23 | 0 | 2021-06-03 | 23 | 29.23 | 1.12 | 30.35 | 0
2021-06-03 | 24 | 0 | 2021-06-03 | 24 | 22.61 | 0.57 | 23.18 | 0
2021-06-04 | 1 | 0 | 2021-06-04 | 1 | 26.23 | 0.52 | 26.75 | 0
2021-06-04 | 2 | 0 | 2021-06-04 | 2 | 23.17 | 0.34 | 23.51 | 0
2021-06-04 | 3 | 0 | 2021-06-04 | 3 | 21.67 | 0.33 | 22 | 0
2021-06-04 | 4 | 0 | 2021-06-04 | 4 | 22.08 | 0.33 | 22.41 | 0
2021-06-04 | 5 | 0 | 2021-06-04 | 5 | 22.37 | 0.33 | 22.7 | 0
2021-06-04 | 6 | 1560 | 2021-06-04 | 6 | 24.1 | 0.45 | 24.55 | 0.0001698
2021-06-04 | 7 | 9795 | 2021-06-04 | 7 | 35.13 | 0.67 | 35.8 | 0.0015547
2021-06-04 | 8 | 26000 | 2021-06-04 | 8 | 32.93 | 1.05 | 33.98 | 0.003917
2021-06-04 | 9 | 46780 | 2021-06-04 | 9 | 43.44 | 1.03 | 44.47 | 0.0092232
2021-06-04 | 10 | 49845 | 2021-06-04 | 10 | 44.65 | 0.99 | 45.64 | 0.010086
2021-06-04 | 11 | 90100 | 2021-06-04 | 11 | 46 | 1.03 | 47.03 | 0.018787
2021-06-04 | 12 | 91880 | 2021-06-04 | 12 | 41.58 | 0.91 | 42.49 | 0.017309
2021-06-04 | 13 | 91485 | 2021-06-04 | 13 | 33.46 | 0.9 | 34.36 | 0.013937
2021-06-04 | 14 | 75990 | 2021-06-04 | 14 | 31.34 | 0.77 | 32.11 | 0.010818
2021-06-04 | 15 | 58825 | 2021-06-04 | 15 | 40.53 | 0.9 | 41.43 | 0.010805
2021-06-04 | 16 | 38975 | 2021-06-04 | 16 | 40.71 | 0.81 | 41.52 | 0.0071746
2021-06-04 | 17 | 72435 | 2021-06-04 | 17 | 41.43 | 0.83 | 42.26 | 0.013572
2021-06-04 | 18 | 59800 | 2021-06-04 | 18 | 42.88 | 0.82 | 43.7 | 0.011586
2021-06-04 | 19 | 20750 | 2021-06-04 | 19 | 39.27 | 0.78 | 40.05 | 0.0036845
2021-06-04 | 20 | 3150 | 2021-06-04 | 20 | 44.88 | 1.17 | 46.05 | 0.00064312
2021-06-04 | 21 | 5 | 2021-06-04 | 21 | 38.76 | 1.11 | 39.87 | 8.8383e-07
2021-06-04 | 22 | 0 | 2021-06-04 | 22 | 40.49 | 1.26 | 41.75 | 0
2021-06-04 | 23 | 0 | 2021-06-04 | 23 | 27.03 | 1.12 | 28.15 | 0
2021-06-04 | 24 | 0 | 2021-06-04 | 24 | 27.75 | 0.67 | 28.42 | 0
2021-06-05 | 1 | 0 | 2021-06-05 | 1 | 32.49 | 1.74 | 34.23 | 0
2021-06-05 | 2 | 0 | 2021-06-05 | 2 | 22.7 | 1.67 | 24.37 | 0
2021-06-05 | 3 | 0 | 2021-06-05 | 3 | 18.38 | 1.77 | 20.15 | 0
2021-06-05 | 4 | 0 | 2021-06-05 | 4 | 18.11 | 1.75 | 19.86 | 0
2021-06-05 | 5 | 0 | 2021-06-05 | 5 | 17.1 | 1.77 | 18.87 | 0
2021-06-05 | 6 | 2610 | 2021-06-05 | 6 | 16.49 | 1.7 | 18.19 | 0.00021049
2021-06-05 | 7 | 12555 | 2021-06-05 | 7 | 16.86 | 1.72 | 18.58 | 0.0010342
2021-06-05 | 8 | 35755 | 2021-06-05 | 8 | 18.03 | 1.71 | 19.74 | 0.0031292
2021-06-05 | 9 | 71975 | 2021-06-05 | 9 | 18.47 | 1.81 | 20.28 | 0.0064715
2021-06-05 | 10 | 97075 | 2021-06-05 | 10 | 19.76 | 1.79 | 21.55 | 0.0092749
2021-06-05 | 11 | 117975 | 2021-06-05 | 11 | 25.01 | 1.67 | 26.68 | 0.013955
2021-06-05 | 12 | 128450 | 2021-06-05 | 12 | 25.77 | 1.71 | 27.48 | 0.01565
2021-06-05 | 13 | 130180 | 2021-06-05 | 13 | 25.8 | 1.66 | 27.46 | 0.015849
2021-06-05 | 14 | 127210 | 2021-06-05 | 14 | 27.61 | 1.67 | 29.28 | 0.016514
2021-06-05 | 15 | 85170 | 2021-06-05 | 15 | 28.83 | 1.67 | 30.5 | 0.011517
2021-06-05 | 16 | 86140 | 2021-06-05 | 16 | 37.6 | 1.77 | 39.37 | 0.015036
2021-06-05 | 17 | 51270 | 2021-06-05 | 17 | 45.28 | 3.41 | 48.69 | 0.011068
2021-06-05 | 18 | 19175 | 2021-06-05 | 18 | 90.87 | 8.63 | 99.5 | 0.0084589
2021-06-05 | 19 | 16895 | 2021-06-05 | 19 | 105.17 | 12.22 | 117.39 | 0.0087931
2021-06-05 | 20 | 6440 | 2021-06-05 | 20 | 44.04 | 1.86 | 45.9 | 0.0013105
2021-06-05 | 21 | 0 | 2021-06-05 | 21 | 38.17 | 1.76 | 39.93 | 0
2021-06-05 | 22 | 0 | 2021-06-05 | 22 | 32.79 | 1.73 | 34.52 | 0
2021-06-05 | 23 | 0 | 2021-06-05 | 23 | 25.5 | 1.72 | 27.22 | 0
2021-06-05 | 24 | 0 | 2021-06-05 | 24 | 24.34 | 1.72 | 26.06 | 0
2021-06-06 | 1 | 0 | 2021-06-06 | 1 | 25.76 | 1.67 | 27.43 | 0
2021-06-06 | 2 | 0 | 2021-06-06 | 2 | 23.35 | 1.65 | 25 | 0
2021-06-06 | 3 | 0 | 2021-06-06 | 3 | 21.46 | 1.63 | 23.09 | 0
2021-06-06 | 4 | 0 | 2021-06-06 | 4 | 21.59 | 1.57 | 23.16 | 0
2021-06-06 | 5 | 5 | 2021-06-06 | 5 | 20.97 | 1.6 | 22.57 | 5.0033e-07
2021-06-06 | 6 | 1580 | 2021-06-06 | 6 | 17.73 | 1.67 | 19.4 | 0.0001359
2021-06-06 | 7 | 9110 | 2021-06-06 | 7 | 15.47 | 1.72 | 17.19 | 0.0006943
2021-06-06 | 8 | 29080 | 2021-06-06 | 8 | 13.17 | 1.78 | 14.95 | 0.0019275
2021-06-06 | 9 | 71790 | 2021-06-06 | 9 | 20.46 | 1.73 | 22.19 | 0.0070628
2021-06-06 | 10 | 95645 | 2021-06-06 | 10 | 22.88 | 1.66 | 24.54 | 0.010406
2021-06-06 | 11 | 118810 | 2021-06-06 | 11 | 24.24 | 1.59 | 25.83 | 0.013606
2021-06-06 | 12 | 123820 | 2021-06-06 | 12 | 25.77 | 1.63 | 27.4 | 0.015042
2021-06-06 | 13 | 133555 | 2021-06-06 | 13 | 29.46 | 1.63 | 31.09 | 0.018409
2021-06-06 | 14 | 131490 | 2021-06-06 | 14 | 36.07 | 1.65 | 37.72 | 0.02199
2021-06-06 | 15 | 116965 | 2021-06-06 | 15 | 37.75 | 1.62 | 39.37 | 0.020416
2021-06-06 | 16 | 95750 | 2021-06-06 | 16 | 42.55 | 1.65 | 44.2 | 0.018764
2021-06-06 | 17 | 80045 | 2021-06-06 | 17 | 63.09 | 3.89 | 66.98 | 0.02377
2021-06-06 | 18 | 29335 | 2021-06-06 | 18 | 91.74 | 2.77 | 94.51 | 0.012292
2021-06-06 | 19 | 11750 | 2021-06-06 | 19 | 64.9 | 1.72 | 66.62 | 0.0034705
2021-06-06 | 20 | 5310 | 2021-06-06 | 20 | 57.48 | 1.68 | 59.16 | 0.0013928
2021-06-06 | 21 | 500 | 2021-06-06 | 21 | 44.88 | 1.61 | 46.49 | 0.00010306
2021-06-06 | 22 | 0 | 2021-06-06 | 22 | 39.37 | 1.63 | 41 | 0
2021-06-06 | 23 | 0 | 2021-06-06 | 23 | 29.13 | 1.68 | 30.81 | 0
2021-06-06 | 24 | 0 | 2021-06-06 | 24 | 26.33 | 1.66 | 27.99 | 0
2021-06-07 | 1 | 0 | 2021-06-07 | 1 | 27.96 | 0.52 | 28.48 | 0
2021-06-07 | 2 | 0 | 2021-06-07 | 2 | 28.24 | 0.51 | 28.75 | 0
2021-06-07 | 3 | 0 | 2021-06-07 | 3 | 24.83 | 0.51 | 25.34 | 0
2021-06-07 | 4 | 0 | 2021-06-07 | 4 | 24.17 | 0.51 | 24.68 | 0
2021-06-07 | 5 | 5 | 2021-06-07 | 5 | 23.46 | 0.52 | 23.98 | 5.3159e-07
2021-06-07 | 6 | 2045 | 2021-06-07 | 6 | 23.52 | 0.58 | 24.1 | 0.00021851
2021-06-07 | 7 | 11935 | 2021-06-07 | 7 | 28.69 | 0.63 | 29.32 | 0.0015515
2021-06-07 | 8 | 38505 | 2021-06-07 | 8 | 30.59 | 1.03 | 31.62 | 0.005398
2021-06-07 | 9 | 70370 | 2021-06-07 | 9 | 28.48 | 1.01 | 29.49 | 0.0092006
2021-06-07 | 10 | 98105 | 2021-06-07 | 10 | 36.85 | 0.95 | 37.8 | 0.016441
2021-06-07 | 11 | 117935 | 2021-06-07 | 11 | 49.07 | 1.01 | 50.08 | 0.026186
2021-06-07 | 12 | 126905 | 2021-06-07 | 12 | 52.41 | 0.89 | 53.3 | 0.029989
2021-06-07 | 13 | 133950 | 2021-06-07 | 13 | 52.86 | 0.86 | 53.72 | 0.031903
2021-06-07 | 14 | 100515 | 2021-06-07 | 14 | 97.06 | 1.72 | 98.78 | 0.04402
2021-06-07 | 15 | 117665 | 2021-06-07 | 15 | 66.03 | 1.11 | 67.14 | 0.035025
2021-06-07 | 16 | 100540 | 2021-06-07 | 16 | 99.47 | 1.1 | 100.57 | 0.044829
2021-06-07 | 17 | 79570 | 2021-06-07 | 17 | 187.07 | 4.39 | 191.46 | 0.067543
2021-06-07 | 18 | 49995 | 2021-06-07 | 18 | 125.54 | 4.31 | 129.85 | 0.028782
2021-06-07 | 19 | 17450 | 2021-06-07 | 19 | 80.48 | 3.17 | 83.65 | 0.0064717
2021-06-07 | 20 | 3550 | 2021-06-07 | 20 | 55.7 | 1.2 | 56.9 | 0.00089556
2021-06-07 | 21 | 0 | 2021-06-07 | 21 | 51.26 | 0.9 | 52.16 | 0
2021-06-07 | 22 | 0 | 2021-06-07 | 22 | 54.77 | 0.92 | 55.69 | 0
2021-06-07 | 23 | 0 | 2021-06-07 | 23 | 48.73 | 1.05 | 49.78 | 0
2021-06-07 | 24 | 0 | 2021-06-07 | 24 | 32.73 | 0.67 | 33.4 | 0
2021-06-08 | 1 | 0 | 2021-06-08 | 1 | 34.11 | 2.04 | 36.15 | 0
2021-06-08 | 2 | 0 | 2021-06-08 | 2 | 32.44 | 1.99 | 34.43 | 0
2021-06-08 | 3 | 0 | 2021-06-08 | 3 | 30.47 | 1.98 | 32.45 | 0
2021-06-08 | 4 | 0 | 2021-06-08 | 4 | 29.32 | 1.99 | 31.31 | 0
2021-06-08 | 5 | 5 | 2021-06-08 | 5 | 27.37 | 1.97 | 29.34 | 6.5041e-07
2021-06-08 | 6 | 1600 | 2021-06-08 | 6 | 29.64 | 2.05 | 31.69 | 0.0002248
2021-06-08 | 7 | 9415 | 2021-06-08 | 7 | 30.5 | 2.16 | 32.66 | 0.0013633
2021-06-08 | 8 | 22910 | 2021-06-08 | 8 | 28.72 | 2.44 | 31.16 | 0.003165
2021-06-08 | 9 | 68500 | 2021-06-08 | 9 | 30.17 | 2.34 | 32.51 | 0.0098733
2021-06-08 | 10 | 88570 | 2021-06-08 | 10 | 32.68 | 2.31 | 34.99 | 0.01374
2021-06-08 | 11 | 67080 | 2021-06-08 | 11 | 38.87 | 2.3 | 41.17 | 0.012244
2021-06-08 | 12 | 116980 | 2021-06-08 | 12 | 46 | 2.28 | 48.28 | 0.02504
2021-06-08 | 13 | 100510 | 2021-06-08 | 13 | 57.49 | 2.29 | 59.78 | 0.026639
2021-06-08 | 14 | 126490 | 2021-06-08 | 14 | 182.99 | 6.68 | 189.67 | 0.10637
2021-06-08 | 15 | 113615 | 2021-06-08 | 15 | 200.58 | 9.69 | 210.27 | 0.10592
2021-06-08 | 16 | 92535 | 2021-06-08 | 16 | 65.95 | 2.46 | 68.41 | 0.028066
2021-06-08 | 17 | 51970 | 2021-06-08 | 17 | 57.95 | 2.38 | 60.33 | 0.013901
2021-06-08 | 18 | 13335 | 2021-06-08 | 18 | 50.95 | 2.3 | 53.25 | 0.0031482
2021-06-08 | 19 | 545 | 2021-06-08 | 19 | 47.69 | 2.31 | 50 | 0.00012082
2021-06-08 | 20 | 505 | 2021-06-08 | 20 | 40.73 | 2.29 | 43.02 | 9.632e-05
2021-06-08 | 21 | 0 | 2021-06-08 | 21 | 40.47 | 2.3 | 42.77 | 0
2021-06-08 | 22 | 0 | 2021-06-08 | 22 | 44.15 | 2.37 | 46.52 | 0
2021-06-08 | 23 | 0 | 2021-06-08 | 23 | 45.12 | 2.62 | 47.74 | 0
2021-06-08 | 24 | 0 | 2021-06-08 | 24 | 54.6 | 3.03 | 57.63 | 0
2021-06-09 | 1 | 0 | 2021-06-09 | 1 | 36.85 | 3.45 | 40.3 | 0
2021-06-09 | 2 | 0 | 2021-06-09 | 2 | 29.1 | 3.08 | 32.18 | 0
2021-06-09 | 3 | 0 | 2021-06-09 | 3 | 27.91 | 3.07 | 30.98 | 0
2021-06-09 | 4 | 0 | 2021-06-09 | 4 | 27.75 | 3.05 | 30.8 | 0
2021-06-09 | 5 | 5 | 2021-06-09 | 5 | 27.98 | 3.05 | 31.03 | 6.8787e-07
2021-06-09 | 6 | 2095 | 2021-06-09 | 6 | 29.46 | 3.11 | 32.57 | 0.00030252
2021-06-09 | 7 | 13890 | 2021-06-09 | 7 | 45.47 | 3.3 | 48.77 | 0.0030034
2021-06-09 | 8 | 34135 | 2021-06-09 | 8 | 54.25 | 3.93 | 58.18 | 0.008805
2021-06-09 | 9 | 54720 | 2021-06-09 | 9 | 55.65 | 3.81 | 59.46 | 0.014425
2021-06-09 | 10 | 72960 | 2021-06-09 | 10 | 41.41 | 3.42 | 44.83 | 0.014501
2021-06-09 | 11 | 93030 | 2021-06-09 | 11 | 38.72 | 3.55 | 42.27 | 0.017435
2021-06-09 | 12 | 110130 | 2021-06-09 | 12 | 44.7 | 3.45 | 48.15 | 0.02351
2021-06-09 | 13 | 100540 | 2021-06-09 | 13 | 51.53 | 3.43 | 54.96 | 0.024499
2021-06-09 | 14 | 99425 | 2021-06-09 | 14 | 66.5 | 3.51 | 70.01 | 0.030861
2021-06-09 | 15 | 96085 | 2021-06-09 | 15 | 73 | 3.73 | 76.73 | 0.032687
2021-06-09 | 16 | 94120 | 2021-06-09 | 16 | 85.48 | 3.91 | 89.39 | 0.037301
2021-06-09 | 17 | 85855 | 2021-06-09 | 17 | 183.88 | 9.74 | 193.62 | 0.073701
2021-06-09 | 18 | 53240 | 2021-06-09 | 18 | 142.22 | 7.68 | 149.9 | 0.035383
2021-06-09 | 19 | 19110 | 2021-06-09 | 19 | 100.98 | 6.82 | 107.8 | 0.0091334
2021-06-09 | 20 | 4130 | 2021-06-09 | 20 | 74.78 | 3.98 | 78.76 | 0.0014422
2021-06-09 | 21 | 505 | 2021-06-09 | 21 | 51.84 | 3.49 | 55.33 | 0.00012388
2021-06-09 | 22 | 0 | 2021-06-09 | 22 | 52.9 | 3.47 | 56.37 | 0
2021-06-09 | 23 | 0 | 2021-06-09 | 23 | 40.91 | 3.57 | 44.48 | 0
2021-06-09 | 24 | 0 | 2021-06-09 | 24 | 39.38 | 3.27 | 42.65 | 0
2021-06-10 | 1 | 0 | 2021-06-10 | 1 | 32.65 | 0.51 | 33.16 | 0
2021-06-10 | 2 | 0 | 2021-06-10 | 2 | 28.76 | 0.42 | 29.18 | 0
2021-06-10 | 3 | 0 | 2021-06-10 | 3 | 28.38 | 0.41 | 28.79 | 0
2021-06-10 | 4 | 0 | 2021-06-10 | 4 | 28.71 | 0.41 | 29.12 | 0
2021-06-10 | 5 | 5 | 2021-06-10 | 5 | 29.06 | 0.4 | 29.46 | 6.5307e-07
2021-06-10 | 6 | 515 | 2021-06-10 | 6 | 30.82 | 0.46 | 31.28 | 7.1421e-05
2021-06-10 | 7 | 13735 | 2021-06-10 | 7 | 33.19 | 0.52 | 33.71 | 0.0020528
2021-06-10 | 8 | 36710 | 2021-06-10 | 8 | 48.94 | 1.49 | 50.43 | 0.0082078
2021-06-10 | 9 | 66210 | 2021-06-10 | 9 | 41.93 | 1.24 | 43.17 | 0.012672
2021-06-10 | 10 | 90020 | 2021-06-10 | 10 | 28.05 | 0.86 | 28.91 | 0.011538
2021-06-10 | 11 | 117025 | 2021-06-10 | 11 | 23.88 | 0.85 | 24.73 | 0.012831
2021-06-10 | 12 | 138220 | 2021-06-10 | 12 | 23.48 | 0.84 | 24.32 | 0.014904
2021-06-10 | 13 | 126255 | 2021-06-10 | 13 | 22.97 | 0.85 | 23.82 | 0.013334
2021-06-10 | 14 | 142255 | 2021-06-10 | 14 | 24.32 | 0.86 | 25.18 | 0.015881
2021-06-10 | 15 | 137935 | 2021-06-10 | 15 | 25.57 | 0.85 | 26.42 | 0.016157
2021-06-10 | 16 | 119670 | 2021-06-10 | 16 | 27.44 | 0.85 | 28.29 | 0.01501
2021-06-10 | 17 | 90650 | 2021-06-10 | 17 | 33.87 | 0.83 | 34.7 | 0.013946
2021-06-10 | 18 | 55755 | 2021-06-10 | 18 | 35.82 | 0.88 | 36.7 | 0.009072
2021-06-10 | 19 | 30500 | 2021-06-10 | 19 | 47.38 | 0.94 | 48.32 | 0.006534
2021-06-10 | 20 | 5720 | 2021-06-10 | 20 | 40.55 | 0.91 | 41.46 | 0.0010514
2021-06-10 | 21 | 500 | 2021-06-10 | 21 | 31.39 | 0.92 | 32.31 | 7.1625e-05
2021-06-10 | 22 | 0 | 2021-06-10 | 22 | 29.18 | 0.9 | 30.08 | 0
2021-06-10 | 23 | 0 | 2021-06-10 | 23 | 26.27 | 0.95 | 27.22 | 0
2021-06-10 | 24 | 0 | 2021-06-10 | 24 | 27.64 | 0.58 | 28.22 | 0
2021-06-11 | 1 | 0 | 2021-06-11 | 1 | 30.12 | 0.55 | 30.67 | 0
2021-06-11 | 2 | 0 | 2021-06-11 | 2 | 39.82 | 0.71 | 40.53 | 0
2021-06-11 | 3 | 0 | 2021-06-11 | 3 | 33.72 | 0.58 | 34.3 | 0
2021-06-11 | 4 | 0 | 2021-06-11 | 4 | 34.42 | 0.56 | 34.98 | 0
2021-06-11 | 5 | 0 | 2021-06-11 | 5 | 35.75 | 0.57 | 36.32 | 0
2021-06-11 | 6 | 3130 | 2021-06-11 | 6 | 26.79 | 0.62 | 27.41 | 0.00038037
2021-06-11 | 7 | 12460 | 2021-06-11 | 7 | 36.81 | 0.84 | 37.65 | 0.0020799
2021-06-11 | 8 | 31670 | 2021-06-11 | 8 | 30.85 | 1.11 | 31.96 | 0.0044876
2021-06-11 | 9 | 41760 | 2021-06-11 | 9 | 28.42 | 1.04 | 29.46 | 0.0054544
2021-06-11 | 10 | 52175 | 2021-06-11 | 10 | 27.88 | 1.02 | 28.9 | 0.0066852
2021-06-11 | 11 | 52550 | 2021-06-11 | 11 | 30.25 | 1.05 | 31.3 | 0.0072924
2021-06-11 | 12 | 35560 | 2021-06-11 | 12 | 28.62 | 1.05 | 29.67 | 0.0046777
2021-06-11 | 13 | 25640 | 2021-06-11 | 13 | 26.76 | 1.01 | 27.77 | 0.0031568
2021-06-11 | 14 | 20480 | 2021-06-11 | 14 | 33.61 | 1.23 | 34.84 | 0.0031635
2021-06-11 | 15 | 17225 | 2021-06-11 | 15 | 38.02 | 1.08 | 39.1 | 0.002986
2021-06-11 | 16 | 14310 | 2021-06-11 | 16 | 43.59 | 1.16 | 44.75 | 0.0028391
2021-06-11 | 17 | 9870 | 2021-06-11 | 17 | 44.67 | 1.16 | 45.83 | 0.0020055
2021-06-11 | 18 | 5935 | 2021-06-11 | 18 | 41.97 | 1.02 | 42.99 | 0.0011312
2021-06-11 | 19 | 3225 | 2021-06-11 | 19 | 45.32 | 1.09 | 46.41 | 0.00066358
2021-06-11 | 20 | 1060 | 2021-06-11 | 20 | 43.35 | 1.15 | 44.5 | 0.00020913
2021-06-11 | 21 | 0 | 2021-06-11 | 21 | 49.58 | 1.36 | 50.94 | 0
2021-06-11 | 22 | 0 | 2021-06-11 | 22 | 42.59 | 1.19 | 43.78 | 0
2021-06-11 | 23 | 0 | 2021-06-11 | 23 | 44.94 | 1.83 | 46.77 | 0
2021-06-11 | 24 | 0 | 2021-06-11 | 24 | 41.02 | 1.43 | 42.45 | 0
2021-06-12 | 1 | 0 | 2021-06-12 | 1 | 24.56 | 0.4 | 24.96 | 0
2021-06-12 | 2 | 0 | 2021-06-12 | 2 | 24.66 | 0.29 | 24.95 | 0
2021-06-12 | 3 | 0 | 2021-06-12 | 3 | 24.55 | 0.29 | 24.84 | 0
2021-06-12 | 4 | 0 | 2021-06-12 | 4 | 24.56 | 0.3 | 24.86 | 0
2021-06-12 | 5 | 0 | 2021-06-12 | 5 | 24.6 | 0.29 | 24.89 | 0
2021-06-12 | 6 | 2005 | 2021-06-12 | 6 | 25.31 | 0.29 | 25.6 | 0.00022757
2021-06-12 | 7 | 14475 | 2021-06-12 | 7 | 24.82 | 0.36 | 25.18 | 0.001616
2021-06-12 | 8 | 38955 | 2021-06-12 | 8 | 26.26 | 0.4 | 26.66 | 0.0046045
2021-06-12 | 9 | 68860 | 2021-06-12 | 9 | 37.67 | 0.61 | 38.28 | 0.011687
2021-06-12 | 10 | 105585 | 2021-06-12 | 10 | 36.62 | 0.47 | 37.09 | 0.017363
2021-06-12 | 11 | 132135 | 2021-06-12 | 11 | 34.44 | 0.45 | 34.89 | 0.02044
2021-06-12 | 12 | 139290 | 2021-06-12 | 12 | 30.24 | 0.47 | 30.71 | 0.018965
2021-06-12 | 13 | 129170 | 2021-06-12 | 13 | 28.08 | 0.38 | 28.46 | 0.016299
2021-06-12 | 14 | 104965 | 2021-06-12 | 14 | 24.84 | 0.3 | 25.14 | 0.011699
2021-06-12 | 15 | 128880 | 2021-06-12 | 15 | 24.52 | 0.29 | 24.81 | 0.014176
2021-06-12 | 16 | 112695 | 2021-06-12 | 16 | 25 | 0.3 | 25.3 | 0.012641
2021-06-12 | 17 | 84430 | 2021-06-12 | 17 | 29.6 | 0.41 | 30.01 | 0.011234
2021-06-12 | 18 | 51560 | 2021-06-12 | 18 | 39.22 | 0.4 | 39.62 | 0.009057
2021-06-12 | 19 | 20495 | 2021-06-12 | 19 | 44.09 | 0.59 | 44.68 | 0.0040599
2021-06-12 | 20 | 4840 | 2021-06-12 | 20 | 44.6 | 0.56 | 45.16 | 0.00096907
2021-06-12 | 21 | 505 | 2021-06-12 | 21 | 43.74 | 0.58 | 44.32 | 9.9231e-05
2021-06-12 | 22 | 0 | 2021-06-12 | 22 | 41.09 | 0.54 | 41.63 | 0
2021-06-12 | 23 | 0 | 2021-06-12 | 23 | 32.49 | 0.54 | 33.03 | 0
2021-06-12 | 24 | 0 | 2021-06-12 | 24 | 23.91 | 0.38 | 24.29 | 0
2021-06-13 | 1 | 0 | 2021-06-13 | 1 | 24.73 | 0.52 | 25.25 | 0
2021-06-13 | 2 | 0 | 2021-06-13 | 2 | 24.07 | 0.36 | 24.43 | 0
2021-06-13 | 3 | 0 | 2021-06-13 | 3 | 23.37 | 0.35 | 23.72 | 0
2021-06-13 | 4 | 0 | 2021-06-13 | 4 | 21.59 | 0.44 | 22.03 | 0
2021-06-13 | 5 | 0 | 2021-06-13 | 5 | 20.95 | 0.47 | 21.42 | 0
2021-06-13 | 6 | 2155 | 2021-06-13 | 6 | 19.66 | 0.33 | 19.99 | 0.00019099
2021-06-13 | 7 | 17215 | 2021-06-13 | 7 | 18.68 | 0.42 | 19.1 | 0.0014578
2021-06-13 | 8 | 39335 | 2021-06-13 | 8 | 19.15 | 0.49 | 19.64 | 0.0034251
2021-06-13 | 9 | 70110 | 2021-06-13 | 9 | 21.29 | 0.47 | 21.76 | 0.0067638
2021-06-13 | 10 | 105755 | 2021-06-13 | 10 | 22.49 | 0.37 | 22.86 | 0.010718
2021-06-13 | 11 | 122255 | 2021-06-13 | 11 | 22.87 | 0.35 | 23.22 | 0.012586
2021-06-13 | 12 | 99980 | 2021-06-13 | 12 | 21.94 | 0.36 | 22.3 | 0.0098849
2021-06-13 | 13 | 124685 | 2021-06-13 | 13 | 23.09 | 0.35 | 23.44 | 0.012958
2021-06-13 | 14 | 107245 | 2021-06-13 | 14 | 30.3 | 0.67 | 30.97 | 0.014726
2021-06-13 | 15 | 91255 | 2021-06-13 | 15 | 34.12 | 0.88 | 35 | 0.014161
2021-06-13 | 16 | 92555 | 2021-06-13 | 16 | 36.54 | 0.6 | 37.14 | 0.01524
2021-06-13 | 17 | 54460 | 2021-06-13 | 17 | 46.27 | 0.79 | 47.06 | 0.011363
2021-06-13 | 18 | 43355 | 2021-06-13 | 18 | 51.58 | 1.05 | 52.63 | 0.010116
2021-06-13 | 19 | 15010 | 2021-06-13 | 19 | 49.16 | 0.64 | 49.8 | 0.0033141
2021-06-13 | 20 | 3725 | 2021-06-13 | 20 | 52.66 | 0.56 | 53.22 | 0.00087893
2021-06-13 | 21 | 10 | 2021-06-13 | 21 | 50.97 | 0.57 | 51.54 | 2.2851e-06
2021-06-13 | 22 | 0 | 2021-06-13 | 22 | 47.39 | 1.17 | 48.56 | 0
2021-06-13 | 23 | 0 | 2021-06-13 | 23 | 30.85 | 1.1 | 31.95 | 0
2021-06-13 | 24 | 0 | 2021-06-13 | 24 | 22.63 | 0.48 | 23.11 | 0
2021-06-14 | 1 | 0 | 2021-06-14 | 1 | 24.77 | 0.2 | 24.97 | 0
2021-06-14 | 2 | 0 | 2021-06-14 | 2 | 22.77 | 0.2 | 22.97 | 0
2021-06-14 | 3 | 0 | 2021-06-14 | 3 | 20.53 | 0.31 | 20.84 | 0
2021-06-14 | 4 | 0 | 2021-06-14 | 4 | 19.99 | 0.3 | 20.29 | 0
2021-06-14 | 5 | 0 | 2021-06-14 | 5 | 20.8 | 0.33 | 21.13 | 0
2021-06-14 | 6 | 2150 | 2021-06-14 | 6 | 21.45 | 0.44 | 21.89 | 0.00020866
2021-06-14 | 7 | 15990 | 2021-06-14 | 7 | 22.68 | 0.33 | 23.01 | 0.0016312
2021-06-14 | 8 | 38850 | 2021-06-14 | 8 | 30.23 | 0.99 | 31.22 | 0.0053775
2021-06-14 | 9 | 43705 | 2021-06-14 | 9 | 47.11 | 1.39 | 48.5 | 0.0093978
2021-06-14 | 10 | 29255 | 2021-06-14 | 10 | 42.99 | 0.91 | 43.9 | 0.005694
2021-06-14 | 11 | 15280 | 2021-06-14 | 11 | 38.46 | 0.83 | 39.29 | 0.0026617
2021-06-14 | 12 | 19230 | 2021-06-14 | 12 | 26.08 | 0.7 | 26.78 | 0.0022832
2021-06-14 | 13 | 73710 | 2021-06-14 | 13 | 27.86 | 0.7 | 28.56 | 0.0093334
2021-06-14 | 14 | 32515 | 2021-06-14 | 14 | 25.72 | 0.66 | 26.38 | 0.0038029
2021-06-14 | 15 | 12385 | 2021-06-14 | 15 | 25.81 | 0.62 | 26.43 | 0.0014513
2021-06-14 | 16 | 23325 | 2021-06-14 | 16 | 24.68 | 0.65 | 25.33 | 0.0026195
2021-06-14 | 17 | 22050 | 2021-06-14 | 17 | 24.18 | 0.66 | 24.84 | 0.0024284
2021-06-14 | 18 | 4100 | 2021-06-14 | 18 | 24.27 | 0.65 | 24.92 | 0.00045299
2021-06-14 | 19 | 3995 | 2021-06-14 | 19 | 25.24 | 0.66 | 25.9 | 0.00045874
2021-06-14 | 20 | 1000 | 2021-06-14 | 20 | 24.67 | 0.68 | 25.35 | 0.00011239
2021-06-14 | 21 | 0 | 2021-06-14 | 21 | 24.89 | 0.69 | 25.58 | 0
2021-06-14 | 22 | 0 | 2021-06-14 | 22 | 27.11 | 0.75 | 27.86 | 0
2021-06-14 | 23 | 0 | 2021-06-14 | 23 | 22.62 | 0.78 | 23.4 | 0
2021-06-14 | 24 | 0 | 2021-06-14 | 24 | 21.52 | 0.39 | 21.91 | 0
2021-06-15 | 1 | 0 | 2021-06-15 | 1 | 20.38 | 0.37 | 20.75 | 0
2021-06-15 | 2 | 0 | 2021-06-15 | 2 | 18.74 | 0.44 | 19.18 | 0
2021-06-15 | 3 | 0 | 2021-06-15 | 3 | 18.42 | 0.45 | 18.87 | 0
2021-06-15 | 4 | 0 | 2021-06-15 | 4 | 18.14 | 0.45 | 18.59 | 0
2021-06-15 | 5 | 5 | 2021-06-15 | 5 | 18.48 | 0.47 | 18.95 | 4.2008e-07
2021-06-15 | 6 | 505 | 2021-06-15 | 6 | 19.02 | 0.46 | 19.48 | 4.3615e-05
2021-06-15 | 7 | 4490 | 2021-06-15 | 7 | 22.15 | 0.5 | 22.65 | 0.00045089
2021-06-15 | 8 | 13590 | 2021-06-15 | 8 | 21.87 | 0.96 | 22.83 | 0.0013756
2021-06-15 | 9 | 17910 | 2021-06-15 | 9 | 20.15 | 0.89 | 21.04 | 0.0016707
2021-06-15 | 10 | 36660 | 2021-06-15 | 10 | 21.9 | 0.85 | 22.75 | 0.0036977
2021-06-15 | 11 | 52965 | 2021-06-15 | 11 | 23.27 | 0.66 | 23.93 | 0.0056194
2021-06-15 | 12 | 53365 | 2021-06-15 | 12 | 24.29 | 0.61 | 24.9 | 0.0058913
2021-06-15 | 13 | 35430 | 2021-06-15 | 13 | 25.42 | 0.82 | 26.24 | 0.0041218
2021-06-15 | 14 | 57290 | 2021-06-15 | 14 | 28.96 | 0.85 | 29.81 | 0.0075717
2021-06-15 | 15 | 83145 | 2021-06-15 | 15 | 29.19 | 0.79 | 29.98 | 0.011052
2021-06-15 | 16 | 109590 | 2021-06-15 | 16 | 29.07 | 0.8 | 29.87 | 0.014513
2021-06-15 | 17 | 53415 | 2021-06-15 | 17 | 28.74 | 0.8 | 29.54 | 0.0069957
2021-06-15 | 18 | 13095 | 2021-06-15 | 18 | 39.71 | 1.03 | 40.74 | 0.0023653
2021-06-15 | 19 | 4685 | 2021-06-15 | 19 | 38.37 | 1.12 | 39.49 | 0.00082026
2021-06-15 | 20 | 2225 | 2021-06-15 | 20 | 36.72 | 1.06 | 37.78 | 0.00037269
2021-06-15 | 21 | 500 | 2021-06-15 | 21 | 28.45 | 0.83 | 29.28 | 6.4908e-05
2021-06-15 | 22 | 0 | 2021-06-15 | 22 | 24.64 | 0.83 | 25.47 | 0
2021-06-15 | 23 | 0 | 2021-06-15 | 23 | 25.2 | 1.05 | 26.25 | 0
2021-06-15 | 24 | 0 | 2021-06-15 | 24 | 23.51 | 0.48 | 23.99 | 0
2021-06-16 | 1 | 0 | 2021-06-16 | 1 | 24.77 | 1.58 | 26.35 | 0
2021-06-16 | 2 | 0 | 2021-06-16 | 2 | 22.97 | 1.6 | 24.57 | 0
2021-06-16 | 3 | 0 | 2021-06-16 | 3 | 20.35 | 1.6 | 21.95 | 0
2021-06-16 | 4 | 0 | 2021-06-16 | 4 | 19.34 | 1.71 | 21.05 | 0
2021-06-16 | 5 | 5 | 2021-06-16 | 5 | 20.33 | 1.72 | 22.05 | 4.888e-07
2021-06-16 | 6 | 2570 | 2021-06-16 | 6 | 22.35 | 1.73 | 24.08 | 0.00027437
2021-06-16 | 7 | 14130 | 2021-06-16 | 7 | 22.35 | 1.9 | 24.25 | 0.0015192
2021-06-16 | 8 | 43420 | 2021-06-16 | 8 | 20.64 | 2.32 | 22.96 | 0.0044199
2021-06-16 | 9 | 77415 | 2021-06-16 | 9 | 19.71 | 2.14 | 21.85 | 0.0074995
2021-06-16 | 10 | 110045 | 2021-06-16 | 10 | 19.52 | 2.1 | 21.62 | 0.010548
2021-06-16 | 11 | 132905 | 2021-06-16 | 11 | 20.02 | 2.11 | 22.13 | 0.01304
2021-06-16 | 12 | 134160 | 2021-06-16 | 12 | 19.94 | 2.09 | 22.03 | 0.013104
2021-06-16 | 13 | 131760 | 2021-06-16 | 13 | 19.8 | 2.13 | 21.93 | 0.012811
2021-06-16 | 14 | 117800 | 2021-06-16 | 14 | 20.09 | 2.09 | 22.18 | 0.011584
2021-06-16 | 15 | 116170 | 2021-06-16 | 15 | 21 | 2.11 | 23.11 | 0.011903
2021-06-16 | 16 | 110320 | 2021-06-16 | 16 | 22.17 | 2.11 | 24.28 | 0.011876
2021-06-16 | 17 | 89625 | 2021-06-16 | 17 | 23.01 | 2.24 | 25.25 | 0.010033
2021-06-16 | 18 | 59655 | 2021-06-16 | 18 | 25.07 | 2.06 | 27.13 | 0.0071755
2021-06-16 | 19 | 20040 | 2021-06-16 | 19 | 26.93 | 2.05 | 28.98 | 0.0025748
2021-06-16 | 20 | 4375 | 2021-06-16 | 20 | 30.9 | 2.08 | 32.98 | 0.00063971
2021-06-16 | 21 | 505 | 2021-06-16 | 21 | 31.74 | 2.16 | 33.9 | 7.5901e-05
2021-06-16 | 22 | 0 | 2021-06-16 | 22 | 30.62 | 2.22 | 32.84 | 0
2021-06-16 | 23 | 0 | 2021-06-16 | 23 | 23.27 | 2.21 | 25.48 | 0
2021-06-16 | 24 | 0 | 2021-06-16 | 24 | 20.82 | 1.69 | 22.51 | 0
2021-06-17 | 1 | 0 | 2021-06-17 | 1 | 22.26 | 0.39 | 22.65 | 0
2021-06-17 | 2 | 0 | 2021-06-17 | 2 | 22.29 | 0.37 | 22.66 | 0
2021-06-17 | 3 | 0 | 2021-06-17 | 3 | 20.14 | 0.4 | 20.54 | 0
2021-06-17 | 4 | 0 | 2021-06-17 | 4 | 19.86 | 0.4 | 20.26 | 0
2021-06-17 | 5 | 0 | 2021-06-17 | 5 | 19.9 | 0.4 | 20.3 | 0
2021-06-17 | 6 | 2100 | 2021-06-17 | 6 | 22.58 | 0.52 | 23.1 | 0.00021507
2021-06-17 | 7 | 12970 | 2021-06-17 | 7 | 23.76 | 0.55 | 24.31 | 0.0013979
2021-06-17 | 8 | 42975 | 2021-06-17 | 8 | 23.75 | 1.06 | 24.81 | 0.0047271
2021-06-17 | 9 | 75410 | 2021-06-17 | 9 | 21.44 | 0.98 | 22.42 | 0.0074958
2021-06-17 | 10 | 107610 | 2021-06-17 | 10 | 20.74 | 0.91 | 21.65 | 0.010329
2021-06-17 | 11 | 129780 | 2021-06-17 | 11 | 21.16 | 0.89 | 22.05 | 0.012687
2021-06-17 | 12 | 139425 | 2021-06-17 | 12 | 20.82 | 0.88 | 21.7 | 0.013414
2021-06-17 | 13 | 143435 | 2021-06-17 | 13 | 20.63 | 0.92 | 21.55 | 0.013704
2021-06-17 | 14 | 141650 | 2021-06-17 | 14 | 20.95 | 0.9 | 21.85 | 0.013722
2021-06-17 | 15 | 135380 | 2021-06-17 | 15 | 21.83 | 0.93 | 22.76 | 0.013661
2021-06-17 | 16 | 116740 | 2021-06-17 | 16 | 24.93 | 0.89 | 25.82 | 0.013364
2021-06-17 | 17 | 92070 | 2021-06-17 | 17 | 28.92 | 0.84 | 29.76 | 0.012148
2021-06-17 | 18 | 58155 | 2021-06-17 | 18 | 42.48 | 1.03 | 43.51 | 0.011218
2021-06-17 | 19 | 20060 | 2021-06-17 | 19 | 46.34 | 1.03 | 47.37 | 0.004213
2021-06-17 | 20 | 3725 | 2021-06-17 | 20 | 44.8 | 1.08 | 45.88 | 0.00075771
2021-06-17 | 21 | 0 | 2021-06-17 | 21 | 37.24 | 1.09 | 38.33 | 0
2021-06-17 | 22 | 0 | 2021-06-17 | 22 | 37.98 | 1.17 | 39.15 | 0
2021-06-17 | 23 | 0 | 2021-06-17 | 23 | 26.36 | 1.01 | 27.37 | 0
2021-06-17 | 24 | 0 | 2021-06-17 | 24 | 24.4 | 0.52 | 24.92 | 0
2021-06-18 | 1 | 0 | 2021-06-18 | 1 | 24.86 | 0.32 | 25.18 | 0
2021-06-18 | 2 | 0 | 2021-06-18 | 2 | 23.8 | 0.28 | 24.08 | 0
2021-06-18 | 3 | 0 | 2021-06-18 | 3 | 23.06 | 0.28 | 23.34 | 0
2021-06-18 | 4 | 0 | 2021-06-18 | 4 | 22.25 | 0.3 | 22.55 | 0
2021-06-18 | 5 | 5 | 2021-06-18 | 5 | 22.37 | 0.3 | 22.67 | 5.0255e-07
2021-06-18 | 6 | 2085 | 2021-06-18 | 6 | 21.62 | 0.37 | 21.99 | 0.00020328
2021-06-18 | 7 | 11940 | 2021-06-18 | 7 | 23.65 | 0.43 | 24.08 | 0.0012747
2021-06-18 | 8 | 41405 | 2021-06-18 | 8 | 23.09 | 0.92 | 24.01 | 0.0044076
2021-06-18 | 9 | 75805 | 2021-06-18 | 9 | 24.37 | 0.94 | 25.31 | 0.0085064
2021-06-18 | 10 | 104535 | 2021-06-18 | 10 | 23.68 | 0.77 | 24.45 | 0.011332
2021-06-18 | 11 | 124765 | 2021-06-18 | 11 | 22.94 | 0.78 | 23.72 | 0.013121
2021-06-18 | 12 | 136950 | 2021-06-18 | 12 | 24.65 | 0.74 | 25.39 | 0.015416
2021-06-18 | 13 | 137930 | 2021-06-18 | 13 | 24.09 | 0.78 | 24.87 | 0.015209
2021-06-18 | 14 | 139095 | 2021-06-18 | 14 | 24.62 | 0.73 | 25.35 | 0.015633
2021-06-18 | 15 | 126810 | 2021-06-18 | 15 | 24.96 | 0.71 | 25.67 | 0.014432
2021-06-18 | 16 | 104085 | 2021-06-18 | 16 | 26.94 | 0.7 | 27.64 | 0.012755
2021-06-18 | 17 | 76950 | 2021-06-18 | 17 | 38.62 | 0.74 | 39.36 | 0.013428
2021-06-18 | 18 | 52320 | 2021-06-18 | 18 | 44.17 | 0.72 | 44.89 | 0.010413
2021-06-18 | 19 | 17725 | 2021-06-18 | 19 | 34.67 | 0.71 | 35.38 | 0.0027803
2021-06-18 | 20 | 4665 | 2021-06-18 | 20 | 33.91 | 0.72 | 34.63 | 0.00071624
2021-06-18 | 21 | 5 | 2021-06-18 | 21 | 29.08 | 0.77 | 29.85 | 6.6171e-07
2021-06-18 | 22 | 0 | 2021-06-18 | 22 | 28.89 | 0.81 | 29.7 | 0
2021-06-18 | 23 | 0 | 2021-06-18 | 23 | 23.76 | 0.83 | 24.59 | 0
2021-06-18 | 24 | 0 | 2021-06-18 | 24 | 20.75 | 0.36 | 21.11 | 0
2021-06-19 | 1 | 0 | 2021-06-19 | 1 | 23.85 | 0.13 | 23.98 | 0
2021-06-19 | 2 | 0 | 2021-06-19 | 2 | 23.75 | 0.14 | 23.89 | 0
2021-06-19 | 3 | 0 | 2021-06-19 | 3 | 23.37 | 0.14 | 23.51 | 0
2021-06-19 | 4 | 0 | 2021-06-19 | 4 | 23.01 | 0.15 | 23.16 | 0
2021-06-19 | 5 | 0 | 2021-06-19 | 5 | 23.98 | 0.14 | 24.12 | 0
2021-06-19 | 6 | 505 | 2021-06-19 | 6 | 22.65 | 0.15 | 22.8 | 5.1048e-05
2021-06-19 | 7 | 4700 | 2021-06-19 | 7 | 22.19 | 0.17 | 22.36 | 0.00046593
2021-06-19 | 8 | 17315 | 2021-06-19 | 8 | 19.82 | 0.18 | 20 | 0.0015353
2021-06-19 | 9 | 46330 | 2021-06-19 | 9 | 19.49 | 0.21 | 19.7 | 0.0040465
2021-06-19 | 10 | 88790 | 2021-06-19 | 10 | 20.06 | 0.17 | 20.23 | 0.0079637
2021-06-19 | 11 | 106070 | 2021-06-19 | 11 | 21.33 | 0.21 | 21.54 | 0.01013
2021-06-19 | 12 | 118050 | 2021-06-19 | 12 | 23.4 | 0.21 | 23.61 | 0.012357
2021-06-19 | 13 | 132495 | 2021-06-19 | 13 | 24.92 | 0.17 | 25.09 | 0.014739
2021-06-19 | 14 | 102295 | 2021-06-19 | 14 | 27.04 | 0.21 | 27.25 | 0.012359
2021-06-19 | 15 | 88640 | 2021-06-19 | 15 | 34.02 | 0.23 | 34.25 | 0.01346
2021-06-19 | 16 | 79760 | 2021-06-19 | 16 | 33.19 | 0.18 | 33.37 | 0.0118
2021-06-19 | 17 | 83250 | 2021-06-19 | 17 | 40.69 | 0.2 | 40.89 | 0.015092
2021-06-19 | 18 | 42585 | 2021-06-19 | 18 | 30.03 | 0.18 | 30.21 | 0.0057038
2021-06-19 | 19 | 26200 | 2021-06-19 | 19 | 27.55 | 0.16 | 27.71 | 0.0032188
2021-06-19 | 20 | 6875 | 2021-06-19 | 20 | 28.02 | 0.19 | 28.21 | 0.00085987
2021-06-19 | 21 | 500 | 2021-06-19 | 21 | 27.19 | 0.17 | 27.36 | 6.0651e-05
2021-06-19 | 22 | 0 | 2021-06-19 | 22 | 25.02 | 0.16 | 25.18 | 0
2021-06-19 | 23 | 0 | 2021-06-19 | 23 | 22.6 | 0.23 | 22.83 | 0
2021-06-19 | 24 | 0 | 2021-06-19 | 24 | 20.69 | 0.26 | 20.95 | 0
2021-06-20 | 1 | 0 | 2021-06-20 | 1 | 22.81 | 0.34 | 23.15 | 0
2021-06-20 | 2 | 0 | 2021-06-20 | 2 | 23.25 | 0.33 | 23.58 | 0
2021-06-20 | 3 | 0 | 2021-06-20 | 3 | 21.05 | 0.29 | 21.34 | 0
2021-06-20 | 4 | 0 | 2021-06-20 | 4 | 20.3 | 0.28 | 20.58 | 0
2021-06-20 | 5 | 0 | 2021-06-20 | 5 | 19.72 | 0.29 | 20.01 | 0
2021-06-20 | 6 | 1545 | 2021-06-20 | 6 | 6.09 | 0.34 | 6.43 | 4.4045e-05
2021-06-20 | 7 | 10860 | 2021-06-20 | 7 | 15.77 | 0.37 | 16.14 | 0.00077712
2021-06-20 | 8 | 37800 | 2021-06-20 | 8 | 1.56 | 0.55 | 2.11 | 0.00035361
2021-06-20 | 9 | 58015 | 2021-06-20 | 9 | 18.27 | 0.35 | 18.62 | 0.0047893
2021-06-20 | 10 | 73935 | 2021-06-20 | 10 | 19.62 | 0.33 | 19.95 | 0.0065395
2021-06-20 | 11 | 122205 | 2021-06-20 | 11 | 21.52 | 0.32 | 21.84 | 0.011833
2021-06-20 | 12 | 131140 | 2021-06-20 | 12 | 23.67 | 0.31 | 23.98 | 0.013942
2021-06-20 | 13 | 117020 | 2021-06-20 | 13 | 25.56 | 0.32 | 25.88 | 0.013427
2021-06-20 | 14 | 90870 | 2021-06-20 | 14 | 26.36 | 0.3 | 26.66 | 0.010741
2021-06-20 | 15 | 86135 | 2021-06-20 | 15 | 26.45 | 0.3 | 26.75 | 0.010215
2021-06-20 | 16 | 92345 | 2021-06-20 | 16 | 31.15 | 0.32 | 31.47 | 0.012884
2021-06-20 | 17 | 84910 | 2021-06-20 | 17 | 34.59 | 0.32 | 34.91 | 0.013142
2021-06-20 | 18 | 49110 | 2021-06-20 | 18 | 39.24 | 0.31 | 39.55 | 0.0086113
2021-06-20 | 19 | 24180 | 2021-06-20 | 19 | 48.6 | 0.37 | 48.97 | 0.0052498
2021-06-20 | 20 | 5100 | 2021-06-20 | 20 | 46.16 | 0.29 | 46.45 | 0.0010503
2021-06-20 | 21 | 500 | 2021-06-20 | 21 | 50.79 | 0.34 | 51.13 | 0.00011334
2021-06-20 | 22 | 0 | 2021-06-20 | 22 | 49.56 | 0.52 | 50.08 | 0
2021-06-20 | 23 | 0 | 2021-06-20 | 23 | 36.73 | 0.45 | 37.18 | 0
2021-06-20 | 24 | 0 | 2021-06-20 | 24 | 31.24 | 0.41 | 31.65 | 0
2021-06-21 | 1 | 0 | 2021-06-21 | 1 | 28.62 | 2 | 30.62 | 0
2021-06-21 | 2 | 0 | 2021-06-21 | 2 | 29.61 | 2 | 31.61 | 0
2021-06-21 | 3 | 0 | 2021-06-21 | 3 | 25.69 | 1.97 | 27.66 | 0
2021-06-21 | 4 | 0 | 2021-06-21 | 4 | 24.45 | 1.98 | 26.43 | 0
2021-06-21 | 5 | 0 | 2021-06-21 | 5 | 23.39 | 2.04 | 25.43 | 0
2021-06-21 | 6 | 3150 | 2021-06-21 | 6 | 25.11 | 2.08 | 27.19 | 0.00037973
2021-06-21 | 7 | 14960 | 2021-06-21 | 7 | 28.74 | 2.18 | 30.92 | 0.0020508
2021-06-21 | 8 | 36965 | 2021-06-21 | 8 | 29.13 | 2.47 | 31.6 | 0.0051788
2021-06-21 | 9 | 65535 | 2021-06-21 | 9 | 26.62 | 2.37 | 28.99 | 0.0084232
2021-06-21 | 10 | 83965 | 2021-06-21 | 10 | 27.5 | 2.34 | 29.84 | 0.011108
2021-06-21 | 11 | 94660 | 2021-06-21 | 11 | 32.04 | 2.34 | 34.38 | 0.014429
2021-06-21 | 12 | 123515 | 2021-06-21 | 12 | 34.26 | 2.35 | 36.61 | 0.020048
2021-06-21 | 13 | 117620 | 2021-06-21 | 13 | 34.25 | 2.32 | 36.57 | 0.01907
2021-06-21 | 14 | 126445 | 2021-06-21 | 14 | 35.94 | 2.32 | 38.26 | 0.021449
2021-06-21 | 15 | 121010 | 2021-06-21 | 15 | 35.71 | 2.3 | 38.01 | 0.020393
2021-06-21 | 16 | 106620 | 2021-06-21 | 16 | 31.92 | 2.31 | 34.23 | 0.016181
2021-06-21 | 17 | 86200 | 2021-06-21 | 17 | 32.06 | 2.29 | 34.35 | 0.013128
2021-06-21 | 18 | 51910 | 2021-06-21 | 18 | 33.92 | 2.32 | 36.24 | 0.0083405
2021-06-21 | 19 | 19745 | 2021-06-21 | 19 | 39.05 | 2.36 | 41.41 | 0.0036251
2021-06-21 | 20 | 2025 | 2021-06-21 | 20 | 38.84 | 2.33 | 41.17 | 0.00036962
2021-06-21 | 21 | 0 | 2021-06-21 | 21 | 37.64 | 2.34 | 39.98 | 0
2021-06-21 | 22 | 0 | 2021-06-21 | 22 | 36.07 | 2.36 | 38.43 | 0
2021-06-21 | 23 | 0 | 2021-06-21 | 23 | 34.19 | 2.47 | 36.66 | 0
2021-06-21 | 24 | 0 | 2021-06-21 | 24 | 28.17 | 2.06 | 30.23 | 0
2021-06-22 | 1 | 0 | 2021-06-22 | 1 | 24.24 | 0.43 | 24.67 | 0
2021-06-22 | 2 | 0 | 2021-06-22 | 2 | 22.79 | 0.46 | 23.25 | 0
2021-06-22 | 3 | 0 | 2021-06-22 | 3 | 22.88 | 0.44 | 23.32 | 0
2021-06-22 | 4 | 0 | 2021-06-22 | 4 | 23.75 | 0.42 | 24.17 | 0
2021-06-22 | 5 | 5 | 2021-06-22 | 5 | 23.96 | 0.41 | 24.37 | 5.4023e-07
2021-06-22 | 6 | 1505 | 2021-06-22 | 6 | 25.96 | 0.45 | 26.41 | 0.00017622
2021-06-22 | 7 | 7305 | 2021-06-22 | 7 | 38.9 | 1.02 | 39.92 | 0.0012929
2021-06-22 | 8 | 18295 | 2021-06-22 | 8 | 48.26 | 1.22 | 49.48 | 0.0040134
2021-06-22 | 9 | 40350 | 2021-06-22 | 9 | 43.77 | 1.07 | 44.84 | 0.0080217
2021-06-22 | 10 | 38620 | 2021-06-22 | 10 | 58.17 | 1.33 | 59.5 | 0.010188
2021-06-22 | 11 | 59180 | 2021-06-22 | 11 | 51.16 | 1.09 | 52.25 | 0.013709
2021-06-22 | 12 | 80650 | 2021-06-22 | 12 | 48.53 | 0.84 | 49.37 | 0.017653
2021-06-22 | 13 | 47275 | 2021-06-22 | 13 | 50.26 | 1.08 | 51.34 | 0.010761
2021-06-22 | 14 | 31970 | 2021-06-22 | 14 | 44.67 | 0.82 | 45.49 | 0.0064478
2021-06-22 | 15 | 8800 | 2021-06-22 | 15 | 38.01 | 0.87 | 38.88 | 0.0015169
2021-06-22 | 16 | 14335 | 2021-06-22 | 16 | 28.69 | 0.88 | 29.57 | 0.0018793
2021-06-22 | 17 | 10850 | 2021-06-22 | 17 | 23.86 | 0.88 | 24.74 | 0.0011901
2021-06-22 | 18 | 8910 | 2021-06-22 | 18 | 25.6 | 0.87 | 26.47 | 0.0010457
2021-06-22 | 19 | 2735 | 2021-06-22 | 19 | 26.45 | 0.84 | 27.29 | 0.00033091
2021-06-22 | 20 | 505 | 2021-06-22 | 20 | 23.89 | 0.88 | 24.77 | 5.5459e-05
2021-06-22 | 21 | 0 | 2021-06-22 | 21 | 21.78 | 0.93 | 22.71 | 0
2021-06-22 | 22 | 0 | 2021-06-22 | 22 | 20.54 | 0.98 | 21.52 | 0
2021-06-22 | 23 | 0 | 2021-06-22 | 23 | 19.57 | 1.02 | 20.59 | 0
2021-06-22 | 24 | 0 | 2021-06-22 | 24 | 19.81 | 0.5 | 20.31 | 0
2021-06-23 | 1 | 0 | 2021-06-23 | 1 | 22.12 | 0.35 | 22.47 | 0
2021-06-23 | 2 | 0 | 2021-06-23 | 2 | 21.99 | 0.35 | 22.34 | 0
2021-06-23 | 3 | 0 | 2021-06-23 | 3 | 20.76 | 0.35 | 21.11 | 0
2021-06-23 | 4 | 0 | 2021-06-23 | 4 | 20.01 | 0.37 | 20.38 | 0
2021-06-23 | 5 | 0 | 2021-06-23 | 5 | 20.04 | 0.37 | 20.41 | 0
2021-06-23 | 6 | 2595 | 2021-06-23 | 6 | 20.19 | 0.58 | 20.77 | 0.00023896
2021-06-23 | 7 | 10385 | 2021-06-23 | 7 | 21.87 | 0.58 | 22.45 | 0.0010337
2021-06-23 | 8 | 40370 | 2021-06-23 | 8 | 21.65 | 1.15 | 22.8 | 0.0040808
2021-06-23 | 9 | 76255 | 2021-06-23 | 9 | 21.11 | 0.97 | 22.08 | 0.0074649
2021-06-23 | 10 | 108625 | 2021-06-23 | 10 | 20.66 | 0.94 | 21.6 | 0.010403
2021-06-23 | 11 | 122885 | 2021-06-23 | 11 | 21.9 | 0.98 | 22.88 | 0.012465
2021-06-23 | 12 | 129255 | 2021-06-23 | 12 | 22.88 | 0.97 | 23.85 | 0.013668
2021-06-23 | 13 | 131125 | 2021-06-23 | 13 | 23.38 | 0.88 | 24.26 | 0.014104
2021-06-23 | 14 | 117395 | 2021-06-23 | 14 | 23.82 | 0.85 | 24.67 | 0.01284
2021-06-23 | 15 | 96720 | 2021-06-23 | 15 | 24.29 | 0.84 | 25.13 | 0.010776
2021-06-23 | 16 | 77705 | 2021-06-23 | 16 | 25.3 | 0.88 | 26.18 | 0.0090193
2021-06-23 | 17 | 73445 | 2021-06-23 | 17 | 31.47 | 0.9 | 32.37 | 0.01054
2021-06-23 | 18 | 56105 | 2021-06-23 | 18 | 35.88 | 0.84 | 36.72 | 0.009134
2021-06-23 | 19 | 20040 | 2021-06-23 | 19 | 40.42 | 0.85 | 41.27 | 0.0036668
2021-06-23 | 20 | 3730 | 2021-06-23 | 20 | 41.1 | 0.93 | 42.03 | 0.00069506
2021-06-23 | 21 | 510 | 2021-06-23 | 21 | 35.64 | 1.02 | 36.66 | 8.2893e-05
2021-06-23 | 22 | 0 | 2021-06-23 | 22 | 26.43 | 0.9 | 27.33 | 0
2021-06-23 | 23 | 0 | 2021-06-23 | 23 | 24.78 | 0.96 | 25.74 | 0
2021-06-23 | 24 | 0 | 2021-06-23 | 24 | 25.08 | 0.44 | 25.52 | 0
2021-06-24 | 1 | 0 | 2021-06-24 | 1 | 23.18 | 0.32 | 23.5 | 0
2021-06-24 | 2 | 0 | 2021-06-24 | 2 | 22.81 | 0.29 | 23.1 | 0
2021-06-24 | 3 | 0 | 2021-06-24 | 3 | 21.94 | 0.34 | 22.28 | 0
2021-06-24 | 4 | 0 | 2021-06-24 | 4 | 21.62 | 0.42 | 22.04 | 0
2021-06-24 | 5 | 5 | 2021-06-24 | 5 | 21.77 | 0.4 | 22.17 | 4.9146e-07
2021-06-24 | 6 | 1580 | 2021-06-24 | 6 | 23.39 | 0.37 | 23.76 | 0.00016644
2021-06-24 | 7 | 11405 | 2021-06-24 | 7 | 33.36 | 0.81 | 34.17 | 0.0017278
2021-06-24 | 8 | 39870 | 2021-06-24 | 8 | 38.35 | 1.35 | 39.7 | 0.0070176
2021-06-24 | 9 | 74225 | 2021-06-24 | 9 | 36.19 | 1.47 | 37.66 | 0.012393
2021-06-24 | 10 | 104730 | 2021-06-24 | 10 | 22.95 | 0.74 | 23.69 | 0.011
2021-06-24 | 11 | 128710 | 2021-06-24 | 11 | 28.07 | 0.8 | 28.87 | 0.016475
2021-06-24 | 12 | 141230 | 2021-06-24 | 12 | 28.06 | 0.83 | 28.89 | 0.01809
2021-06-24 | 13 | 143880 | 2021-06-24 | 13 | 25.78 | 0.75 | 26.53 | 0.016924
2021-06-24 | 14 | 143575 | 2021-06-24 | 14 | 25.08 | 0.82 | 25.9 | 0.016487
2021-06-24 | 15 | 139645 | 2021-06-24 | 15 | 22.08 | 0.83 | 22.91 | 0.014184
2021-06-24 | 16 | 121760 | 2021-06-24 | 16 | 21.83 | 0.8 | 22.63 | 0.012216
2021-06-24 | 17 | 95455 | 2021-06-24 | 17 | 25.51 | 0.72 | 26.23 | 0.011101
2021-06-24 | 18 | 60590 | 2021-06-24 | 18 | 33.53 | 0.79 | 34.32 | 0.0092194
2021-06-24 | 19 | 21230 | 2021-06-24 | 19 | 42.11 | 0.84 | 42.95 | 0.0040427
2021-06-24 | 20 | 3705 | 2021-06-24 | 20 | 40.54 | 0.87 | 41.41 | 0.00068022
2021-06-24 | 21 | 505 | 2021-06-24 | 21 | 36.46 | 1.03 | 37.49 | 8.3939e-05
2021-06-24 | 22 | 0 | 2021-06-24 | 22 | 35.58 | 1 | 36.58 | 0
2021-06-24 | 23 | 0 | 2021-06-24 | 23 | 31.36 | 1.08 | 32.44 | 0
2021-06-24 | 24 | 0 | 2021-06-24 | 24 | 39.51 | 1.08 | 40.59 | 0
2021-06-25 | 1 | 0 | 2021-06-25 | 1 | 31.05 | 0.53 | 31.58 | 0
2021-06-25 | 2 | 0 | 2021-06-25 | 2 | 26.63 | 0.36 | 26.99 | 0
2021-06-25 | 3 | 0 | 2021-06-25 | 3 | 24.76 | 0.33 | 25.09 | 0
2021-06-25 | 4 | 0 | 2021-06-25 | 4 | 23.94 | 0.3 | 24.24 | 0
2021-06-25 | 5 | 0 | 2021-06-25 | 5 | 24.42 | 0.29 | 24.71 | 0
2021-06-25 | 6 | 1030 | 2021-06-25 | 6 | 28.95 | 0.44 | 29.39 | 0.00013421
2021-06-25 | 7 | 6810 | 2021-06-25 | 7 | 25.51 | 0.59 | 26.1 | 0.00078803
2021-06-25 | 8 | 13620 | 2021-06-25 | 8 | 30.93 | 1.06 | 31.99 | 0.0019317
2021-06-25 | 9 | 21530 | 2021-06-25 | 9 | 44.94 | 0.99 | 45.93 | 0.0043842
2021-06-25 | 10 | 58055 | 2021-06-25 | 10 | 41.58 | 1.04 | 42.62 | 0.01097
2021-06-25 | 11 | 55470 | 2021-06-25 | 11 | 49.98 | 0.98 | 50.96 | 0.012533
2021-06-25 | 12 | 48315 | 2021-06-25 | 12 | 43.17 | 0.96 | 44.13 | 0.009453
2021-06-25 | 13 | 56420 | 2021-06-25 | 13 | 28.72 | 0.93 | 29.65 | 0.0074167
2021-06-25 | 14 | 47245 | 2021-06-25 | 14 | 26.87 | 0.77 | 27.64 | 0.0057896
2021-06-25 | 15 | 36175 | 2021-06-25 | 15 | 25.9 | 0.75 | 26.65 | 0.0042743
2021-06-25 | 16 | 46610 | 2021-06-25 | 16 | 28.95 | 0.77 | 29.72 | 0.0061416
2021-06-25 | 17 | 46395 | 2021-06-25 | 17 | 33.27 | 0.78 | 34.05 | 0.0070039
2021-06-25 | 18 | 26130 | 2021-06-25 | 18 | 30.68 | 0.75 | 31.43 | 0.0036411
2021-06-25 | 19 | 14035 | 2021-06-25 | 19 | 30.8 | 0.78 | 31.58 | 0.0019651
2021-06-25 | 20 | 3775 | 2021-06-25 | 20 | 26.76 | 0.76 | 27.52 | 0.0004606
2021-06-25 | 21 | 10 | 2021-06-25 | 21 | 25.72 | 0.75 | 26.47 | 1.1736e-06
2021-06-25 | 22 | 0 | 2021-06-25 | 22 | 24.7 | 0.76 | 25.46 | 0
2021-06-25 | 23 | 0 | 2021-06-25 | 23 | 25.33 | 0.92 | 26.25 | 0
2021-06-25 | 24 | 0 | 2021-06-25 | 24 | 24.86 | 0.38 | 25.24 | 0
2021-06-26 | 1 | 0 | 2021-06-26 | 1 | 24.83 | 0.24 | 25.07 | 0
2021-06-26 | 2 | 0 | 2021-06-26 | 2 | 23.44 | 0.23 | 23.67 | 0
2021-06-26 | 3 | 0 | 2021-06-26 | 3 | 22.76 | 0.31 | 23.07 | 0
2021-06-26 | 4 | 0 | 2021-06-26 | 4 | 22.41 | 0.3 | 22.71 | 0
2021-06-26 | 5 | 0 | 2021-06-26 | 5 | 21.64 | 0.21 | 21.85 | 0
2021-06-26 | 6 | 1095 | 2021-06-26 | 6 | 22.86 | 0.19 | 23.05 | 0.0001119
2021-06-26 | 7 | 7965 | 2021-06-26 | 7 | 23.1 | 0.28 | 23.38 | 0.00082563
2021-06-26 | 8 | 24830 | 2021-06-26 | 8 | 22.56 | 0.29 | 22.85 | 0.0025155
2021-06-26 | 9 | 49700 | 2021-06-26 | 9 | 27.45 | 0.34 | 27.79 | 0.0061235
2021-06-26 | 10 | 55370 | 2021-06-26 | 10 | 25.34 | 0.32 | 25.66 | 0.0062992
2021-06-26 | 11 | 87885 | 2021-06-26 | 11 | 30.26 | 0.29 | 30.55 | 0.011904
2021-06-26 | 12 | 85700 | 2021-06-26 | 12 | 31.63 | 0.28 | 31.91 | 0.012124
2021-06-26 | 13 | 88375 | 2021-06-26 | 13 | 32.34 | 0.27 | 32.61 | 0.012777
2021-06-26 | 14 | 78565 | 2021-06-26 | 14 | 32.51 | 0.26 | 32.77 | 0.011415
2021-06-26 | 15 | 93505 | 2021-06-26 | 15 | 39.73 | 0.35 | 40.08 | 0.016616
2021-06-26 | 16 | 47485 | 2021-06-26 | 16 | 42.34 | 0.35 | 42.69 | 0.0089875
2021-06-26 | 17 | 32290 | 2021-06-26 | 17 | 42.2 | 0.3 | 42.5 | 0.0060843
2021-06-26 | 18 | 15400 | 2021-06-26 | 18 | 41.79 | 0.3 | 42.09 | 0.0028738
2021-06-26 | 19 | 12355 | 2021-06-26 | 19 | 40.17 | 0.31 | 40.48 | 0.0022174
2021-06-26 | 20 | 6050 | 2021-06-26 | 20 | 38.03 | 0.3 | 38.33 | 0.0010281
2021-06-26 | 21 | 5 | 2021-06-26 | 21 | 36.86 | 0.26 | 37.12 | 8.2287e-07
2021-06-26 | 22 | 0 | 2021-06-26 | 22 | 33.5 | 0.26 | 33.76 | 0
2021-06-26 | 23 | 0 | 2021-06-26 | 23 | 29.92 | 0.29 | 30.21 | 0
2021-06-26 | 24 | 0 | 2021-06-26 | 24 | 29.55 | 0.28 | 29.83 | 0
2021-06-27 | 1 | 0 | 2021-06-27 | 1 | 29.72 | 0.58 | 30.3 | 0
2021-06-27 | 2 | 0 | 2021-06-27 | 2 | 29.95 | 0.51 | 30.46 | 0
2021-06-27 | 3 | 0 | 2021-06-27 | 3 | 28.54 | 0.5 | 29.04 | 0
2021-06-27 | 4 | 0 | 2021-06-27 | 4 | 27.24 | 0.5 | 27.74 | 0
2021-06-27 | 5 | 5 | 2021-06-27 | 5 | 24.5 | 0.55 | 25.05 | 5.5531e-07
2021-06-27 | 6 | 2050 | 2021-06-27 | 6 | -14.06 | 0.55 | -13.51 | -0.00012279
2021-06-27 | 7 | 12800 | 2021-06-27 | 7 | 18.27 | 0.79 | 19.06 | 0.0010817
2021-06-27 | 8 | 29490 | 2021-06-27 | 8 | 24.46 | 0.65 | 25.11 | 0.003283
2021-06-27 | 9 | 64140 | 2021-06-27 | 9 | 20.55 | 0.6 | 21.15 | 0.0060144
2021-06-27 | 10 | 88205 | 2021-06-27 | 10 | 22.72 | 0.59 | 23.31 | 0.0091157
2021-06-27 | 11 | 117860 | 2021-06-27 | 11 | 25.63 | 0.54 | 26.17 | 0.013675
2021-06-27 | 12 | 123830 | 2021-06-27 | 12 | 28.72 | 0.52 | 29.24 | 0.016053
2021-06-27 | 13 | 124170 | 2021-06-27 | 13 | 31.7 | 0.54 | 32.24 | 0.017749
2021-06-27 | 14 | 125310 | 2021-06-27 | 14 | 32.95 | 0.55 | 33.5 | 0.018612
2021-06-27 | 15 | 114090 | 2021-06-27 | 15 | 34.17 | 0.55 | 34.72 | 0.017562
2021-06-27 | 16 | 92805 | 2021-06-27 | 16 | 35.14 | 0.57 | 35.71 | 0.014693
2021-06-27 | 17 | 66285 | 2021-06-27 | 17 | 42.16 | 0.56 | 42.72 | 0.012555
2021-06-27 | 18 | 39920 | 2021-06-27 | 18 | 66.75 | 0.94 | 67.69 | 0.01198
2021-06-27 | 19 | 22070 | 2021-06-27 | 19 | 59.71 | 0.68 | 60.39 | 0.0059091
2021-06-27 | 20 | 7315 | 2021-06-27 | 20 | 52.46 | 0.64 | 53.1 | 0.0017221
2021-06-27 | 21 | 505 | 2021-06-27 | 21 | 63.35 | 0.57 | 63.92 | 0.00014311
2021-06-27 | 22 | 0 | 2021-06-27 | 22 | 55.73 | 0.57 | 56.3 | 0
2021-06-27 | 23 | 0 | 2021-06-27 | 23 | 46.81 | 0.75 | 47.56 | 0
2021-06-27 | 24 | 0 | 2021-06-27 | 24 | 38.42 | 0.67 | 39.09 | 0
2021-06-28 | 1 | 0 | 2021-06-28 | 1 | 36.01 | 3.04 | 39.05 | 0
2021-06-28 | 2 | 0 | 2021-06-28 | 2 | 35.6 | 2.94 | 38.54 | 0
2021-06-28 | 3 | 0 | 2021-06-28 | 3 | 32.4 | 2.93 | 35.33 | 0
2021-06-28 | 4 | 0 | 2021-06-28 | 4 | 30.33 | 2.9 | 33.23 | 0
2021-06-28 | 5 | 0 | 2021-06-28 | 5 | 30.71 | 2.91 | 33.62 | 0
2021-06-28 | 6 | 2520 | 2021-06-28 | 6 | 33.42 | 2.98 | 36.4 | 0.00040668
2021-06-28 | 7 | 12870 | 2021-06-28 | 7 | 37.34 | 3.07 | 40.41 | 0.0023058
2021-06-28 | 8 | 25415 | 2021-06-28 | 8 | 32.75 | 3.31 | 36.06 | 0.0040632
2021-06-28 | 9 | 60940 | 2021-06-28 | 9 | 38.92 | 3.34 | 42.26 | 0.011418
2021-06-28 | 10 | 95040 | 2021-06-28 | 10 | 43.57 | 3.19 | 46.76 | 0.019703
2021-06-28 | 11 | 115475 | 2021-06-28 | 11 | 50.39 | 3.16 | 53.55 | 0.027416
2021-06-28 | 12 | 127470 | 2021-06-28 | 12 | 56.78 | 3.2 | 59.98 | 0.033898
2021-06-28 | 13 | 118735 | 2021-06-28 | 13 | 70.56 | 3.45 | 74.01 | 0.03896
2021-06-28 | 14 | 105960 | 2021-06-28 | 14 | 95.96 | 3.35 | 99.31 | 0.046654
2021-06-28 | 15 | 83715 | 2021-06-28 | 15 | 128.32 | 3.98 | 132.3 | 0.049104
2021-06-28 | 16 | 93800 | 2021-06-28 | 16 | 210.8 | 8.69 | 219.49 | 0.091279
2021-06-28 | 17 | 62925 | 2021-06-28 | 17 | 193.82 | 6.25 | 200.07 | 0.055816
2021-06-28 | 18 | 55365 | 2021-06-28 | 18 | 230.24 | 5.51 | 235.75 | 0.057868
2021-06-28 | 19 | 22870 | 2021-06-28 | 19 | 176.03 | 5.09 | 181.12 | 0.018365
2021-06-28 | 20 | 4565 | 2021-06-28 | 20 | 83.16 | 3.48 | 86.64 | 0.0017535
2021-06-28 | 21 | 5 | 2021-06-28 | 21 | 74.27 | 3.53 | 77.8 | 1.7247e-06
2021-06-28 | 22 | 0 | 2021-06-28 | 22 | 95.71 | 3.98 | 99.69 | 0
2021-06-28 | 23 | 0 | 2021-06-28 | 23 | 74.2 | 3.82 | 78.02 | 0
2021-06-28 | 24 | 0 | 2021-06-28 | 24 | 61.78 | 3.29 | 65.07 | 0
2021-06-29 | 1 | 0 | 2021-06-29 | 1 | 47.06 | 0.6 | 47.66 | 0
2021-06-29 | 2 | 0 | 2021-06-29 | 2 | 44.43 | 0.48 | 44.91 | 0
2021-06-29 | 3 | 0 | 2021-06-29 | 3 | 42.36 | 0.46 | 42.82 | 0
2021-06-29 | 4 | 0 | 2021-06-29 | 4 | 33.28 | 0.53 | 33.81 | 0
2021-06-29 | 5 | 0 | 2021-06-29 | 5 | 31.95 | 0.5 | 32.45 | 0
2021-06-29 | 6 | 1510 | 2021-06-29 | 6 | 34.28 | 0.52 | 34.8 | 0.00023298
2021-06-29 | 7 | 10275 | 2021-06-29 | 7 | 40.86 | 0.7 | 41.56 | 0.0018933
2021-06-29 | 8 | 34190 | 2021-06-29 | 8 | 37.79 | 0.89 | 38.68 | 0.0058633
2021-06-29 | 9 | 65300 | 2021-06-29 | 9 | 39.97 | 0.79 | 40.76 | 0.011801
2021-06-29 | 10 | 94110 | 2021-06-29 | 10 | 37.72 | 0.76 | 38.48 | 0.016056
2021-06-29 | 11 | 113370 | 2021-06-29 | 11 | 51.79 | 0.75 | 52.54 | 0.026408
2021-06-29 | 12 | 111175 | 2021-06-29 | 12 | 59.13 | 0.8 | 59.93 | 0.02954
2021-06-29 | 13 | 118515 | 2021-06-29 | 13 | 73.05 | 0.92 | 73.97 | 0.038867
2021-06-29 | 14 | 98170 | 2021-06-29 | 14 | 108.34 | 0.85 | 109.19 | 0.047524
2021-06-29 | 15 | 115315 | 2021-06-29 | 15 | 123.84 | 1.54 | 125.38 | 0.064102
2021-06-29 | 16 | 68185 | 2021-06-29 | 16 | 125.55 | 1.69 | 127.24 | 0.038465
2021-06-29 | 17 | 74245 | 2021-06-29 | 17 | 125.25 | 2.77 | 128.02 | 0.042141 | peak hour
2021-06-29 | 18 | 39145 | 2021-06-29 | 18 | 213.69 | 6.17 | 219.86 | 0.038157
2021-06-29 | 19 | 15605 | 2021-06-29 | 19 | 179.62 | 3.82 | 183.44 | 0.012691
2021-06-29 | 20 | 4055 | 2021-06-29 | 20 | 155.19 | 3.94 | 159.13 | 0.0028609
2021-06-29 | 21 | 0 | 2021-06-29 | 21 | 101.04 | 1.44 | 102.48 | 0
2021-06-29 | 22 | 0 | 2021-06-29 | 22 | 123.18 | 1.54 | 124.72 | 0
2021-06-29 | 23 | 0 | 2021-06-29 | 23 | 59.51 | 1.06 | 60.57 | 0
2021-06-29 | 24 | 0 | 2021-06-29 | 24 | 51.81 | 0.57 | 52.38 | 0
2021-06-30 | 1 | 0 | 2021-06-30 | 1 | 53.24 | 0.54 | 53.78 | 0
2021-06-30 | 2 | 0 | 2021-06-30 | 2 | 52.03 | 0.5 | 52.53 | 0
2021-06-30 | 3 | 0 | 2021-06-30 | 3 | 49.36 | 0.48 | 49.84 | 0
2021-06-30 | 4 | 0 | 2021-06-30 | 4 | 47.18 | 0.46 | 47.64 | 0
2021-06-30 | 5 | 5 | 2021-06-30 | 5 | 44.17 | 0.49 | 44.66 | 9.9002e-07
2021-06-30 | 6 | 2010 | 2021-06-30 | 6 | 50.14 | 0.56 | 50.7 | 0.00045181
2021-06-30 | 7 | 10550 | 2021-06-30 | 7 | 89.49 | 1.29 | 90.78 | 0.0042462
2021-06-30 | 8 | 35930 | 2021-06-30 | 8 | 66.97 | 1.2 | 68.17 | 0.010859
2021-06-30 | 9 | 43315 | 2021-06-30 | 9 | 52.7 | 0.93 | 53.63 | 0.010299
2021-06-30 | 10 | 93595 | 2021-06-30 | 10 | 48.04 | 0.84 | 48.88 | 0.020283
2021-06-30 | 11 | 95275 | 2021-06-30 | 11 | 52.4 | 0.82 | 53.22 | 0.022481
2021-06-30 | 12 | 96665 | 2021-06-30 | 12 | 63.9 | 0.82 | 64.72 | 0.027737
2021-06-30 | 13 | 100960 | 2021-06-30 | 13 | 71.99 | 0.82 | 72.81 | 0.032591
2021-06-30 | 14 | 92685 | 2021-06-30 | 14 | 81.11 | 0.76 | 81.87 | 0.033643
2021-06-30 | 15 | 113180 | 2021-06-30 | 15 | 110.47 | 1.13 | 111.6 | 0.056
2021-06-30 | 16 | 73605 | 2021-06-30 | 16 | 97.96 | 0.81 | 98.77 | 0.032232
2021-06-30 | 17 | 47855 | 2021-06-30 | 17 | 118.83 | 1.72 | 120.55 | 0.025577
2021-06-30 | 18 | 2000 | 2021-06-30 | 18 | 102.89 | 0.99 | 103.88 | 0.00092112
2021-06-30 | 19 | 10515 | 2021-06-30 | 19 | 68.85 | 0.81 | 69.66 | 0.0032475
2021-06-30 | 20 | 5705 | 2021-06-30 | 20 | 62.98 | 0.82 | 63.8 | 0.0016137
2021-06-30 | 21 | 0 | 2021-06-30 | 21 | 53.72 | 0.83 | 54.55 | 0
2021-06-30 | 22 | 0 | 2021-06-30 | 22 | 45.84 | 0.83 | 46.67 | 0
2021-06-30 | 23 | 0 | 2021-06-30 | 23 | 42.09 | 0.92 | 43.01 | 0
2021-06-30 | 24 | 0 | 2021-06-30 | 24 | 40.63 | 0.57 | 41.2 | 0
2021-07-01 | 1 | 0 | 2021-07-01 | 1 | 38.1 | 0.27 | 38.37 | 0
2021-07-01 | 2 | 0 | 2021-07-01 | 2 | 40.31 | 0.26 | 40.57 | 0
2021-07-01 | 3 | 0 | 2021-07-01 | 3 | 35.7 | 0.29 | 35.99 | 0
2021-07-01 | 4 | 0 | 2021-07-01 | 4 | 33.45 | 0.27 | 33.72 | 0
2021-07-01 | 5 | 0 | 2021-07-01 | 5 | 32.56 | 0.28 | 32.84 | 0
2021-07-01 | 6 | 1015 | 2021-07-01 | 6 | 32.41 | 0.35 | 32.76 | 0.00014742
2021-07-01 | 7 | 8700 | 2021-07-01 | 7 | 35.6 | 0.37 | 35.97 | 0.0013874
2021-07-01 | 8 | 16325 | 2021-07-01 | 8 | 35.75 | 0.73 | 36.48 | 0.0026404
2021-07-01 | 9 | 36465 | 2021-07-01 | 9 | 43 | 0.86 | 43.86 | 0.0070909
2021-07-01 | 10 | 56705 | 2021-07-01 | 10 | 54.19 | 0.85 | 55.04 | 0.013837
2021-07-01 | 11 | 82090 | 2021-07-01 | 11 | 47.9 | 0.8 | 48.7 | 0.017724
2021-07-01 | 12 | 88710 | 2021-07-01 | 12 | 42.7 | 0.85 | 43.55 | 0.017128
2021-07-01 | 13 | 58120 | 2021-07-01 | 13 | 42.11 | 0.66 | 42.77 | 0.011021
2021-07-01 | 14 | 59840 | 2021-07-01 | 14 | 40.19 | 0.61 | 40.8 | 0.010824
2021-07-01 | 15 | 51445 | 2021-07-01 | 15 | 36.96 | 0.59 | 37.55 | 0.0085646
2021-07-01 | 16 | 29870 | 2021-07-01 | 16 | 38.58 | 0.63 | 39.21 | 0.0051926
2021-07-01 | 17 | 26680 | 2021-07-01 | 17 | 35.18 | 0.61 | 35.79 | 0.0042335
2021-07-01 | 18 | 15380 | 2021-07-01 | 18 | 36.01 | 0.6 | 36.61 | 0.0024964
2021-07-01 | 19 | 5165 | 2021-07-01 | 19 | 34.35 | 0.62 | 34.97 | 0.00080079
2021-07-01 | 20 | 1520 | 2021-07-01 | 20 | 33.1 | 0.63 | 33.73 | 0.00022731
2021-07-01 | 21 | 0 | 2021-07-01 | 21 | 32.11 | 0.63 | 32.74 | 0
2021-07-01 | 22 | 0 | 2021-07-01 | 22 | 31.92 | 0.72 | 32.64 | 0
2021-07-01 | 23 | 0 | 2021-07-01 | 23 | 31.49 | 0.74 | 32.23 | 0
2021-07-01 | 24 | 0 | 2021-07-01 | 24 | 34.25 | 0.42 | 34.67 | 0
2021-07-02 | 1 | 0 | 2021-07-02 | 1 | 29.86 | 0.21 | 30.07 | 0
2021-07-02 | 2 | 0 | 2021-07-02 | 2 | 29.33 | 0.17 | 29.5 | 0
2021-07-02 | 3 | 0 | 2021-07-02 | 3 | 27.98 | 0.18 | 28.16 | 0
2021-07-02 | 4 | 0 | 2021-07-02 | 4 | 27.81 | 0.16 | 27.97 | 0
2021-07-02 | 5 | 0 | 2021-07-02 | 5 | 27.48 | 0.16 | 27.64 | 0
2021-07-02 | 6 | 5 | 2021-07-02 | 6 | 28.38 | 0.23 | 28.61 | 6.3422e-07
2021-07-02 | 7 | 1025 | 2021-07-02 | 7 | 36.51 | 0.35 | 36.86 | 0.00016751
2021-07-02 | 8 | 2170 | 2021-07-02 | 8 | 41.35 | 0.96 | 42.31 | 0.00040706
2021-07-02 | 9 | 4420 | 2021-07-02 | 9 | 39.8 | 0.66 | 40.46 | 0.00079287
2021-07-02 | 10 | 14950 | 2021-07-02 | 10 | 43.27 | 0.68 | 43.95 | 0.0029131
2021-07-02 | 11 | 14275 | 2021-07-02 | 11 | 34.64 | 0.63 | 35.27 | 0.0022322
2021-07-02 | 12 | 15375 | 2021-07-02 | 12 | 35.24 | 0.69 | 35.93 | 0.0024492
2021-07-02 | 13 | 21600 | 2021-07-02 | 13 | 29.72 | 0.62 | 30.34 | 0.0029055
2021-07-02 | 14 | 22210 | 2021-07-02 | 14 | 28.01 | 0.92 | 28.93 | 0.0028487
2021-07-02 | 15 | 18455 | 2021-07-02 | 15 | 25.96 | 0.74 | 26.7 | 0.0021846
2021-07-02 | 16 | 10780 | 2021-07-02 | 16 | 25.52 | 0.63 | 26.15 | 0.0012498
2021-07-02 | 17 | 7490 | 2021-07-02 | 17 | 25.5 | 0.63 | 26.13 | 0.00086771
2021-07-02 | 18 | 5990 | 2021-07-02 | 18 | 25.59 | 0.63 | 26.22 | 0.00069633
2021-07-02 | 19 | 3285 | 2021-07-02 | 19 | 25.13 | 0.64 | 25.77 | 0.00037532
2021-07-02 | 20 | 1530 | 2021-07-02 | 20 | 23.65 | 0.66 | 24.31 | 0.0001649
2021-07-02 | 21 | 5 | 2021-07-02 | 21 | 23.81 | 0.68 | 24.49 | 5.4289e-07
2021-07-02 | 22 | 0 | 2021-07-02 | 22 | 22.46 | 0.7 | 23.16 | 0
2021-07-02 | 23 | 0 | 2021-07-02 | 23 | 21.78 | 0.81 | 22.59 | 0
2021-07-02 | 24 | 0 | 2021-07-02 | 24 | 20.82 | 0.26 | 21.08 | 0
2021-07-03 | 1 | 0 | 2021-07-03 | 1 | 21.89 | 0.16 | 22.05 | 0
2021-07-03 | 2 | 0 | 2021-07-03 | 2 | 20.98 | 0.15 | 21.13 | 0
2021-07-03 | 3 | 0 | 2021-07-03 | 3 | 21.32 | 0.15 | 21.47 | 0
2021-07-03 | 4 | 0 | 2021-07-03 | 4 | 21 | 0.15 | 21.15 | 0
2021-07-03 | 5 | 0 | 2021-07-03 | 5 | 20.83 | 0.15 | 20.98 | 0
2021-07-03 | 6 | 520 | 2021-07-03 | 6 | 21.42 | 0.15 | 21.57 | 4.9729e-05
2021-07-03 | 7 | 3790 | 2021-07-03 | 7 | 19.81 | 0.2 | 20.01 | 0.00033623
2021-07-03 | 8 | 9555 | 2021-07-03 | 8 | 19.88 | 0.26 | 20.14 | 0.00085319
2021-07-03 | 9 | 13815 | 2021-07-03 | 9 | 22.61 | 0.24 | 22.85 | 0.0013996
2021-07-03 | 10 | 11880 | 2021-07-03 | 10 | 22.83 | 0.15 | 22.98 | 0.0012104
2021-07-03 | 11 | 23710 | 2021-07-03 | 11 | 23.19 | 0.15 | 23.34 | 0.0024535
2021-07-03 | 12 | 20390 | 2021-07-03 | 12 | 22.47 | 0.13 | 22.6 | 0.0020431
2021-07-03 | 13 | 21880 | 2021-07-03 | 13 | 23.03 | 0.13 | 23.16 | 0.0022467
2021-07-03 | 14 | 31980 | 2021-07-03 | 14 | 24.04 | 0.16 | 24.2 | 0.0034312
2021-07-03 | 15 | 21735 | 2021-07-03 | 15 | 22.53 | 0.16 | 22.69 | 0.0021865
2021-07-03 | 16 | 11380 | 2021-07-03 | 16 | 21.74 | 0.18 | 21.92 | 0.001106
2021-07-03 | 17 | 7160 | 2021-07-03 | 17 | 21.75 | 0.19 | 21.94 | 0.00069647
2021-07-03 | 18 | 6510 | 2021-07-03 | 18 | 21.53 | 0.16 | 21.69 | 0.00062603
2021-07-03 | 19 | 3670 | 2021-07-03 | 19 | 21.47 | 0.17 | 21.64 | 0.00035211
2021-07-03 | 20 | 5 | 2021-07-03 | 20 | 20.48 | 0.17 | 20.65 | 4.5777e-07
2021-07-03 | 21 | 0 | 2021-07-03 | 21 | 23.37 | 0.17 | 23.54 | 0
2021-07-03 | 22 | 0 | 2021-07-03 | 22 | 21.06 | 0.17 | 21.23 | 0
2021-07-03 | 23 | 0 | 2021-07-03 | 23 | 20.56 | 0.28 | 20.84 | 0
2021-07-03 | 24 | 0 | 2021-07-03 | 24 | 17.63 | 0.32 | 17.95 | 0
2021-07-04 | 1 | 0 | 2021-07-04 | 1 | 19.81 | 0.46 | 20.27 | 0
2021-07-04 | 2 | 0 | 2021-07-04 | 2 | 19.02 | 0.42 | 19.44 | 0
2021-07-04 | 3 | 0 | 2021-07-04 | 3 | 18.39 | 0.4 | 18.79 | 0
2021-07-04 | 4 | 0 | 2021-07-04 | 4 | 18.19 | 0.38 | 18.57 | 0
2021-07-04 | 5 | 5 | 2021-07-04 | 5 | 16.19 | 0.37 | 16.56 | 3.671e-07
2021-07-04 | 6 | 0 | 2021-07-04 | 6 | 15.86 | 0.37 | 16.23 | 0
2021-07-04 | 7 | 3345 | 2021-07-04 | 7 | 15.9 | 0.41 | 16.31 | 0.00024188
2021-07-04 | 8 | 15150 | 2021-07-04 | 8 | 10.6 | 0.44 | 11.04 | 0.00074154
2021-07-04 | 9 | 24475 | 2021-07-04 | 9 | -42.49 | 0.76 | -41.73 | -0.0045282
2021-07-04 | 10 | 24195 | 2021-07-04 | 10 | 7.71 | 0.34 | 8.05 | 0.00086353
2021-07-04 | 11 | 44135 | 2021-07-04 | 11 | 17.52 | 0.44 | 17.96 | 0.0035143
2021-07-04 | 12 | 49870 | 2021-07-04 | 12 | 20.35 | 0.38 | 20.73 | 0.0045835
2021-07-04 | 13 | 80510 | 2021-07-04 | 13 | 20.95 | 0.4 | 21.35 | 0.0076208
2021-07-04 | 14 | 56955 | 2021-07-04 | 14 | 19.32 | 0.4 | 19.72 | 0.0049796
2021-07-04 | 15 | 48485 | 2021-07-04 | 15 | 19.48 | 0.39 | 19.87 | 0.0042713
2021-07-04 | 16 | 64425 | 2021-07-04 | 16 | 19.49 | 0.42 | 19.91 | 0.005687
2021-07-04 | 17 | 53865 | 2021-07-04 | 17 | 20.5 | 0.41 | 20.91 | 0.0049936
2021-07-04 | 18 | 33875 | 2021-07-04 | 18 | 19.37 | 0.42 | 19.79 | 0.0029722
2021-07-04 | 19 | 11020 | 2021-07-04 | 19 | 19.48 | 0.42 | 19.9 | 0.00097228
2021-07-04 | 20 | 1575 | 2021-07-04 | 20 | 22.87 | 0.42 | 23.29 | 0.00016263
2021-07-04 | 21 | 0 | 2021-07-04 | 21 | 25.06 | 0.37 | 25.43 | 0
2021-07-04 | 22 | 0 | 2021-07-04 | 22 | 25.75 | 0.35 | 26.1 | 0
2021-07-04 | 23 | 0 | 2021-07-04 | 23 | 24.05 | 0.59 | 24.64 | 0
2021-07-04 | 24 | 0 | 2021-07-04 | 24 | 21.12 | 0.65 | 21.77 | 0
2021-07-05 | 1 | 0 | 2021-07-05 | 1 | 18.88 | 0.48 | 19.36 | 0
2021-07-05 | 2 | 0 | 2021-07-05 | 2 | 20.66 | 0.46 | 21.12 | 0
2021-07-05 | 3 | 0 | 2021-07-05 | 3 | 16.53 | 0.43 | 16.96 | 0
2021-07-05 | 4 | 0 | 2021-07-05 | 4 | 15.38 | 0.41 | 15.79 | 0
2021-07-05 | 5 | 0 | 2021-07-05 | 5 | 16.65 | 0.41 | 17.06 | 0
2021-07-05 | 6 | 1520 | 2021-07-05 | 6 | 16.43 | 0.41 | 16.84 | 0.00011349
2021-07-05 | 7 | 5895 | 2021-07-05 | 7 | 12.1 | 0.46 | 12.56 | 0.00032827
2021-07-05 | 8 | 15350 | 2021-07-05 | 8 | -4.34 | 0.75 | -3.59 | -0.00024432
2021-07-05 | 9 | 32755 | 2021-07-05 | 9 | 16.04 | 0.45 | 16.49 | 0.0023947
2021-07-05 | 10 | 55590 | 2021-07-05 | 10 | 16.06 | 0.42 | 16.48 | 0.0040617
2021-07-05 | 11 | 92040 | 2021-07-05 | 11 | 21.04 | 0.43 | 21.47 | 0.0087612
2021-07-05 | 12 | 118060 | 2021-07-05 | 12 | 23.24 | 0.4 | 23.64 | 0.012374
2021-07-05 | 13 | 131970 | 2021-07-05 | 13 | 21.32 | 0.42 | 21.74 | 0.01272
2021-07-05 | 14 | 110050 | 2021-07-05 | 14 | 21.16 | 0.4 | 21.56 | 0.010519
2021-07-05 | 15 | 122955 | 2021-07-05 | 15 | 24.1 | 0.37 | 24.47 | 0.013339
2021-07-05 | 16 | 102635 | 2021-07-05 | 16 | 27.23 | 0.4 | 27.63 | 0.012573
2021-07-05 | 17 | 85675 | 2021-07-05 | 17 | 30.16 | 0.4 | 30.56 | 0.011608
2021-07-05 | 18 | 56510 | 2021-07-05 | 18 | 32.75 | 0.58 | 33.33 | 0.0083506
2021-07-05 | 19 | 21215 | 2021-07-05 | 19 | 36.91 | 0.65 | 37.56 | 0.0035328
2021-07-05 | 20 | 5940 | 2021-07-05 | 20 | 53.53 | 0.94 | 54.47 | 0.0014345
2021-07-05 | 21 | 505 | 2021-07-05 | 21 | 52.8 | 0.87 | 53.67 | 0.00012016
2021-07-05 | 22 | 0 | 2021-07-05 | 22 | 44.86 | 0.82 | 45.68 | 0
2021-07-05 | 23 | 0 | 2021-07-05 | 23 | 28.65 | 0.41 | 29.06 | 0
2021-07-05 | 24 | 0 | 2021-07-05 | 24 | 23.46 | 0.52 | 23.98 | 0
2021-07-06 | 1 | 0 | 2021-07-06 | 1 | 23.16 | 1.16 | 24.32 | 0
2021-07-06 | 2 | 0 | 2021-07-06 | 2 | 22.95 | 1.14 | 24.09 | 0
2021-07-06 | 3 | 0 | 2021-07-06 | 3 | 22.51 | 1.13 | 23.64 | 0
2021-07-06 | 4 | 0 | 2021-07-06 | 4 | 22.83 | 1.16 | 23.99 | 0
2021-07-06 | 5 | 0 | 2021-07-06 | 5 | 22.91 | 1.12 | 24.03 | 0
2021-07-06 | 6 | 2035 | 2021-07-06 | 6 | 23.18 | 1.2 | 24.38 | 0.00021996
2021-07-06 | 7 | 5220 | 2021-07-06 | 7 | 25.32 | 1.31 | 26.63 | 0.00061631
2021-07-06 | 8 | 17040 | 2021-07-06 | 8 | 24.01 | 1.75 | 25.76 | 0.0019461
2021-07-06 | 9 | 28590 | 2021-07-06 | 9 | 24.87 | 1.78 | 26.65 | 0.0033781
2021-07-06 | 10 | 28975 | 2021-07-06 | 10 | 28.44 | 1.59 | 30.03 | 0.0038577
2021-07-06 | 11 | 21010 | 2021-07-06 | 11 | 27.12 | 1.55 | 28.67 | 0.0026706
2021-07-06 | 12 | 42555 | 2021-07-06 | 12 | 27.95 | 1.53 | 29.48 | 0.005562
2021-07-06 | 13 | 82025 | 2021-07-06 | 13 | 28.7 | 1.5 | 30.2 | 0.010983
2021-07-06 | 14 | 103680 | 2021-07-06 | 14 | 35.23 | 1.49 | 36.72 | 0.016879
2021-07-06 | 15 | 62835 | 2021-07-06 | 15 | 44.36 | 1.46 | 45.82 | 0.012765
2021-07-06 | 16 | 85820 | 2021-07-06 | 16 | 61.45 | 1.65 | 63.1 | 0.024009
2021-07-06 | 17 | 67670 | 2021-07-06 | 17 | 107.94 | 3.44 | 111.38 | 0.033416
2021-07-06 | 18 | 44215 | 2021-07-06 | 18 | 103.9 | 6.09 | 109.99 | 0.021561
2021-07-06 | 19 | 20800 | 2021-07-06 | 19 | 44.2 | 2.41 | 46.61 | 0.0042983
2021-07-06 | 20 | 8895 | 2021-07-06 | 20 | 34.66 | 1.49 | 36.15 | 0.0014256
2021-07-06 | 21 | 515 | 2021-07-06 | 21 | 29.88 | 1.47 | 31.35 | 7.1581e-05
2021-07-06 | 22 | 0 | 2021-07-06 | 22 | 30.88 | 1.49 | 32.37 | 0
2021-07-06 | 23 | 0 | 2021-07-06 | 23 | 26.68 | 1.67 | 28.35 | 0
2021-07-06 | 24 | 0 | 2021-07-06 | 24 | 23.68 | 1.29 | 24.97 | 0
2021-07-07 | 1 | 0 | 2021-07-07 | 1 | 25.45 | 4.54 | 29.99 | 0
2021-07-07 | 2 | 0 | 2021-07-07 | 2 | 25.41 | 4.6 | 30.01 | 0
2021-07-07 | 3 | 0 | 2021-07-07 | 3 | 23.26 | 4.55 | 27.81 | 0
2021-07-07 | 4 | 0 | 2021-07-07 | 4 | 18.54 | 4.52 | 23.06 | 0
2021-07-07 | 5 | 0 | 2021-07-07 | 5 | 19.99 | 4.51 | 24.5 | 0
2021-07-07 | 6 | 2055 | 2021-07-07 | 6 | 22.57 | 4.63 | 27.2 | 0.00024782
2021-07-07 | 7 | 10505 | 2021-07-07 | 7 | 26.4 | 4.79 | 31.19 | 0.0014527
2021-07-07 | 8 | 33095 | 2021-07-07 | 8 | 25.16 | 5.11 | 30.27 | 0.0044415
2021-07-07 | 9 | 64725 | 2021-07-07 | 9 | 27.07 | 5.01 | 32.08 | 0.0092058
2021-07-07 | 10 | 91570 | 2021-07-07 | 10 | 27.53 | 4.91 | 32.44 | 0.01317
2021-07-07 | 11 | 110965 | 2021-07-07 | 11 | 33.02 | 4.85 | 37.87 | 0.018631
2021-07-07 | 12 | 122680 | 2021-07-07 | 12 | 42.53 | 4.88 | 47.41 | 0.025787
2021-07-07 | 13 | 129010 | 2021-07-07 | 13 | 49.29 | 4.92 | 54.21 | 0.031007
2021-07-07 | 14 | 87310 | 2021-07-07 | 14 | 50.88 | 4.92 | 55.8 | 0.0216
2021-07-07 | 15 | 77320 | 2021-07-07 | 15 | 71.88 | 5.13 | 77.01 | 0.026399
2021-07-07 | 16 | 63910 | 2021-07-07 | 16 | 207.8 | 11.43 | 219.23 | 0.062119
2021-07-07 | 17 | 59780 | 2021-07-07 | 17 | 182.07 | 11.67 | 193.74 | 0.051349
2021-07-07 | 18 | 33635 | 2021-07-07 | 18 | 282.98 | 24.78 | 307.76 | 0.045894
2021-07-07 | 19 | 14680 | 2021-07-07 | 19 | 137.01 | 12.35 | 149.36 | 0.0097211
2021-07-07 | 20 | 6290 | 2021-07-07 | 20 | 55.94 | 5.19 | 61.13 | 0.0017047
2021-07-07 | 21 | 535 | 2021-07-07 | 21 | 45.71 | 5.04 | 50.75 | 0.00012038
2021-07-07 | 22 | 0 | 2021-07-07 | 22 | 38.36 | 4.91 | 43.27 | 0
2021-07-07 | 23 | 0 | 2021-07-07 | 23 | 35.21 | 4.97 | 40.18 | 0
2021-07-07 | 24 | 0 | 2021-07-07 | 24 | 33.18 | 4.57 | 37.75 | 0
2021-07-08 | 1 | 0 | 2021-07-08 | 1 | 45.23 | 0.5 | 45.73 | 0
2021-07-08 | 2 | 0 | 2021-07-08 | 2 | 49.7 | 0.51 | 50.21 | 0
2021-07-08 | 3 | 0 | 2021-07-08 | 3 | 38.03 | 0.32 | 38.35 | 0
2021-07-08 | 4 | 0 | 2021-07-08 | 4 | 31.06 | 0.26 | 31.32 | 0
2021-07-08 | 5 | 5 | 2021-07-08 | 5 | 29.86 | 0.26 | 30.12 | 6.677e-07
2021-07-08 | 6 | 515 | 2021-07-08 | 6 | 29.5 | 0.36 | 29.86 | 6.8179e-05
2021-07-08 | 7 | 8665 | 2021-07-08 | 7 | 36.65 | 0.48 | 37.13 | 0.0014264
2021-07-08 | 8 | 26220 | 2021-07-08 | 8 | 41.47 | 1.01 | 42.48 | 0.0049382
2021-07-08 | 9 | 46910 | 2021-07-08 | 9 | 42.59 | 0.8 | 43.39 | 0.0090242
2021-07-08 | 10 | 55490 | 2021-07-08 | 10 | 44.78 | 0.83 | 45.61 | 0.011221
2021-07-08 | 11 | 87605 | 2021-07-08 | 11 | 32.81 | 0.73 | 33.54 | 0.013027
2021-07-08 | 12 | 80720 | 2021-07-08 | 12 | 33.24 | 0.63 | 33.87 | 0.012121
2021-07-08 | 13 | 57630 | 2021-07-08 | 13 | 30.78 | 0.67 | 31.45 | 0.0080357
2021-07-08 | 14 | 56160 | 2021-07-08 | 14 | 31.57 | 0.72 | 32.29 | 0.0080399
2021-07-08 | 15 | 29900 | 2021-07-08 | 15 | 31.09 | 0.76 | 31.85 | 0.0042222
2021-07-08 | 16 | 15785 | 2021-07-08 | 16 | 27 | 0.72 | 27.72 | 0.00194
2021-07-08 | 17 | 24140 | 2021-07-08 | 17 | 26.83 | 0.71 | 27.54 | 0.0029475
2021-07-08 | 18 | 15610 | 2021-07-08 | 18 | 26.04 | 0.72 | 26.76 | 0.001852
2021-07-08 | 19 | 4950 | 2021-07-08 | 19 | 25.98 | 0.73 | 26.71 | 0.00058618
2021-07-08 | 20 | 2175 | 2021-07-08 | 20 | 24.64 | 0.74 | 25.38 | 0.00024474
2021-07-08 | 21 | 0 | 2021-07-08 | 21 | 24.56 | 0.75 | 25.31 | 0
2021-07-08 | 22 | 0 | 2021-07-08 | 22 | 23.78 | 0.77 | 24.55 | 0
2021-07-08 | 23 | 0 | 2021-07-08 | 23 | 23.23 | 0.97 | 24.2 | 0
2021-07-08 | 24 | 0 | 2021-07-08 | 24 | 22.06 | 0.42 | 22.48 | 0
2021-07-09 | 1 | 0 | 2021-07-09 | 1 | 22.45 | 0.35 | 22.8 | 0
2021-07-09 | 2 | 0 | 2021-07-09 | 2 | 25.71 | 0.31 | 26.02 | 0
2021-07-09 | 3 | 0 | 2021-07-09 | 3 | 26.26 | 0.29 | 26.55 | 0
2021-07-09 | 4 | 0 | 2021-07-09 | 4 | 25.15 | 0.32 | 25.47 | 0
2021-07-09 | 5 | 5 | 2021-07-09 | 5 | 25.34 | 0.32 | 25.66 | 5.6883e-07
2021-07-09 | 6 | 500 | 2021-07-09 | 6 | 23.66 | 0.46 | 24.12 | 5.3469e-05
2021-07-09 | 7 | 2070 | 2021-07-09 | 7 | 24.11 | 0.5 | 24.61 | 0.00022586
2021-07-09 | 8 | 8285 | 2021-07-09 | 8 | 25.67 | 0.92 | 26.59 | 0.00097671
2021-07-09 | 9 | 9995 | 2021-07-09 | 9 | 29.75 | 0.85 | 30.6 | 0.001356
2021-07-09 | 10 | 8595 | 2021-07-09 | 10 | 35.66 | 0.77 | 36.43 | 0.0013882
2021-07-09 | 11 | 5950 | 2021-07-09 | 11 | 33.56 | 0.71 | 34.27 | 0.00090404
2021-07-09 | 12 | 5475 | 2021-07-09 | 12 | 33.88 | 0.75 | 34.63 | 0.0008406
2021-07-09 | 13 | 4180 | 2021-07-09 | 13 | 29.92 | 0.72 | 30.64 | 0.00056783
2021-07-09 | 14 | 2820 | 2021-07-09 | 14 | 28.64 | 0.7 | 29.34 | 0.00036683
2021-07-09 | 15 | 11225 | 2021-07-09 | 15 | 29.33 | 0.71 | 30.04 | 0.001495
2021-07-09 | 16 | 17350 | 2021-07-09 | 16 | 28.88 | 0.68 | 29.56 | 0.0022738
2021-07-09 | 17 | 22285 | 2021-07-09 | 17 | 28.98 | 0.69 | 29.67 | 0.0029315
2021-07-09 | 18 | 31205 | 2021-07-09 | 18 | 36.04 | 0.68 | 36.72 | 0.0050802
2021-07-09 | 19 | 22745 | 2021-07-09 | 19 | 42.72 | 0.75 | 43.47 | 0.0043836
2021-07-09 | 20 | 4180 | 2021-07-09 | 20 | 39.22 | 0.73 | 39.95 | 0.00074037
2021-07-09 | 21 | 5 | 2021-07-09 | 21 | 36.2 | 0.7 | 36.9 | 8.18e-07
2021-07-09 | 22 | 0 | 2021-07-09 | 22 | 36.82 | 0.8 | 37.62 | 0
2021-07-09 | 23 | 0 | 2021-07-09 | 23 | 27.65 | 0.8 | 28.45 | 0
2021-07-09 | 24 | 0 | 2021-07-09 | 24 | 28.94 | 0.36 | 29.3 | 0
2021-07-10 | 1 | 0 | 2021-07-10 | 1 | 31.57 | 0.29 | 31.86 | 0
2021-07-10 | 2 | 0 | 2021-07-10 | 2 | 29.7 | 0.2 | 29.9 | 0
2021-07-10 | 3 | 0 | 2021-07-10 | 3 | 27.52 | 0.25 | 27.77 | 0
2021-07-10 | 4 | 0 | 2021-07-10 | 4 | 26.34 | 0.32 | 26.66 | 0
2021-07-10 | 5 | 0 | 2021-07-10 | 5 | 26.52 | 0.26 | 26.78 | 0
2021-07-10 | 6 | 500 | 2021-07-10 | 6 | 24.25 | 0.34 | 24.59 | 5.4511e-05
2021-07-10 | 7 | 5385 | 2021-07-10 | 7 | 24.54 | 0.29 | 24.83 | 0.00059281
2021-07-10 | 8 | 16780 | 2021-07-10 | 8 | 24.48 | 0.29 | 24.77 | 0.0018428
2021-07-10 | 9 | 26935 | 2021-07-10 | 9 | 24.81 | 0.37 | 25.18 | 0.003007
2021-07-10 | 10 | 55945 | 2021-07-10 | 10 | 25.3 | 0.26 | 25.56 | 0.0063398
2021-07-10 | 11 | 69075 | 2021-07-10 | 11 | 26.11 | 0.23 | 26.34 | 0.0080666
2021-07-10 | 12 | 77840 | 2021-07-10 | 12 | 27.64 | 0.24 | 27.88 | 0.0096217
2021-07-10 | 13 | 62850 | 2021-07-10 | 13 | 27.17 | 0.24 | 27.41 | 0.0076378
2021-07-10 | 14 | 94390 | 2021-07-10 | 14 | 26.95 | 0.23 | 27.18 | 0.011374
2021-07-10 | 15 | 105500 | 2021-07-10 | 15 | 27.81 | 0.24 | 28.05 | 0.01312
2021-07-10 | 16 | 70265 | 2021-07-10 | 16 | 27.29 | 0.25 | 27.54 | 0.0085794
2021-07-10 | 17 | 49525 | 2021-07-10 | 17 | 27.55 | 0.24 | 27.79 | 0.0061019
2021-07-10 | 18 | 47745 | 2021-07-10 | 18 | 27.56 | 0.24 | 27.8 | 0.0058847
2021-07-10 | 19 | 15240 | 2021-07-10 | 19 | 30.35 | 0.24 | 30.59 | 0.0020669
2021-07-10 | 20 | 4250 | 2021-07-10 | 20 | 33.2 | 0.28 | 33.48 | 0.00063085
2021-07-10 | 21 | 5 | 2021-07-10 | 21 | 32.56 | 0.26 | 32.82 | 7.2755e-07
2021-07-10 | 22 | 0 | 2021-07-10 | 22 | 36.32 | 0.43 | 36.75 | 0
2021-07-10 | 23 | 0 | 2021-07-10 | 23 | 38.24 | 0.93 | 39.17 | 0
2021-07-10 | 24 | 0 | 2021-07-10 | 24 | 40.28 | 1.23 | 41.51 | 0
2021-07-11 | 1 | 0 | 2021-07-11 | 1 | 38.11 | 1.09 | 39.2 | 0
2021-07-11 | 2 | 0 | 2021-07-11 | 2 | 31.58 | 0.45 | 32.03 | 0
2021-07-11 | 3 | 0 | 2021-07-11 | 3 | 31.19 | 0.36 | 31.55 | 0
2021-07-11 | 4 | 0 | 2021-07-11 | 4 | 31.33 | 0.36 | 31.69 | 0
2021-07-11 | 5 | 0 | 2021-07-11 | 5 | 30.79 | 0.36 | 31.15 | 0
2021-07-11 | 6 | 1535 | 2021-07-11 | 6 | 29.47 | 0.36 | 29.83 | 0.00020301
2021-07-11 | 7 | 9980 | 2021-07-11 | 7 | 28.3 | 0.4 | 28.7 | 0.0012699
2021-07-11 | 8 | 36775 | 2021-07-11 | 8 | 29.14 | 0.45 | 29.59 | 0.0048245
2021-07-11 | 9 | 63245 | 2021-07-11 | 9 | 39.89 | 0.54 | 40.43 | 0.011337
2021-07-11 | 10 | 82960 | 2021-07-11 | 10 | 35.48 | 0.55 | 36.03 | 0.013252
2021-07-11 | 11 | 98260 | 2021-07-11 | 11 | 35.58 | 0.67 | 36.25 | 0.015792
2021-07-11 | 12 | 107870 | 2021-07-11 | 12 | 31.88 | 0.48 | 32.36 | 0.015476
2021-07-11 | 13 | 94255 | 2021-07-11 | 13 | 32.08 | 0.42 | 32.5 | 0.013581
2021-07-11 | 14 | 82335 | 2021-07-11 | 14 | 33.71 | 0.46 | 34.17 | 0.012473
2021-07-11 | 15 | 64650 | 2021-07-11 | 15 | 29.34 | 0.36 | 29.7 | 0.0085129
2021-07-11 | 16 | 73495 | 2021-07-11 | 16 | 33.37 | 0.38 | 33.75 | 0.010997
2021-07-11 | 17 | 41165 | 2021-07-11 | 17 | 38.91 | 0.48 | 39.39 | 0.007189
2021-07-11 | 18 | 21555 | 2021-07-11 | 18 | 42.19 | 0.41 | 42.6 | 0.0040711
2021-07-11 | 19 | 13080 | 2021-07-11 | 19 | 41.4 | 0.41 | 41.81 | 0.0024246
2021-07-11 | 20 | 2530 | 2021-07-11 | 20 | 38.35 | 0.41 | 38.76 | 0.00043477
2021-07-11 | 21 | 0 | 2021-07-11 | 21 | 37.6 | 0.41 | 38.01 | 0
2021-07-11 | 22 | 0 | 2021-07-11 | 22 | 39.29 | 0.47 | 39.76 | 0
2021-07-11 | 23 | 0 | 2021-07-11 | 23 | 37.4 | 0.52 | 37.92 | 0
2021-07-11 | 24 | 0 | 2021-07-11 | 24 | 35.24 | 0.61 | 35.85 | 0
2021-07-12 | 1 | 0 | 2021-07-12 | 1 | 34.08 | 0.36 | 34.44 | 0
2021-07-12 | 2 | 0 | 2021-07-12 | 2 | 33.92 | 0.34 | 34.26 | 0
2021-07-12 | 3 | 0 | 2021-07-12 | 3 | 33.74 | 0.32 | 34.06 | 0
2021-07-12 | 4 | 0 | 2021-07-12 | 4 | 31.87 | 0.31 | 32.18 | 0
2021-07-12 | 5 | 5 | 2021-07-12 | 5 | 32.48 | 0.33 | 32.81 | 7.2733e-07
2021-07-12 | 6 | 0 | 2021-07-12 | 6 | 32.16 | 0.41 | 32.57 | 0
2021-07-12 | 7 | 1000 | 2021-07-12 | 7 | 33.69 | 1.02 | 34.71 | 0.00015389
2021-07-12 | 8 | 4175 | 2021-07-12 | 8 | 29.94 | 1.07 | 31.01 | 0.000574
2021-07-12 | 9 | 9045 | 2021-07-12 | 9 | 34.96 | 0.83 | 35.79 | 0.0014352
2021-07-12 | 10 | 22805 | 2021-07-12 | 10 | 39.19 | 0.89 | 40.08 | 0.0040524
2021-07-12 | 11 | 27185 | 2021-07-12 | 11 | 34.77 | 0.78 | 35.55 | 0.0042847
2021-07-12 | 12 | 23790 | 2021-07-12 | 12 | 33.61 | 0.8 | 34.41 | 0.0036294
2021-07-12 | 13 | 43425 | 2021-07-12 | 13 | 32.15 | 0.79 | 32.94 | 0.0063419
2021-07-12 | 14 | 59090 | 2021-07-12 | 14 | 33.63 | 0.73 | 34.36 | 0.0090016
2021-07-12 | 15 | 73885 | 2021-07-12 | 15 | 34.95 | 0.72 | 35.67 | 0.011685
2021-07-12 | 16 | 81820 | 2021-07-12 | 16 | 34.73 | 0.72 | 35.45 | 0.01286
2021-07-12 | 17 | 80970 | 2021-07-12 | 17 | 32.94 | 0.72 | 33.66 | 0.012084
2021-07-12 | 18 | 51785 | 2021-07-12 | 18 | 34.26 | 0.72 | 34.98 | 0.0080312
2021-07-12 | 19 | 20400 | 2021-07-12 | 19 | 33.14 | 0.73 | 33.87 | 0.0030634
2021-07-12 | 20 | 5390 | 2021-07-12 | 20 | 33.6 | 0.74 | 34.34 | 0.00082062
2021-07-12 | 21 | 0 | 2021-07-12 | 21 | 31.11 | 0.75 | 31.86 | 0
2021-07-12 | 22 | 0 | 2021-07-12 | 22 | 29.99 | 0.77 | 30.76 | 0
2021-07-12 | 23 | 0 | 2021-07-12 | 23 | 28.12 | 0.85 | 28.97 | 0
2021-07-12 | 24 | 0 | 2021-07-12 | 24 | 28.03 | 0.42 | 28.45 | 0
2021-07-13 | 1 | 0 | 2021-07-13 | 1 | 29.2 | 0.33 | 29.53 | 0
2021-07-13 | 2 | 0 | 2021-07-13 | 2 | 29.17 | 0.3 | 29.47 | 0
2021-07-13 | 3 | 0 | 2021-07-13 | 3 | 28.14 | 0.3 | 28.44 | 0
2021-07-13 | 4 | 0 | 2021-07-13 | 4 | 27.07 | 0.29 | 27.36 | 0
2021-07-13 | 5 | 5 | 2021-07-13 | 5 | 27.73 | 0.28 | 28.01 | 6.2092e-07
2021-07-13 | 6 | 510 | 2021-07-13 | 6 | 29.09 | 0.35 | 29.44 | 6.6568e-05
2021-07-13 | 7 | 5695 | 2021-07-13 | 7 | 27.48 | 0.5 | 27.98 | 0.00070647
2021-07-13 | 8 | 5645 | 2021-07-13 | 8 | 28.73 | 0.88 | 29.61 | 0.00074107
2021-07-13 | 9 | 12120 | 2021-07-13 | 9 | 30.68 | 0.75 | 31.43 | 0.0016889
2021-07-13 | 10 | 28105 | 2021-07-13 | 10 | 30.34 | 0.71 | 31.05 | 0.003869
2021-07-13 | 11 | 22700 | 2021-07-13 | 11 | 29.91 | 0.69 | 30.6 | 0.0030797
2021-07-13 | 12 | 14770 | 2021-07-13 | 12 | 29.59 | 0.69 | 30.28 | 0.0019829
2021-07-13 | 13 | 58020 | 2021-07-13 | 13 | 31.04 | 0.68 | 31.72 | 0.0081595
2021-07-13 | 14 | 70880 | 2021-07-13 | 14 | 43.71 | 0.9 | 44.61 | 0.014019
2021-07-13 | 15 | 78035 | 2021-07-13 | 15 | 40.91 | 0.88 | 41.79 | 0.014458
2021-07-13 | 16 | 43580 | 2021-07-13 | 16 | 37.59 | 0.82 | 38.41 | 0.0074214
2021-07-13 | 17 | 21715 | 2021-07-13 | 17 | 39.9 | 0.91 | 40.81 | 0.003929
2021-07-13 | 18 | 11660 | 2021-07-13 | 18 | 35.85 | 0.77 | 36.62 | 0.0018931
2021-07-13 | 19 | 5605 | 2021-07-13 | 19 | 34.07 | 0.72 | 34.79 | 0.00086454
2021-07-13 | 20 | 2015 | 2021-07-13 | 20 | 29.78 | 0.7 | 30.48 | 0.0002723
2021-07-13 | 21 | 5 | 2021-07-13 | 21 | 29.2 | 0.71 | 29.91 | 6.6304e-07
2021-07-13 | 22 | 0 | 2021-07-13 | 22 | 29.13 | 0.73 | 29.86 | 0
2021-07-13 | 23 | 0 | 2021-07-13 | 23 | 28.29 | 0.8 | 29.09 | 0
2021-07-13 | 24 | 0 | 2021-07-13 | 24 | 28 | 0.35 | 28.35 | 0
2021-07-14 | 1 | 0 | 2021-07-14 | 1 | 27.41 | 0.72 | 28.13 | 0
2021-07-14 | 2 | 0 | 2021-07-14 | 2 | 25.71 | 0.7 | 26.41 | 0
2021-07-14 | 3 | 0 | 2021-07-14 | 3 | 23.63 | 0.74 | 24.37 | 0
2021-07-14 | 4 | 0 | 2021-07-14 | 4 | 24.19 | 0.73 | 24.92 | 0
2021-07-14 | 5 | 0 | 2021-07-14 | 5 | 25.53 | 0.73 | 26.26 | 0
2021-07-14 | 6 | 0 | 2021-07-14 | 6 | 24.39 | 0.83 | 25.22 | 0
2021-07-14 | 7 | 2215 | 2021-07-14 | 7 | 29.42 | 0.83 | 30.25 | 0.00029707
2021-07-14 | 8 | 8940 | 2021-07-14 | 8 | 51.64 | 1.78 | 53.42 | 0.0021174
2021-07-14 | 9 | 11075 | 2021-07-14 | 9 | 51.73 | 1.58 | 53.31 | 0.0026176
2021-07-14 | 10 | 22025 | 2021-07-14 | 10 | 34.28 | 1.15 | 35.43 | 0.0034597
2021-07-14 | 11 | 38270 | 2021-07-14 | 11 | 33.75 | 1.13 | 34.88 | 0.0059182
2021-07-14 | 12 | 34860 | 2021-07-14 | 12 | 30.89 | 1.1 | 31.99 | 0.0049442
2021-07-14 | 13 | 26500 | 2021-07-14 | 13 | 30.62 | 1.08 | 31.7 | 0.0037244
2021-07-14 | 14 | 40530 | 2021-07-14 | 14 | 34.1 | 1.1 | 35.2 | 0.0063252
2021-07-14 | 15 | 40895 | 2021-07-14 | 15 | 42.57 | 1.09 | 43.66 | 0.0079161
2021-07-14 | 16 | 34720 | 2021-07-14 | 16 | 52.78 | 1.23 | 54.01 | 0.008314
2021-07-14 | 17 | 45320 | 2021-07-14 | 17 | 75.45 | 1.6 | 77.05 | 0.015482
2021-07-14 | 18 | 18945 | 2021-07-14 | 18 | 90.84 | 1.79 | 92.63 | 0.0077804
2021-07-14 | 19 | 5595 | 2021-07-14 | 19 | 78.26 | 1.23 | 79.49 | 0.0019718
2021-07-14 | 20 | 2505 | 2021-07-14 | 20 | 72.44 | 1.1 | 73.54 | 0.00081674
2021-07-14 | 21 | 5 | 2021-07-14 | 21 | 64.82 | 1.4 | 66.22 | 1.468e-06
2021-07-14 | 22 | 0 | 2021-07-14 | 22 | 45.35 | 1.17 | 46.52 | 0
2021-07-14 | 23 | 0 | 2021-07-14 | 23 | 44.82 | 1.28 | 46.1 | 0
2021-07-14 | 24 | 0 | 2021-07-14 | 24 | 38.41 | 0.98 | 39.39 | 0
2021-07-15 | 1 | 0 | 2021-07-15 | 1 | 38.32 | 0.56 | 38.88 | 0
2021-07-15 | 2 | 0 | 2021-07-15 | 2 | 39.18 | 0.43 | 39.61 | 0
2021-07-15 | 3 | 0 | 2021-07-15 | 3 | 32.02 | 0.35 | 32.37 | 0
2021-07-15 | 4 | 0 | 2021-07-15 | 4 | 30.41 | 0.36 | 30.77 | 0
2021-07-15 | 5 | 0 | 2021-07-15 | 5 | 30.14 | 0.39 | 30.53 | 0
2021-07-15 | 6 | 1010 | 2021-07-15 | 6 | 31.24 | 0.42 | 31.66 | 0.00014177
2021-07-15 | 7 | 8005 | 2021-07-15 | 7 | 31.27 | 0.55 | 31.82 | 0.0011293
2021-07-15 | 8 | 20855 | 2021-07-15 | 8 | 31.29 | 0.86 | 32.15 | 0.0029727
2021-07-15 | 9 | 29030 | 2021-07-15 | 9 | 31.54 | 0.79 | 32.33 | 0.0041611
2021-07-15 | 10 | 34860 | 2021-07-15 | 10 | 30.76 | 0.76 | 31.52 | 0.0048716
2021-07-15 | 11 | 45305 | 2021-07-15 | 11 | 30.61 | 0.73 | 31.34 | 0.0062951
2021-07-15 | 12 | 61115 | 2021-07-15 | 12 | 30.86 | 0.72 | 31.58 | 0.0085569
2021-07-15 | 13 | 96715 | 2021-07-15 | 13 | 32.65 | 0.72 | 33.37 | 0.014309
2021-07-15 | 14 | 93750 | 2021-07-15 | 14 | 37.64 | 0.65 | 38.29 | 0.015915
2021-07-15 | 15 | 122830 | 2021-07-15 | 15 | 41.26 | 0.64 | 41.9 | 0.022818
2021-07-15 | 16 | 105835 | 2021-07-15 | 16 | 46.96 | 0.65 | 47.61 | 0.02234
2021-07-15 | 17 | 81595 | 2021-07-15 | 17 | 44.55 | 0.67 | 45.22 | 0.016359
2021-07-15 | 18 | 49235 | 2021-07-15 | 18 | 57.55 | 0.81 | 58.36 | 0.012739
2021-07-15 | 19 | 19770 | 2021-07-15 | 19 | 54.58 | 0.97 | 55.55 | 0.0048691
2021-07-15 | 20 | 5275 | 2021-07-15 | 20 | 49.16 | 0.78 | 49.94 | 0.001168
2021-07-15 | 21 | 0 | 2021-07-15 | 21 | 47.44 | 0.8 | 48.24 | 0
2021-07-15 | 22 | 0 | 2021-07-15 | 22 | 47.57 | 0.74 | 48.31 | 0
2021-07-15 | 23 | 0 | 2021-07-15 | 23 | 35.58 | 0.8 | 36.38 | 0
2021-07-15 | 24 | 0 | 2021-07-15 | 24 | 31.38 | 0.41 | 31.79 | 0
2021-07-16 | 1 | 0 | 2021-07-16 | 1 | 37.34 | 0.35 | 37.69 | 0
2021-07-16 | 2 | 0 | 2021-07-16 | 2 | 45.66 | 0.42 | 46.08 | 0
2021-07-16 | 3 | 0 | 2021-07-16 | 3 | 38.25 | 0.39 | 38.64 | 0
2021-07-16 | 4 | 0 | 2021-07-16 | 4 | 32.06 | 0.35 | 32.41 | 0
2021-07-16 | 5 | 0 | 2021-07-16 | 5 | 31.67 | 0.34 | 32.01 | 0
2021-07-16 | 6 | 1530 | 2021-07-16 | 6 | 33.31 | 0.41 | 33.72 | 0.00022874
2021-07-16 | 7 | 11170 | 2021-07-16 | 7 | 46.83 | 0.54 | 47.37 | 0.0023459
2021-07-16 | 8 | 31765 | 2021-07-16 | 8 | 45.17 | 1.17 | 46.34 | 0.0065262
2021-07-16 | 9 | 62160 | 2021-07-16 | 9 | 33.03 | 0.77 | 33.8 | 0.009315
2021-07-16 | 10 | 84560 | 2021-07-16 | 10 | 35.72 | 0.69 | 36.41 | 0.01365
2021-07-16 | 11 | 79765 | 2021-07-16 | 11 | 42.95 | 0.83 | 43.78 | 0.015483
2021-07-16 | 12 | 112610 | 2021-07-16 | 12 | 45.19 | 0.83 | 46.02 | 0.022976
2021-07-16 | 13 | 117715 | 2021-07-16 | 13 | 51.45 | 0.66 | 52.11 | 0.027196
2021-07-16 | 14 | 90375 | 2021-07-16 | 14 | 48.74 | 0.59 | 49.33 | 0.019766
2021-07-16 | 15 | 120705 | 2021-07-16 | 15 | 45.85 | 0.63 | 46.48 | 0.024874
2021-07-16 | 16 | 105890 | 2021-07-16 | 16 | 42.11 | 0.63 | 42.74 | 0.020065
2021-07-16 | 17 | 72875 | 2021-07-16 | 17 | 45.34 | 0.65 | 45.99 | 0.014859
2021-07-16 | 18 | 50900 | 2021-07-16 | 18 | 54.99 | 0.73 | 55.72 | 0.012574
2021-07-16 | 19 | 18905 | 2021-07-16 | 19 | 56.16 | 1 | 57.16 | 0.004791
2021-07-16 | 20 | 4160 | 2021-07-16 | 20 | 43.78 | 0.78 | 44.56 | 0.00082185
2021-07-16 | 21 | 0 | 2021-07-16 | 21 | 35.61 | 0.72 | 36.33 | 0
2021-07-16 | 22 | 0 | 2021-07-16 | 22 | 40.93 | 0.72 | 41.65 | 0
2021-07-16 | 23 | 0 | 2021-07-16 | 23 | 33.68 | 0.74 | 34.42 | 0
2021-07-16 | 24 | 0 | 2021-07-16 | 24 | 34.51 | 0.42 | 34.93 | 0
2021-07-17 | 1 | 0 | 2021-07-17 | 1 | 45.24 | 6.16 | 51.4 | 0
2021-07-17 | 2 | 0 | 2021-07-17 | 2 | 62.43 | 6.27 | 68.7 | 0
2021-07-17 | 3 | 0 | 2021-07-17 | 3 | 52.76 | 6.22 | 58.98 | 0
2021-07-17 | 4 | 0 | 2021-07-17 | 4 | 43.5 | 6.14 | 49.64 | 0
2021-07-17 | 5 | 0 | 2021-07-17 | 5 | 46.49 | 6.09 | 52.58 | 0
2021-07-17 | 6 | 505 | 2021-07-17 | 6 | 45.31 | 6.14 | 51.45 | 0.00011519
2021-07-17 | 7 | 7415 | 2021-07-17 | 7 | 34.63 | 6.13 | 40.76 | 0.00134
2021-07-17 | 8 | 19130 | 2021-07-17 | 8 | 38.5 | 6.15 | 44.65 | 0.003787
2021-07-17 | 9 | 46910 | 2021-07-17 | 9 | 58.34 | 6.98 | 65.32 | 0.013585
2021-07-17 | 10 | 62025 | 2021-07-17 | 10 | 54.94 | 6.49 | 61.43 | 0.016893
2021-07-17 | 11 | 58465 | 2021-07-17 | 11 | 48.83 | 6.19 | 55.02 | 0.014262
2021-07-17 | 12 | 91980 | 2021-07-17 | 12 | 49.08 | 6.16 | 55.24 | 0.022527
2021-07-17 | 13 | 119345 | 2021-07-17 | 13 | 54.98 | 6.16 | 61.14 | 0.032351
2021-07-17 | 14 | 111710 | 2021-07-17 | 14 | 70.74 | 6.4 | 77.14 | 0.038206
2021-07-17 | 15 | 105185 | 2021-07-17 | 15 | 88.54 | 9.46 | 98 | 0.045702
2021-07-17 | 16 | 67885 | 2021-07-17 | 16 | 133.93 | 14.75 | 148.68 | 0.044749
2021-07-17 | 17 | 37830 | 2021-07-17 | 17 | 239.35 | 28.35 | 267.7 | 0.044899
2021-07-17 | 18 | 44650 | 2021-07-17 | 18 | 82.85 | 6.87 | 89.72 | 0.017761
2021-07-17 | 19 | 14225 | 2021-07-17 | 19 | 55.38 | 6.71 | 62.09 | 0.0039159
2021-07-17 | 20 | 3105 | 2021-07-17 | 20 | 41.92 | 6.26 | 48.18 | 0.00066326
2021-07-17 | 21 | 5 | 2021-07-17 | 21 | 45.19 | 6.3 | 51.49 | 1.1414e-06
2021-07-17 | 22 | 0 | 2021-07-17 | 22 | 35.32 | 6.2 | 41.52 | 0
2021-07-17 | 23 | 0 | 2021-07-17 | 23 | 33.46 | 6.15 | 39.61 | 0
2021-07-17 | 24 | 0 | 2021-07-17 | 24 | 62.28 | 7.22 | 69.5 | 0
2021-07-18 | 1 | 0 | 2021-07-18 | 1 | 40.14 | 1.07 | 41.21 | 0
2021-07-18 | 2 | 0 | 2021-07-18 | 2 | 32.73 | 0.7 | 33.43 | 0
2021-07-18 | 3 | 0 | 2021-07-18 | 3 | 34.45 | 0.68 | 35.13 | 0
2021-07-18 | 4 | 0 | 2021-07-18 | 4 | 31.73 | 0.64 | 32.37 | 0
2021-07-18 | 5 | 0 | 2021-07-18 | 5 | 54.03 | 0.69 | 54.72 | 0
2021-07-18 | 6 | 5 | 2021-07-18 | 6 | 46.95 | 0.95 | 47.9 | 1.0618e-06
2021-07-18 | 7 | 500 | 2021-07-18 | 7 | 37.73 | 0.78 | 38.51 | 8.5369e-05
2021-07-18 | 8 | 2650 | 2021-07-18 | 8 | 33.65 | 0.73 | 34.38 | 0.00040393
2021-07-18 | 9 | 5075 | 2021-07-18 | 9 | 34.72 | 0.74 | 35.46 | 0.00079787
2021-07-18 | 10 | 16380 | 2021-07-18 | 10 | 36.47 | 0.71 | 37.18 | 0.0027001
2021-07-18 | 11 | 19840 | 2021-07-18 | 11 | 36.55 | 0.66 | 37.21 | 0.0032731
2021-07-18 | 12 | 30700 | 2021-07-18 | 12 | 35.31 | 0.65 | 35.96 | 0.0048946
2021-07-18 | 13 | 27515 | 2021-07-18 | 13 | 30.78 | 0.62 | 31.4 | 0.0038305
2021-07-18 | 14 | 35810 | 2021-07-18 | 14 | 31.04 | 0.63 | 31.67 | 0.0050281
2021-07-18 | 15 | 40350 | 2021-07-18 | 15 | 33.77 | 0.64 | 34.41 | 0.0061558
2021-07-18 | 16 | 35605 | 2021-07-18 | 16 | 36.73 | 0.71 | 37.44 | 0.0059102
2021-07-18 | 17 | 42235 | 2021-07-18 | 17 | 48.12 | 0.74 | 48.86 | 0.0091491
2021-07-18 | 18 | 24640 | 2021-07-18 | 18 | 59.3 | 0.99 | 60.29 | 0.0065863
2021-07-18 | 19 | 7625 | 2021-07-18 | 19 | 54.3 | 0.92 | 55.22 | 0.0018668
2021-07-18 | 20 | 1650 | 2021-07-18 | 20 | 46.73 | 0.73 | 47.46 | 0.00034719
2021-07-18 | 21 | 0 | 2021-07-18 | 21 | 45.48 | 0.76 | 46.24 | 0
2021-07-18 | 22 | 0 | 2021-07-18 | 22 | 43.65 | 0.7 | 44.35 | 0
2021-07-18 | 23 | 0 | 2021-07-18 | 23 | 41.59 | 0.78 | 42.37 | 0
2021-07-18 | 24 | 0 | 2021-07-18 | 24 | 38.19 | 1.12 | 39.31 | 0
2021-07-19 | 1 | 0 | 2021-07-19 | 1 | 35.03 | 0.35 | 35.38 | 0
2021-07-19 | 2 | 0 | 2021-07-19 | 2 | 31.15 | 0.3 | 31.45 | 0
2021-07-19 | 3 | 0 | 2021-07-19 | 3 | 30.22 | 0.29 | 30.51 | 0
2021-07-19 | 4 | 0 | 2021-07-19 | 4 | 29.6 | 0.3 | 29.9 | 0
2021-07-19 | 5 | 5 | 2021-07-19 | 5 | 28.17 | 0.3 | 28.47 | 6.3112e-07
2021-07-19 | 6 | 0 | 2021-07-19 | 6 | 28.42 | 0.38 | 28.8 | 0
2021-07-19 | 7 | 2000 | 2021-07-19 | 7 | 29.19 | 0.39 | 29.58 | 0.00026229
2021-07-19 | 8 | 3590 | 2021-07-19 | 8 | 29.81 | 0.85 | 30.66 | 0.000488
2021-07-19 | 9 | 5945 | 2021-07-19 | 9 | 30.45 | 0.77 | 31.22 | 0.00082289
2021-07-19 | 10 | 12510 | 2021-07-19 | 10 | 28.73 | 0.74 | 29.47 | 0.0016345
2021-07-19 | 11 | 36075 | 2021-07-19 | 11 | 29.15 | 0.71 | 29.86 | 0.0047759
2021-07-19 | 12 | 52770 | 2021-07-19 | 12 | 29.05 | 0.71 | 29.76 | 0.0069627
2021-07-19 | 13 | 40815 | 2021-07-19 | 13 | 29.84 | 0.7 | 30.54 | 0.0055264
2021-07-19 | 14 | 33920 | 2021-07-19 | 14 | 34.85 | 0.71 | 35.56 | 0.0053478
2021-07-19 | 15 | 26680 | 2021-07-19 | 15 | 32.71 | 0.7 | 33.41 | 0.003952
2021-07-19 | 16 | 69720 | 2021-07-19 | 16 | 30.14 | 0.71 | 30.85 | 0.009536
2021-07-19 | 17 | 59865 | 2021-07-19 | 17 | 30.4 | 0.71 | 31.11 | 0.0082571
2021-07-19 | 18 | 36265 | 2021-07-19 | 18 | 32.18 | 0.7 | 32.88 | 0.0052866
2021-07-19 | 19 | 12775 | 2021-07-19 | 19 | 33.2 | 0.7 | 33.9 | 0.0019201
2021-07-19 | 20 | 3140 | 2021-07-19 | 20 | 34.74 | 0.73 | 35.47 | 0.00049379
2021-07-19 | 21 | 0 | 2021-07-19 | 21 | 37.76 | 0.86 | 38.62 | 0
2021-07-19 | 22 | 0 | 2021-07-19 | 22 | 32.11 | 0.76 | 32.87 | 0
2021-07-19 | 23 | 0 | 2021-07-19 | 23 | 30.15 | 0.81 | 30.96 | 0
2021-07-19 | 24 | 0 | 2021-07-19 | 24 | 27.03 | 0.37 | 27.4 | 0
2021-07-20 | 1 | 0 | 2021-07-20 | 1 | 24.75 | 0.43 | 25.18 | 0
2021-07-20 | 2 | 0 | 2021-07-20 | 2 | 26.18 | 0.36 | 26.54 | 0
2021-07-20 | 3 | 0 | 2021-07-20 | 3 | 23.99 | 0.38 | 24.37 | 0
2021-07-20 | 4 | 0 | 2021-07-20 | 4 | 23.17 | 0.37 | 23.54 | 0
2021-07-20 | 5 | 0 | 2021-07-20 | 5 | 22.69 | 0.36 | 23.05 | 0
2021-07-20 | 6 | 1010 | 2021-07-20 | 6 | 24.01 | 0.44 | 24.45 | 0.00010949
2021-07-20 | 7 | 8590 | 2021-07-20 | 7 | 27.96 | 0.51 | 28.47 | 0.0010843
2021-07-20 | 8 | 26205 | 2021-07-20 | 8 | 30.54 | 0.96 | 31.5 | 0.0036597
2021-07-20 | 9 | 47955 | 2021-07-20 | 9 | 29.87 | 0.85 | 30.72 | 0.0065315
2021-07-20 | 10 | 76435 | 2021-07-20 | 10 | 29.77 | 0.78 | 30.55 | 0.010353
2021-07-20 | 11 | 99545 | 2021-07-20 | 11 | 33.26 | 0.76 | 34.02 | 0.015014
2021-07-20 | 12 | 110670 | 2021-07-20 | 12 | 35.47 | 0.73 | 36.2 | 0.017762
2021-07-20 | 13 | 104340 | 2021-07-20 | 13 | 32.9 | 0.7 | 33.6 | 0.015543
2021-07-20 | 14 | 107720 | 2021-07-20 | 14 | 37.07 | 0.69 | 37.76 | 0.018034
2021-07-20 | 15 | 102535 | 2021-07-20 | 15 | 39.44 | 0.67 | 40.11 | 0.018234
2021-07-20 | 16 | 77635 | 2021-07-20 | 16 | 43.12 | 0.73 | 43.85 | 0.015093
2021-07-20 | 17 | 66855 | 2021-07-20 | 17 | 67.56 | 0.9 | 68.46 | 0.020292
2021-07-20 | 18 | 36705 | 2021-07-20 | 18 | 84.51 | 1.01 | 85.52 | 0.013917
2021-07-20 | 19 | 20150 | 2021-07-20 | 19 | 68.41 | 0.95 | 69.36 | 0.0061964
2021-07-20 | 20 | 5290 | 2021-07-20 | 20 | 53.57 | 0.78 | 54.35 | 0.0012747
2021-07-20 | 21 | 0 | 2021-07-20 | 21 | 49.87 | 0.76 | 50.63 | 0
2021-07-20 | 22 | 0 | 2021-07-20 | 22 | 47.65 | 0.78 | 48.43 | 0
2021-07-20 | 23 | 0 | 2021-07-20 | 23 | 38.27 | 0.85 | 39.12 | 0
2021-07-20 | 24 | 0 | 2021-07-20 | 24 | 31.48 | 0.43 | 31.91 | 0
2021-07-21 | 1 | 0 | 2021-07-21 | 1 | 30.63 | 0.33 | 30.96 | 0
2021-07-21 | 2 | 0 | 2021-07-21 | 2 | 28.91 | 0.32 | 29.23 | 0
2021-07-21 | 3 | 0 | 2021-07-21 | 3 | 26.25 | 0.32 | 26.57 | 0
2021-07-21 | 4 | 0 | 2021-07-21 | 4 | 25.39 | 0.32 | 25.71 | 0
2021-07-21 | 5 | 0 | 2021-07-21 | 5 | 24.84 | 0.31 | 25.15 | 0
2021-07-21 | 6 | 1005 | 2021-07-21 | 6 | 24.42 | 0.39 | 24.81 | 0.00011055
2021-07-21 | 7 | 8515 | 2021-07-21 | 7 | 26.31 | 0.46 | 26.77 | 0.0010106
2021-07-21 | 8 | 21735 | 2021-07-21 | 8 | 27.45 | 0.84 | 28.29 | 0.0027261
2021-07-21 | 9 | 61995 | 2021-07-21 | 9 | 27.56 | 0.8 | 28.36 | 0.007795
2021-07-21 | 10 | 90955 | 2021-07-21 | 10 | 30.19 | 0.73 | 30.92 | 0.012469
2021-07-21 | 11 | 102520 | 2021-07-21 | 11 | 29.49 | 0.72 | 30.21 | 0.013731
2021-07-21 | 12 | 105085 | 2021-07-21 | 12 | 32.11 | 0.7 | 32.81 | 0.015286
2021-07-21 | 13 | 101385 | 2021-07-21 | 13 | 35.57 | 0.71 | 36.28 | 0.016308
2021-07-21 | 14 | 115315 | 2021-07-21 | 14 | 37.07 | 0.61 | 37.68 | 0.019264
2021-07-21 | 15 | 120730 | 2021-07-21 | 15 | 36.44 | 0.7 | 37.14 | 0.01988
2021-07-21 | 16 | 94335 | 2021-07-21 | 16 | 39.79 | 0.68 | 40.47 | 0.016926
2021-07-21 | 17 | 65735 | 2021-07-21 | 17 | 45.22 | 0.8 | 46.02 | 0.013412
2021-07-21 | 18 | 53210 | 2021-07-21 | 18 | 46.56 | 0.86 | 47.42 | 0.011187
2021-07-21 | 19 | 19530 | 2021-07-21 | 19 | 45.04 | 0.76 | 45.8 | 0.0039657
2021-07-21 | 20 | 3740 | 2021-07-21 | 20 | 49.16 | 1.06 | 50.22 | 0.00083273
2021-07-21 | 21 | 5 | 2021-07-21 | 21 | 41.49 | 0.87 | 42.36 | 9.3903e-07
2021-07-21 | 22 | 0 | 2021-07-21 | 22 | 48.23 | 1 | 49.23 | 0
2021-07-21 | 23 | 0 | 2021-07-21 | 23 | 38.93 | 1.05 | 39.98 | 0
2021-07-21 | 24 | 0 | 2021-07-21 | 24 | 33.64 | 0.64 | 34.28 | 0
2021-07-22 | 1 | 0 | 2021-07-22 | 1 | 32.59 | 0.68 | 33.27 | 0
2021-07-22 | 2 | 0 | 2021-07-22 | 2 | 28.78 | 0.43 | 29.21 | 0
2021-07-22 | 3 | 0 | 2021-07-22 | 3 | 27.18 | 0.41 | 27.59 | 0
2021-07-22 | 4 | 0 | 2021-07-22 | 4 | 26.87 | 0.38 | 27.25 | 0
2021-07-22 | 5 | 0 | 2021-07-22 | 5 | 26.09 | 0.41 | 26.5 | 0
2021-07-22 | 6 | 1015 | 2021-07-22 | 6 | 26.64 | 0.53 | 27.17 | 0.00012227
2021-07-22 | 7 | 8410 | 2021-07-22 | 7 | 32.66 | 0.72 | 33.38 | 0.0012446
2021-07-22 | 8 | 33015 | 2021-07-22 | 8 | 35.71 | 1.14 | 36.85 | 0.0053939
2021-07-22 | 9 | 67405 | 2021-07-22 | 9 | 36.69 | 1.32 | 38.01 | 0.011359
2021-07-22 | 10 | 96600 | 2021-07-22 | 10 | 30.07 | 0.89 | 30.96 | 0.01326
2021-07-22 | 11 | 116160 | 2021-07-22 | 11 | 27.55 | 0.87 | 28.42 | 0.014636
2021-07-22 | 12 | 128655 | 2021-07-22 | 12 | 28.33 | 0.85 | 29.18 | 0.016644
2021-07-22 | 13 | 134790 | 2021-07-22 | 13 | 33.3 | 0.88 | 34.18 | 0.020426
2021-07-22 | 14 | 119790 | 2021-07-22 | 14 | 41.21 | 0.88 | 42.09 | 0.022354
2021-07-22 | 15 | 118620 | 2021-07-22 | 15 | 47.47 | 0.89 | 48.36 | 0.025433
2021-07-22 | 16 | 69110 | 2021-07-22 | 16 | 50.05 | 0.94 | 50.99 | 0.015624
2021-07-22 | 17 | 56245 | 2021-07-22 | 17 | 50.18 | 0.98 | 51.16 | 0.012758
2021-07-22 | 18 | 47890 | 2021-07-22 | 18 | 41.87 | 0.85 | 42.72 | 0.0090705
2021-07-22 | 19 | 17360 | 2021-07-22 | 19 | 43.71 | 0.88 | 44.59 | 0.003432
2021-07-22 | 20 | 4810 | 2021-07-22 | 20 | 42.17 | 0.95 | 43.12 | 0.00091956
2021-07-22 | 21 | 0 | 2021-07-22 | 21 | 41.26 | 1.08 | 42.34 | 0
2021-07-22 | 22 | 0 | 2021-07-22 | 22 | 41.36 | 1.04 | 42.4 | 0
2021-07-22 | 23 | 0 | 2021-07-22 | 23 | 40.51 | 1.07 | 41.58 | 0
2021-07-22 | 24 | 0 | 2021-07-22 | 24 | 57.23 | 1.85 | 59.08 | 0
2021-07-23 | 1 | 0 | 2021-07-23 | 1 | 58.79 | 3.03 | 61.82 | 0
2021-07-23 | 2 | 0 | 2021-07-23 | 2 | 35.52 | 1.02 | 36.54 | 0
2021-07-23 | 3 | 0 | 2021-07-23 | 3 | 30.52 | 0.94 | 31.46 | 0
2021-07-23 | 4 | 0 | 2021-07-23 | 4 | 31.59 | 0.92 | 32.51 | 0
2021-07-23 | 5 | 5 | 2021-07-23 | 5 | 31.1 | 0.93 | 32.03 | 7.1004e-07
2021-07-23 | 6 | 515 | 2021-07-23 | 6 | 31.42 | 1.02 | 32.44 | 7.407e-05
2021-07-23 | 7 | 8880 | 2021-07-23 | 7 | 37.38 | 1.38 | 38.76 | 0.001526
2021-07-23 | 8 | 31515 | 2021-07-23 | 8 | 53.84 | 2.35 | 56.19 | 0.0078511
2021-07-23 | 9 | 67400 | 2021-07-23 | 9 | 65.76 | 2.09 | 67.85 | 0.020275
2021-07-23 | 10 | 98645 | 2021-07-23 | 10 | 63.15 | 2.58 | 65.73 | 0.028747
2021-07-23 | 11 | 120450 | 2021-07-23 | 11 | 50.23 | 1.85 | 52.08 | 0.027812
2021-07-23 | 12 | 106780 | 2021-07-23 | 12 | 54.39 | 2.09 | 56.48 | 0.026739
2021-07-23 | 13 | 94740 | 2021-07-23 | 13 | 60.61 | 1.89 | 62.5 | 0.026252
2021-07-23 | 14 | 121070 | 2021-07-23 | 14 | 53.7 | 2.49 | 56.19 | 0.030161
2021-07-23 | 15 | 41275 | 2021-07-23 | 15 | 46.15 | 1.44 | 47.59 | 0.0087088
2021-07-23 | 16 | 52435 | 2021-07-23 | 16 | 46.22 | 1.35 | 47.57 | 0.011059
2021-07-23 | 17 | 57210 | 2021-07-23 | 17 | 57.12 | 1.4 | 58.52 | 0.014843
2021-07-23 | 18 | 31995 | 2021-07-23 | 18 | 75.4 | 3 | 78.4 | 0.011121
2021-07-23 | 19 | 16725 | 2021-07-23 | 19 | 67.17 | 2.22 | 69.39 | 0.0051454
2021-07-23 | 20 | 4305 | 2021-07-23 | 20 | 59.32 | 2.09 | 61.41 | 0.0011721
2021-07-23 | 21 | 0 | 2021-07-23 | 21 | 42.72 | 1.35 | 44.07 | 0
2021-07-23 | 22 | 0 | 2021-07-23 | 22 | 37.72 | 1.3 | 39.02 | 0
2021-07-23 | 23 | 0 | 2021-07-23 | 23 | 32.14 | 1.42 | 33.56 | 0
2021-07-23 | 24 | 0 | 2021-07-23 | 24 | 33.19 | 1.06 | 34.25 | 0
2021-07-24 | 1 | 0 | 2021-07-24 | 1 | 32.46 | 0.26 | 32.72 | 0
2021-07-24 | 2 | 0 | 2021-07-24 | 2 | 32.68 | 0.23 | 32.91 | 0
2021-07-24 | 3 | 0 | 2021-07-24 | 3 | 32.43 | 0.24 | 32.67 | 0
2021-07-24 | 4 | 0 | 2021-07-24 | 4 | 32.56 | 0.21 | 32.77 | 0
2021-07-24 | 5 | 0 | 2021-07-24 | 5 | 31.46 | 0.2 | 31.66 | 0
2021-07-24 | 6 | 1015 | 2021-07-24 | 6 | 30.27 | 0.2 | 30.47 | 0.00013712
2021-07-24 | 7 | 7860 | 2021-07-24 | 7 | 32.09 | 1.47 | 33.56 | 0.0011695
2021-07-24 | 8 | 32815 | 2021-07-24 | 8 | 31.16 | 1.65 | 32.81 | 0.0047735
2021-07-24 | 9 | 67610 | 2021-07-24 | 9 | 31.93 | 0.62 | 32.55 | 0.009757
2021-07-24 | 10 | 98160 | 2021-07-24 | 10 | 30.86 | 0.38 | 31.24 | 0.013596
2021-07-24 | 11 | 120880 | 2021-07-24 | 11 | 27.44 | 0.21 | 27.65 | 0.014819
2021-07-24 | 12 | 134100 | 2021-07-24 | 12 | 27.39 | 0.22 | 27.61 | 0.016415
2021-07-24 | 13 | 137930 | 2021-07-24 | 13 | 27.85 | 0.25 | 28.1 | 0.017184
2021-07-24 | 14 | 99020 | 2021-07-24 | 14 | 27.58 | 0.23 | 27.81 | 0.012209
2021-07-24 | 15 | 132265 | 2021-07-24 | 15 | 28.81 | 0.23 | 29.04 | 0.017029
2021-07-24 | 16 | 114445 | 2021-07-24 | 16 | 30.52 | 0.22 | 30.74 | 0.015598
2021-07-24 | 17 | 86415 | 2021-07-24 | 17 | 45.79 | 0.27 | 46.06 | 0.017647
2021-07-24 | 18 | 55605 | 2021-07-24 | 18 | 57.42 | 0.29 | 57.71 | 0.014227
2021-07-24 | 19 | 18975 | 2021-07-24 | 19 | 57.6 | 0.3 | 57.9 | 0.004871
2021-07-24 | 20 | 2665 | 2021-07-24 | 20 | 34.74 | 0.24 | 34.98 | 0.00041331
2021-07-24 | 21 | 0 | 2021-07-24 | 21 | 35.29 | 0.23 | 35.52 | 0
2021-07-24 | 22 | 0 | 2021-07-24 | 22 | 32.76 | 0.24 | 33 | 0
2021-07-24 | 23 | 0 | 2021-07-24 | 23 | 34.88 | 0.66 | 35.54 | 0
2021-07-24 | 24 | 0 | 2021-07-24 | 24 | 30.26 | 0.34 | 30.6 | 0
2021-07-25 | 1 | 0 | 2021-07-25 | 1 | 32.99 | 0.31 | 33.3 | 0
2021-07-25 | 2 | 0 | 2021-07-25 | 2 | 29.11 | 0.23 | 29.34 | 0
2021-07-25 | 3 | 0 | 2021-07-25 | 3 | 31.51 | 0.22 | 31.73 | 0
2021-07-25 | 4 | 0 | 2021-07-25 | 4 | 29.05 | 0.23 | 29.28 | 0
2021-07-25 | 5 | 0 | 2021-07-25 | 5 | 29.63 | 0.21 | 29.84 | 0
2021-07-25 | 6 | 505 | 2021-07-25 | 6 | 28.26 | 0.2 | 28.46 | 6.3721e-05
2021-07-25 | 7 | 3535 | 2021-07-25 | 7 | 29.47 | 1.44 | 30.91 | 0.00048444
2021-07-25 | 8 | 7740 | 2021-07-25 | 8 | 26.92 | 0.41 | 27.33 | 0.00093785
2021-07-25 | 9 | 13655 | 2021-07-25 | 9 | 33.58 | 0.43 | 34.01 | 0.002059
2021-07-25 | 10 | 11050 | 2021-07-25 | 10 | 38.73 | 0.54 | 39.27 | 0.0019239
2021-07-25 | 11 | 8910 | 2021-07-25 | 11 | 30.18 | 0.24 | 30.42 | 0.0012017
2021-07-25 | 12 | 16590 | 2021-07-25 | 12 | 28.56 | 0.23 | 28.79 | 0.0021176
2021-07-25 | 13 | 28190 | 2021-07-25 | 13 | 28.27 | 0.23 | 28.5 | 0.003562
2021-07-25 | 14 | 52190 | 2021-07-25 | 14 | 28.28 | 0.23 | 28.51 | 0.0065969
2021-07-25 | 15 | 40800 | 2021-07-25 | 15 | 28 | 0.37 | 28.37 | 0.0051319
2021-07-25 | 16 | 44700 | 2021-07-25 | 16 | 28.41 | 0.25 | 28.66 | 0.0056799
2021-07-25 | 17 | 63120 | 2021-07-25 | 17 | 28.95 | 0.39 | 29.34 | 0.0082107
2021-07-25 | 18 | 41135 | 2021-07-25 | 18 | 29.66 | 0.25 | 29.91 | 0.0054548
2021-07-25 | 19 | 18030 | 2021-07-25 | 19 | 33.77 | 0.22 | 33.99 | 0.0027171
2021-07-25 | 20 | 3760 | 2021-07-25 | 20 | 47.95 | 0.29 | 48.24 | 0.00080417
2021-07-25 | 21 | 0 | 2021-07-25 | 21 | 50.31 | 0.32 | 50.63 | 0
2021-07-25 | 22 | 0 | 2021-07-25 | 22 | 43.41 | 0.35 | 43.76 | 0
2021-07-25 | 23 | 0 | 2021-07-25 | 23 | 30.99 | 0.29 | 31.28 | 0
2021-07-25 | 24 | 0 | 2021-07-25 | 24 | 30.4 | 0.43 | 30.83 | 0
2021-07-26 | 1 | 0 | 2021-07-26 | 1 | 30.3 | 0.32 | 30.62 | 0
2021-07-26 | 2 | 0 | 2021-07-26 | 2 | 31.51 | 0.29 | 31.8 | 0
2021-07-26 | 3 | 0 | 2021-07-26 | 3 | 30.14 | 0.27 | 30.41 | 0
2021-07-26 | 4 | 0 | 2021-07-26 | 4 | 29.42 | 0.28 | 29.7 | 0
2021-07-26 | 5 | 5 | 2021-07-26 | 5 | 28.82 | 0.27 | 29.09 | 6.4486e-07
2021-07-26 | 6 | 505 | 2021-07-26 | 6 | 31.22 | 0.39 | 31.61 | 7.0773e-05
2021-07-26 | 7 | 8460 | 2021-07-26 | 7 | 31.62 | 0.55 | 32.17 | 0.0012066
2021-07-26 | 8 | 28770 | 2021-07-26 | 8 | 29.4 | 0.91 | 30.31 | 0.0038662
2021-07-26 | 9 | 60040 | 2021-07-26 | 9 | 31 | 0.76 | 31.76 | 0.0084543
2021-07-26 | 10 | 90140 | 2021-07-26 | 10 | 31.57 | 0.69 | 32.26 | 0.012892
2021-07-26 | 11 | 108940 | 2021-07-26 | 11 | 33.89 | 0.88 | 34.77 | 0.016794
2021-07-26 | 12 | 117760 | 2021-07-26 | 12 | 36.48 | 1.24 | 37.72 | 0.019694
2021-07-26 | 13 | 118620 | 2021-07-26 | 13 | 37.56 | 0.64 | 38.2 | 0.02009
2021-07-26 | 14 | 104980 | 2021-07-26 | 14 | 41.61 | 0.66 | 42.27 | 0.019674
2021-07-26 | 15 | 97990 | 2021-07-26 | 15 | 56.39 | 0.74 | 57.13 | 0.02482
2021-07-26 | 16 | 81070 | 2021-07-26 | 16 | 56.45 | 0.77 | 57.22 | 0.020567
2021-07-26 | 17 | 61235 | 2021-07-26 | 17 | 62.33 | 0.71 | 63.04 | 0.017115
2021-07-26 | 18 | 37530 | 2021-07-26 | 18 | 70.87 | 0.76 | 71.63 | 0.011919
2021-07-26 | 19 | 18065 | 2021-07-26 | 19 | 64.77 | 0.9 | 65.67 | 0.0052597
2021-07-26 | 20 | 4735 | 2021-07-26 | 20 | 52.81 | 0.93 | 53.74 | 0.0011282
2021-07-26 | 21 | 0 | 2021-07-26 | 21 | 44.61 | 0.74 | 45.35 | 0
2021-07-26 | 22 | 0 | 2021-07-26 | 22 | 37.1 | 1.18 | 38.28 | 0
2021-07-26 | 23 | 0 | 2021-07-26 | 23 | 32.79 | 0.84 | 33.63 | 0
2021-07-26 | 24 | 0 | 2021-07-26 | 24 | 32.3 | 0.41 | 32.71 | 0
2021-07-27 | 1 | 0 | 2021-07-27 | 1 | 35.05 | 0.4 | 35.45 | 0
2021-07-27 | 2 | 0 | 2021-07-27 | 2 | 36.29 | 0.39 | 36.68 | 0
2021-07-27 | 3 | 0 | 2021-07-27 | 3 | 33.56 | 0.39 | 33.95 | 0
2021-07-27 | 4 | 0 | 2021-07-27 | 4 | 32.91 | 0.4 | 33.31 | 0
2021-07-27 | 5 | 0 | 2021-07-27 | 5 | 32.9 | 0.44 | 33.34 | 0
2021-07-27 | 6 | 510 | 2021-07-27 | 6 | 34.3 | 0.54 | 34.84 | 7.8778e-05
2021-07-27 | 7 | 8480 | 2021-07-27 | 7 | 34.03 | 0.59 | 34.62 | 0.0013016
2021-07-27 | 8 | 28725 | 2021-07-27 | 8 | 32.78 | 0.99 | 33.77 | 0.0043008
2021-07-27 | 9 | 56960 | 2021-07-27 | 9 | 32.63 | 0.96 | 33.59 | 0.0084827
2021-07-27 | 10 | 89230 | 2021-07-27 | 10 | 32.22 | 0.81 | 33.03 | 0.013067
2021-07-27 | 11 | 113040 | 2021-07-27 | 11 | 32.56 | 0.78 | 33.34 | 0.016709
2021-07-27 | 12 | 115920 | 2021-07-27 | 12 | 31.9 | 0.77 | 32.67 | 0.01679
2021-07-27 | 13 | 129570 | 2021-07-27 | 13 | 33.39 | 0.75 | 34.14 | 0.019612
2021-07-27 | 14 | 130265 | 2021-07-27 | 14 | 34.92 | 0.74 | 35.66 | 0.020595
2021-07-27 | 15 | 119150 | 2021-07-27 | 15 | 38.53 | 0.66 | 39.19 | 0.020703
2021-07-27 | 16 | 102015 | 2021-07-27 | 16 | 42.86 | 0.66 | 43.52 | 0.019684
2021-07-27 | 17 | 63850 | 2021-07-27 | 17 | 63.14 | 0.75 | 63.89 | 0.018086
2021-07-27 | 18 | 12745 | 2021-07-27 | 18 | 81.8 | 0.93 | 82.73 | 0.0046747 | System Peak Hour
2021-07-27 | 19 | 685 | 2021-07-27 | 19 | 49.09 | 0.77 | 49.86 | 0.00015142
2021-07-27 | 20 | 1020 | 2021-07-27 | 20 | 43.53 | 0.79 | 44.32 | 0.00020043
2021-07-27 | 21 | 0 | 2021-07-27 | 21 | 34.64 | 0.78 | 35.42 | 0
2021-07-27 | 22 | 0 | 2021-07-27 | 22 | 31.83 | 0.77 | 32.6 | 0
2021-07-27 | 23 | 0 | 2021-07-27 | 23 | 31.51 | 0.94 | 32.45 | 0
2021-07-27 | 24 | 0 | 2021-07-27 | 24 | 30.3 | 0.48 | 30.78 | 0
2021-07-28 | 1 | 0 | 2021-07-28 | 1 | 32.05 | 0.3 | 32.35 | 0
2021-07-28 | 2 | 0 | 2021-07-28 | 2 | 33.61 | 0.3 | 33.91 | 0
2021-07-28 | 3 | 0 | 2021-07-28 | 3 | 31.23 | 0.29 | 31.52 | 0
2021-07-28 | 4 | 0 | 2021-07-28 | 4 | 30.8 | 0.27 | 31.07 | 0
2021-07-28 | 5 | 0 | 2021-07-28 | 5 | 30.3 | 0.27 | 30.57 | 0
2021-07-28 | 6 | 5 | 2021-07-28 | 6 | 30.79 | 0.38 | 31.17 | 6.9097e-07
2021-07-28 | 7 | 1000 | 2021-07-28 | 7 | 32.7 | 0.39 | 33.09 | 0.00014671
2021-07-28 | 8 | 16350 | 2021-07-28 | 8 | 41.06 | 0.9 | 41.96 | 0.0030416
2021-07-28 | 9 | 49630 | 2021-07-28 | 9 | 50.75 | 0.85 | 51.6 | 0.011354
2021-07-28 | 10 | 96535 | 2021-07-28 | 10 | 39.97 | 0.76 | 40.73 | 0.017432
2021-07-28 | 11 | 116720 | 2021-07-28 | 11 | 31.32 | 0.68 | 32 | 0.01656
2021-07-28 | 12 | 111475 | 2021-07-28 | 12 | 30.24 | 0.67 | 30.91 | 0.015277
2021-07-28 | 13 | 113485 | 2021-07-28 | 13 | 28.82 | 0.71 | 29.53 | 0.014858
2021-07-28 | 14 | 114085 | 2021-07-28 | 14 | 29.34 | 0.67 | 30.01 | 0.015179
2021-07-28 | 15 | 104330 | 2021-07-28 | 15 | 30.05 | 0.67 | 30.72 | 0.01421
2021-07-28 | 16 | 98010 | 2021-07-28 | 16 | 33.77 | 0.72 | 34.49 | 0.014987
2021-07-28 | 17 | 50010 | 2021-07-28 | 17 | 34.12 | 0.7 | 34.82 | 0.0077204
2021-07-28 | 18 | 30150 | 2021-07-28 | 18 | 47.32 | 1.45 | 48.77 | 0.0065192
2021-07-28 | 19 | 17205 | 2021-07-28 | 19 | 46.34 | 1.03 | 47.37 | 0.0036134
2021-07-28 | 20 | 2645 | 2021-07-28 | 20 | 44.41 | 0.95 | 45.36 | 0.00053193
2021-07-28 | 21 | 0 | 2021-07-28 | 21 | 42.28 | 0.96 | 43.24 | 0
2021-07-28 | 22 | 0 | 2021-07-28 | 22 | 37.99 | 0.95 | 38.94 | 0
2021-07-28 | 23 | 0 | 2021-07-28 | 23 | 37.74 | 1.4 | 39.14 | 0
2021-07-28 | 24 | 0 | 2021-07-28 | 24 | 37.23 | 0.83 | 38.06 | 0
2021-07-29 | 1 | 0 | 2021-07-29 | 1 | 41.88 | 0.91 | 42.79 | 0
2021-07-29 | 2 | 0 | 2021-07-29 | 2 | 33.37 | 0.54 | 33.91 | 0
2021-07-29 | 3 | 0 | 2021-07-29 | 3 | 31.08 | 0.55 | 31.63 | 0
2021-07-29 | 4 | 0 | 2021-07-29 | 4 | 29.26 | 0.65 | 29.91 | 0
2021-07-29 | 5 | 0 | 2021-07-29 | 5 | 29.91 | 0.67 | 30.58 | 0
2021-07-29 | 6 | 505 | 2021-07-29 | 6 | 30.19 | 0.69 | 30.88 | 6.9139e-05
2021-07-29 | 7 | 7515 | 2021-07-29 | 7 | 40.28 | 1.19 | 41.47 | 0.0013817
2021-07-29 | 8 | 19565 | 2021-07-29 | 8 | 33.76 | 1.16 | 34.92 | 0.0030291
2021-07-29 | 9 | 55445 | 2021-07-29 | 9 | 45.25 | 1.33 | 46.58 | 0.01145
2021-07-29 | 10 | 91660 | 2021-07-29 | 10 | 43.38 | 1.06 | 44.44 | 0.01806
2021-07-29 | 11 | 88195 | 2021-07-29 | 11 | 33.89 | 0.95 | 34.84 | 0.013623
2021-07-29 | 12 | 101580 | 2021-07-29 | 12 | 36.5 | 0.98 | 37.48 | 0.01688
2021-07-29 | 13 | 49395 | 2021-07-29 | 13 | 39.74 | 0.93 | 40.67 | 0.0089066
2021-07-29 | 14 | 26290 | 2021-07-29 | 14 | 50.13 | 1.03 | 51.16 | 0.0059632
2021-07-29 | 15 | 42945 | 2021-07-29 | 15 | 53.7 | 1.16 | 54.86 | 0.010445
2021-07-29 | 16 | 36080 | 2021-07-29 | 16 | 51.12 | 1.14 | 52.26 | 0.0083597
2021-07-29 | 17 | 9165 | 2021-07-29 | 17 | 46.67 | 1.06 | 47.73 | 0.0019395
2021-07-29 | 18 | 5205 | 2021-07-29 | 18 | 48.24 | 1.08 | 49.32 | 0.0011381
2021-07-29 | 19 | 2645 | 2021-07-29 | 19 | 39.56 | 0.97 | 40.53 | 0.00047529
2021-07-29 | 20 | 510 | 2021-07-29 | 20 | 36.06 | 0.99 | 37.05 | 8.3775e-05
2021-07-29 | 21 | 0 | 2021-07-29 | 21 | 35.38 | 1.03 | 36.41 | 0
2021-07-29 | 22 | 0 | 2021-07-29 | 22 | 31.03 | 0.99 | 32.02 | 0
2021-07-29 | 23 | 0 | 2021-07-29 | 23 | 34.35 | 1.3 | 35.65 | 0
2021-07-29 | 24 | 0 | 2021-07-29 | 24 | 33.92 | 0.71 | 34.63 | 0
2021-07-30 | 1 | 0 | 2021-07-30 | 1 | 34.38 | 0.31 | 34.69 | 0
2021-07-30 | 2 | 0 | 2021-07-30 | 2 | 31.66 | 0.24 | 31.9 | 0
2021-07-30 | 3 | 0 | 2021-07-30 | 3 | 32.41 | 0.24 | 32.65 | 0
2021-07-30 | 4 | 0 | 2021-07-30 | 4 | 32.43 | 0.2 | 32.63 | 0
2021-07-30 | 5 | 5 | 2021-07-30 | 5 | 32.28 | 0.18 | 32.46 | 7.1957e-07
2021-07-30 | 6 | 505 | 2021-07-30 | 6 | 30.81 | 0.32 | 31.13 | 6.9699e-05
2021-07-30 | 7 | 6065 | 2021-07-30 | 7 | 30.26 | 0.37 | 30.63 | 0.00082363
2021-07-30 | 8 | 31110 | 2021-07-30 | 8 | 35.86 | 0.95 | 36.81 | 0.0050772
2021-07-30 | 9 | 53900 | 2021-07-30 | 9 | 34.83 | 0.84 | 35.67 | 0.0085241
2021-07-30 | 10 | 67185 | 2021-07-30 | 10 | 32.09 | 0.7 | 32.79 | 0.0097672
2021-07-30 | 11 | 119510 | 2021-07-30 | 11 | 28.84 | 0.67 | 29.51 | 0.015636
2021-07-30 | 12 | 115270 | 2021-07-30 | 12 | 30.48 | 0.64 | 31.12 | 0.015904
2021-07-30 | 13 | 102750 | 2021-07-30 | 13 | 31.31 | 0.85 | 32.16 | 0.014651
2021-07-30 | 14 | 107055 | 2021-07-30 | 14 | 33.34 | 1.15 | 34.49 | 0.01637
2021-07-30 | 15 | 86265 | 2021-07-30 | 15 | 36.32 | 0.69 | 37.01 | 0.014155
2021-07-30 | 16 | 102330 | 2021-07-30 | 16 | 34.22 | 0.66 | 34.88 | 0.015825
2021-07-30 | 17 | 74925 | 2021-07-30 | 17 | 34.45 | 0.62 | 35.07 | 0.01165
2021-07-30 | 18 | 47435 | 2021-07-30 | 18 | 36.91 | 0.63 | 37.54 | 0.0078949
2021-07-30 | 19 | 16080 | 2021-07-30 | 19 | 37.57 | 0.67 | 38.24 | 0.0027262
2021-07-30 | 20 | 2655 | 2021-07-30 | 20 | 37.6 | 0.69 | 38.29 | 0.00045072
2021-07-30 | 21 | 0 | 2021-07-30 | 21 | 37.56 | 0.71 | 38.27 | 0
2021-07-30 | 22 | 0 | 2021-07-30 | 22 | 35.76 | 0.76 | 36.52 | 0
2021-07-30 | 23 | 0 | 2021-07-30 | 23 | 29.96 | 1.28 | 31.24 | 0
2021-07-30 | 24 | 0 | 2021-07-30 | 24 | 31.06 | 0.52 | 31.58 | 0
2021-07-31 | 1 | 0 | 2021-07-31 | 1 | 31.8 | 0.44 | 32.24 | 0
2021-07-31 | 2 | 0 | 2021-07-31 | 2 | 27.99 | 0.26 | 28.25 | 0
2021-07-31 | 3 | 0 | 2021-07-31 | 3 | 25.45 | 0.27 | 25.72 | 0
2021-07-31 | 4 | 0 | 2021-07-31 | 4 | 25.84 | 0.37 | 26.21 | 0
2021-07-31 | 5 | 5 | 2021-07-31 | 5 | 24 | 0.27 | 24.27 | 5.3802e-07
2021-07-31 | 6 | 525 | 2021-07-31 | 6 | 23.49 | 0.25 | 23.74 | 5.5258e-05
2021-07-31 | 7 | 11660 | 2021-07-31 | 7 | 24.46 | 0.29 | 24.75 | 0.0012795
2021-07-31 | 8 | 26080 | 2021-07-31 | 8 | 25.63 | 0.73 | 26.36 | 0.0030479
2021-07-31 | 9 | 33165 | 2021-07-31 | 9 | 25.71 | 0.5 | 26.21 | 0.0038539
2021-07-31 | 10 | 98025 | 2021-07-31 | 10 | 24.68 | 0.27 | 24.95 | 0.010843
2021-07-31 | 11 | 128210 | 2021-07-31 | 11 | 23.58 | 0.26 | 23.84 | 0.013551
2021-07-31 | 12 | 140230 | 2021-07-31 | 12 | 23.82 | 0.26 | 24.08 | 0.014971
2021-07-31 | 13 | 142840 | 2021-07-31 | 13 | 22.6 | 0.26 | 22.86 | 0.014477
2021-07-31 | 14 | 136190 | 2021-07-31 | 14 | 21.62 | 0.26 | 21.88 | 0.013211
2021-07-31 | 15 | 128955 | 2021-07-31 | 15 | 22.44 | 0.25 | 22.69 | 0.012973
2021-07-31 | 16 | 107650 | 2021-07-31 | 16 | 22.9 | 0.26 | 23.16 | 0.011054
2021-07-31 | 17 | 82805 | 2021-07-31 | 17 | 26.21 | 0.29 | 26.5 | 0.0097288
2021-07-31 | 18 | 55925 | 2021-07-31 | 18 | 30.98 | 0.26 | 31.24 | 0.0077459
2021-07-31 | 19 | 18005 | 2021-07-31 | 19 | 39.95 | 0.29 | 40.24 | 0.0032122
2021-07-31 | 20 | 3205 | 2021-07-31 | 20 | 37.94 | 0.64 | 38.58 | 0.00054821
2021-07-31 | 21 | 0 | 2021-07-31 | 21 | 38 | 0.34 | 38.34 | 0
2021-07-31 | 22 | 0 | 2021-07-31 | 22 | 31.39 | 0.31 | 31.7 | 0
2021-07-31 | 23 | 0 | 2021-07-31 | 23 | 34.78 | 0.68 | 35.46 | 0
2021-07-31 | 24 | 0 | 2021-07-31 | 24 | 26.9 | 0.47 | 27.37 | 0
2021-08-01 | 1 | 0 | 2021-08-01 | 1 | 25.59 | 0.49 | 26.08 | 0
2021-08-01 | 2 | 0 | 2021-08-01 | 2 | 24.22 | 0.81 | 25.03 | 0
2021-08-01 | 3 | 0 | 2021-08-01 | 3 | 23.21 | 0.85 | 24.06 | 0
2021-08-01 | 4 | 0 | 2021-08-01 | 4 | 22.85 | 0.42 | 23.27 | 0
2021-08-01 | 5 | 0 | 2021-08-01 | 5 | 22.55 | 0.36 | 22.91 | 0
2021-08-01 | 6 | 505 | 2021-08-01 | 6 | 22.64 | 0.34 | 22.98 | 5.1451e-05
2021-08-01 | 7 | 8365 | 2021-08-01 | 7 | 22.85 | 1.18 | 24.03 | 0.0008912
2021-08-01 | 8 | 19100 | 2021-08-01 | 8 | 21.51 | 1.09 | 22.6 | 0.0019138
2021-08-01 | 9 | 39660 | 2021-08-01 | 9 | 23.79 | 0.5 | 24.29 | 0.0042711
2021-08-01 | 10 | 64160 | 2021-08-01 | 10 | 27.66 | 0.37 | 28.03 | 0.0079734
2021-08-01 | 11 | 111250 | 2021-08-01 | 11 | 35.02 | 0.69 | 35.71 | 0.017613
2021-08-01 | 12 | 124530 | 2021-08-01 | 12 | 32.25 | 0.57 | 32.82 | 0.01812
2021-08-01 | 13 | 132510 | 2021-08-01 | 13 | 26.2 | 0.38 | 26.58 | 0.015616
2021-08-01 | 14 | 110500 | 2021-08-01 | 14 | 28.38 | 0.36 | 28.74 | 0.01408
2021-08-01 | 15 | 87145 | 2021-08-01 | 15 | 28.41 | 0.36 | 28.77 | 0.011116
2021-08-01 | 16 | 94090 | 2021-08-01 | 16 | 30.3 | 0.45 | 30.75 | 0.012828
2021-08-01 | 17 | 85665 | 2021-08-01 | 17 | 30.84 | 0.35 | 31.19 | 0.011846
2021-08-01 | 18 | 37045 | 2021-08-01 | 18 | 32.35 | 0.37 | 32.72 | 0.005374
2021-08-01 | 19 | 18510 | 2021-08-01 | 19 | 33.81 | 0.43 | 34.24 | 0.0028099
2021-08-01 | 20 | 4130 | 2021-08-01 | 20 | 40.14 | 0.46 | 40.6 | 0.00074341
2021-08-01 | 21 | 0 | 2021-08-01 | 21 | 42.41 | 0.47 | 42.88 | 0
2021-08-01 | 22 | 0 | 2021-08-01 | 22 | 35.86 | 0.45 | 36.31 | 0
2021-08-01 | 23 | 0 | 2021-08-01 | 23 | 32.06 | 0.91 | 32.97 | 0
2021-08-01 | 24 | 0 | 2021-08-01 | 24 | 29.68 | 2.02 | 31.7 | 0
2021-08-02 | 1 | 0 | 2021-08-02 | 1 | 29.73 | 0.41 | 30.14 | 0
2021-08-02 | 2 | 0 | 2021-08-02 | 2 | 29.23 | 0.28 | 29.51 | 0
2021-08-02 | 3 | 0 | 2021-08-02 | 3 | 28.96 | 0.31 | 29.27 | 0
2021-08-02 | 4 | 0 | 2021-08-02 | 4 | 27.99 | 0.24 | 28.23 | 0
2021-08-02 | 5 | 5 | 2021-08-02 | 5 | 28.36 | 0.28 | 28.64 | 6.3489e-07
2021-08-02 | 6 | 0 | 2021-08-02 | 6 | 29.71 | 0.37 | 30.08 | 0
2021-08-02 | 7 | 6920 | 2021-08-02 | 7 | 28.28 | 0.48 | 28.76 | 0.00088237
2021-08-02 | 8 | 30120 | 2021-08-02 | 8 | 30.09 | 0.95 | 31.04 | 0.0041451
2021-08-02 | 9 | 44390 | 2021-08-02 | 9 | 34.18 | 1.17 | 35.35 | 0.0069571
2021-08-02 | 10 | 96715 | 2021-08-02 | 10 | 37.42 | 0.88 | 38.3 | 0.016423
2021-08-02 | 11 | 120090 | 2021-08-02 | 11 | 31.2 | 0.7 | 31.9 | 0.016984
2021-08-02 | 12 | 113590 | 2021-08-02 | 12 | 32.65 | 1.1 | 33.75 | 0.016997
2021-08-02 | 13 | 120185 | 2021-08-02 | 13 | 29.6 | 0.73 | 30.33 | 0.016161
2021-08-02 | 14 | 107090 | 2021-08-02 | 14 | 30.07 | 0.67 | 30.74 | 0.014595
2021-08-02 | 15 | 74235 | 2021-08-02 | 15 | 30.06 | 0.68 | 30.74 | 0.010117
2021-08-02 | 16 | 74690 | 2021-08-02 | 16 | 29.3 | 0.61 | 29.91 | 0.0099045
2021-08-02 | 17 | 91695 | 2021-08-02 | 17 | 31.17 | 0.61 | 31.78 | 0.01292
2021-08-02 | 18 | 52660 | 2021-08-02 | 18 | 35.2 | 0.66 | 35.86 | 0.0083723
2021-08-02 | 19 | 16885 | 2021-08-02 | 19 | 44.13 | 0.92 | 45.05 | 0.0033725
2021-08-02 | 20 | 2130 | 2021-08-02 | 20 | 42.39 | 0.91 | 43.3 | 0.0004089
2021-08-02 | 21 | 0 | 2021-08-02 | 21 | 36.79 | 0.77 | 37.56 | 0
2021-08-02 | 22 | 0 | 2021-08-02 | 22 | 28.66 | 0.73 | 29.39 | 0
2021-08-02 | 23 | 0 | 2021-08-02 | 23 | 27.22 | 0.82 | 28.04 | 0
2021-08-02 | 24 | 0 | 2021-08-02 | 24 | 25.35 | 0.39 | 25.74 | 0
2021-08-03 | 1 | 0 | 2021-08-03 | 1 | 23.76 | 0.32 | 24.08 | 0
2021-08-03 | 2 | 0 | 2021-08-03 | 2 | 23.52 | 0.19 | 23.71 | 0
2021-08-03 | 3 | 0 | 2021-08-03 | 3 | 22.29 | 0.42 | 22.71 | 0
2021-08-03 | 4 | 0 | 2021-08-03 | 4 | 20.62 | 0.32 | 20.94 | 0
2021-08-03 | 5 | 0 | 2021-08-03 | 5 | 21.38 | 0.25 | 21.63 | 0
2021-08-03 | 6 | 500 | 2021-08-03 | 6 | 22.88 | 0.25 | 23.13 | 5.1274e-05
2021-08-03 | 7 | 6320 | 2021-08-03 | 7 | 23.51 | 0.47 | 23.98 | 0.00067193
2021-08-03 | 8 | 31185 | 2021-08-03 | 8 | 24 | 0.87 | 24.87 | 0.0034386
2021-08-03 | 9 | 64430 | 2021-08-03 | 9 | 25.18 | 0.87 | 26.05 | 0.0074413
2021-08-03 | 10 | 83850 | 2021-08-03 | 10 | 24.94 | 0.65 | 25.59 | 0.0095132
2021-08-03 | 11 | 98410 | 2021-08-03 | 11 | 26.84 | 0.62 | 27.46 | 0.011981
2021-08-03 | 12 | 113035 | 2021-08-03 | 12 | 25.84 | 0.6 | 26.44 | 0.01325
2021-08-03 | 13 | 102395 | 2021-08-03 | 13 | 25.67 | 0.6 | 26.27 | 0.011926
2021-08-03 | 14 | 98680 | 2021-08-03 | 14 | 26.12 | 0.59 | 26.71 | 0.011686
2021-08-03 | 15 | 80430 | 2021-08-03 | 15 | 27 | 0.58 | 27.58 | 0.0098348
2021-08-03 | 16 | 62245 | 2021-08-03 | 16 | 27.16 | 0.58 | 27.74 | 0.0076554
2021-08-03 | 17 | 59355 | 2021-08-03 | 17 | 27.69 | 0.56 | 28.25 | 0.0074341
2021-08-03 | 18 | 36890 | 2021-08-03 | 18 | 29 | 0.56 | 29.56 | 0.0048347
2021-08-03 | 19 | 14700 | 2021-08-03 | 19 | 29.99 | 0.57 | 30.56 | 0.0019917
2021-08-03 | 20 | 3205 | 2021-08-03 | 20 | 30.23 | 0.56 | 30.79 | 0.00043751
2021-08-03 | 21 | 5 | 2021-08-03 | 21 | 30.75 | 0.6 | 31.35 | 6.9496e-07
2021-08-03 | 22 | 0 | 2021-08-03 | 22 | 29.63 | 0.62 | 30.25 | 0
2021-08-03 | 23 | 0 | 2021-08-03 | 23 | 27.51 | 0.73 | 28.24 | 0
2021-08-03 | 24 | 0 | 2021-08-03 | 24 | 27.38 | 0.26 | 27.64 | 0
2021-08-04 | 1 | 0 | 2021-08-04 | 1 | 28.65 | 0.36 | 29.01 | 0
2021-08-04 | 2 | 0 | 2021-08-04 | 2 | 27.81 | 0.34 | 28.15 | 0
2021-08-04 | 3 | 0 | 2021-08-04 | 3 | 27.51 | 0.37 | 27.88 | 0
2021-08-04 | 4 | 0 | 2021-08-04 | 4 | 28.04 | 0.35 | 28.39 | 0
2021-08-04 | 5 | 0 | 2021-08-04 | 5 | 28.2 | 0.33 | 28.53 | 0
2021-08-04 | 6 | 0 | 2021-08-04 | 6 | 29.82 | 0.4 | 30.22 | 0
2021-08-04 | 7 | 7560 | 2021-08-04 | 7 | 30.34 | 0.45 | 30.79 | 0.001032
2021-08-04 | 8 | 21350 | 2021-08-04 | 8 | 29.64 | 0.9 | 30.54 | 0.0028908
2021-08-04 | 9 | 51655 | 2021-08-04 | 9 | 29.1 | 0.85 | 29.95 | 0.006859
2021-08-04 | 10 | 74325 | 2021-08-04 | 10 | 30.39 | 0.77 | 31.16 | 0.010268
2021-08-04 | 11 | 96080 | 2021-08-04 | 11 | 34.32 | 0.77 | 35.09 | 0.014948
2021-08-04 | 12 | 95845 | 2021-08-04 | 12 | 37.92 | 0.81 | 38.73 | 0.016458
2021-08-04 | 13 | 95880 | 2021-08-04 | 13 | 38.37 | 0.88 | 39.25 | 0.016685
2021-08-04 | 14 | 95050 | 2021-08-04 | 14 | 34.48 | 0.75 | 35.23 | 0.014846
2021-08-04 | 15 | 100440 | 2021-08-04 | 15 | 42.39 | 0.77 | 43.16 | 0.01922
2021-08-04 | 16 | 65050 | 2021-08-04 | 16 | 39.04 | 0.76 | 39.8 | 0.011478
2021-08-04 | 17 | 38090 | 2021-08-04 | 17 | 37.54 | 0.75 | 38.29 | 0.0064662
2021-08-04 | 18 | 24430 | 2021-08-04 | 18 | 34.29 | 0.77 | 35.06 | 0.0037974
2021-08-04 | 19 | 9095 | 2021-08-04 | 19 | 36.75 | 0.82 | 37.57 | 0.001515
2021-08-04 | 20 | 1550 | 2021-08-04 | 20 | 35.12 | 0.8 | 35.92 | 0.00024684
2021-08-04 | 21 | 0 | 2021-08-04 | 21 | 35.17 | 0.79 | 35.96 | 0
2021-08-04 | 22 | 0 | 2021-08-04 | 22 | 32.51 | 0.81 | 33.32 | 0
2021-08-04 | 23 | 0 | 2021-08-04 | 23 | 32.42 | 0.9 | 33.32 | 0
2021-08-04 | 24 | 0 | 2021-08-04 | 24 | 31.6 | 0.48 | 32.08 | 0
2021-08-05 | 1 | 0 | 2021-08-05 | 1 | 30.05 | 0.47 | 30.52 | 0
2021-08-05 | 2 | 0 | 2021-08-05 | 2 | 27.53 | 0.46 | 27.99 | 0
2021-08-05 | 3 | 0 | 2021-08-05 | 3 | 26.33 | 0.47 | 26.8 | 0
2021-08-05 | 4 | 0 | 2021-08-05 | 4 | 27.03 | 0.47 | 27.5 | 0
2021-08-05 | 5 | 5 | 2021-08-05 | 5 | 31.28 | 0.44 | 31.72 | 7.0317e-07
2021-08-05 | 6 | 0 | 2021-08-05 | 6 | 31.66 | 0.5 | 32.16 | 0
2021-08-05 | 7 | 2790 | 2021-08-05 | 7 | 31.65 | 0.52 | 32.17 | 0.00039793
2021-08-05 | 8 | 7680 | 2021-08-05 | 8 | 46.14 | 1.96 | 48.1 | 0.0016378
2021-08-05 | 9 | 10295 | 2021-08-05 | 9 | 49.36 | 1.5 | 50.86 | 0.0023214
2021-08-05 | 10 | 11005 | 2021-08-05 | 10 | 44.48 | 1.18 | 45.66 | 0.0022278
2021-08-05 | 11 | 17570 | 2021-08-05 | 11 | 33.18 | 0.88 | 34.06 | 0.0026532
2021-08-05 | 12 | 22805 | 2021-08-05 | 12 | 35.21 | 1.02 | 36.23 | 0.0036631
2021-08-05 | 13 | 23505 | 2021-08-05 | 13 | 31.37 | 0.88 | 32.25 | 0.0033608
2021-08-05 | 14 | 31410 | 2021-08-05 | 14 | 31.63 | 0.88 | 32.51 | 0.0045273
2021-08-05 | 15 | 26295 | 2021-08-05 | 15 | 34.88 | 0.87 | 35.75 | 0.0041678
2021-08-05 | 16 | 31820 | 2021-08-05 | 16 | 33.03 | 0.87 | 33.9 | 0.0047825
2021-08-05 | 17 | 31880 | 2021-08-05 | 17 | 33.66 | 0.88 | 34.54 | 0.004882
2021-08-05 | 18 | 19300 | 2021-08-05 | 18 | 35.48 | 0.9 | 36.38 | 0.003113
2021-08-05 | 19 | 18750 | 2021-08-05 | 19 | 37.3 | 0.91 | 38.21 | 0.0031764
2021-08-05 | 20 | 3655 | 2021-08-05 | 20 | 38.26 | 1.05 | 39.31 | 0.00063701
2021-08-05 | 21 | 5 | 2021-08-05 | 21 | 43.36 | 1.15 | 44.51 | 9.8669e-07
2021-08-05 | 22 | 0 | 2021-08-05 | 22 | 37.83 | 1.19 | 39.02 | 0
2021-08-05 | 23 | 0 | 2021-08-05 | 23 | 41.31 | 1.13 | 42.44 | 0
2021-08-05 | 24 | 0 | 2021-08-05 | 24 | 37.09 | 0.67 | 37.76 | 0
2021-08-06 | 1 | 0 | 2021-08-06 | 1 | 37.12 | 0.63 | 37.75 | 0
2021-08-06 | 2 | 0 | 2021-08-06 | 2 | 30.9 | 0.46 | 31.36 | 0
2021-08-06 | 3 | 0 | 2021-08-06 | 3 | 31.16 | 0.46 | 31.62 | 0
2021-08-06 | 4 | 0 | 2021-08-06 | 4 | 29.73 | 0.46 | 30.19 | 0
2021-08-06 | 5 | 5 | 2021-08-06 | 5 | 30.41 | 0.46 | 30.87 | 6.8432e-07
2021-08-06 | 6 | 0 | 2021-08-06 | 6 | 30.28 | 0.53 | 30.81 | 0
2021-08-06 | 7 | 6260 | 2021-08-06 | 7 | 30.73 | 0.61 | 31.34 | 0.00086982
2021-08-06 | 8 | 28300 | 2021-08-06 | 8 | 31.4 | 1.09 | 32.49 | 0.0040765
2021-08-06 | 9 | 62775 | 2021-08-06 | 9 | 33.08 | 0.95 | 34.03 | 0.0094712
2021-08-06 | 10 | 93460 | 2021-08-06 | 10 | 32.43 | 0.86 | 33.29 | 0.013794
2021-08-06 | 11 | 114540 | 2021-08-06 | 11 | 33.02 | 0.84 | 33.86 | 0.017195
2021-08-06 | 12 | 123080 | 2021-08-06 | 12 | 33.73 | 0.83 | 34.56 | 0.018859
2021-08-06 | 13 | 120480 | 2021-08-06 | 13 | 33.09 | 0.73 | 33.82 | 0.018065
2021-08-06 | 14 | 129985 | 2021-08-06 | 14 | 35.86 | 0.73 | 36.59 | 0.021087
2021-08-06 | 15 | 115665 | 2021-08-06 | 15 | 40.97 | 0.81 | 41.78 | 0.021425
2021-08-06 | 16 | 103360 | 2021-08-06 | 16 | 42.22 | 0.79 | 43.01 | 0.01971
2021-08-06 | 17 | 76525 | 2021-08-06 | 17 | 63.5 | 0.89 | 64.39 | 0.021846
2021-08-06 | 18 | 44755 | 2021-08-06 | 18 | 93.17 | 1.44 | 94.61 | 0.018773
2021-08-06 | 19 | 15565 | 2021-08-06 | 19 | 64.53 | 1.03 | 65.56 | 0.0045242
2021-08-06 | 20 | 2675 | 2021-08-06 | 20 | 54.69 | 0.84 | 55.53 | 0.00065858
2021-08-06 | 21 | 0 | 2021-08-06 | 21 | 44.05 | 0.87 | 44.92 | 0
2021-08-06 | 22 | 0 | 2021-08-06 | 22 | 42.04 | 0.94 | 42.98 | 0
2021-08-06 | 23 | 0 | 2021-08-06 | 23 | 31.7 | 0.92 | 32.62 | 0
2021-08-06 | 24 | 0 | 2021-08-06 | 24 | 30.15 | 0.53 | 30.68 | 0
2021-08-07 | 1 | 0 | 2021-08-07 | 1 | 31.62 | 0.32 | 31.94 | 0
2021-08-07 | 2 | 0 | 2021-08-07 | 2 | 31.61 | 0.31 | 31.92 | 0
2021-08-07 | 3 | 0 | 2021-08-07 | 3 | 31.33 | 0.32 | 31.65 | 0
2021-08-07 | 4 | 0 | 2021-08-07 | 4 | 29.84 | 0.29 | 30.13 | 0
2021-08-07 | 5 | 0 | 2021-08-07 | 5 | 31.05 | 0.29 | 31.34 | 0
2021-08-07 | 6 | 0 | 2021-08-07 | 6 | 29.42 | 0.29 | 29.71 | 0
2021-08-07 | 7 | 8430 | 2021-08-07 | 7 | 29.46 | 0.33 | 29.79 | 0.0011134
2021-08-07 | 8 | 24530 | 2021-08-07 | 8 | 30.74 | 0.33 | 31.07 | 0.003379
2021-08-07 | 9 | 41395 | 2021-08-07 | 9 | 31.86 | 0.37 | 32.23 | 0.0059151
2021-08-07 | 10 | 60980 | 2021-08-07 | 10 | 32.09 | 0.3 | 32.39 | 0.008757
2021-08-07 | 11 | 84695 | 2021-08-07 | 11 | 32.82 | 0.28 | 33.1 | 0.012429
2021-08-07 | 12 | 102060 | 2021-08-07 | 12 | 38.64 | 0.29 | 38.93 | 0.017615
2021-08-07 | 13 | 95025 | 2021-08-07 | 13 | 45.36 | 0.46 | 45.82 | 0.019304
2021-08-07 | 14 | 86045 | 2021-08-07 | 14 | 52.28 | 0.37 | 52.65 | 0.020085
2021-08-07 | 15 | 104485 | 2021-08-07 | 15 | 52.94 | 0.36 | 53.3 | 0.024691
2021-08-07 | 16 | 80850 | 2021-08-07 | 16 | 52.68 | 0.46 | 53.14 | 0.019048
2021-08-07 | 17 | 67900 | 2021-08-07 | 17 | 44.79 | 0.44 | 45.23 | 0.013616
2021-08-07 | 18 | 32990 | 2021-08-07 | 18 | 46.19 | 0.36 | 46.55 | 0.0068086
2021-08-07 | 19 | 15200 | 2021-08-07 | 19 | 50.95 | 0.44 | 51.39 | 0.0034632
2021-08-07 | 20 | 2600 | 2021-08-07 | 20 | 42.7 | 0.36 | 43.06 | 0.00049637
2021-08-07 | 21 | 0 | 2021-08-07 | 21 | 44.5 | 0.36 | 44.86 | 0
2021-08-07 | 22 | 0 | 2021-08-07 | 22 | 41.16 | 0.45 | 41.61 | 0
2021-08-07 | 23 | 0 | 2021-08-07 | 23 | 36.02 | 0.39 | 36.41 | 0
2021-08-07 | 24 | 0 | 2021-08-07 | 24 | 34.88 | 0.38 | 35.26 | 0
2021-08-08 | 1 | 0 | 2021-08-08 | 1 | 34.48 | 0.58 | 35.06 | 0
2021-08-08 | 2 | 0 | 2021-08-08 | 2 | 33.09 | 0.51 | 33.6 | 0
2021-08-08 | 3 | 0 | 2021-08-08 | 3 | 31.64 | 0.5 | 32.14 | 0
2021-08-08 | 4 | 0 | 2021-08-08 | 4 | 31.5 | 0.48 | 31.98 | 0
2021-08-08 | 5 | 0 | 2021-08-08 | 5 | 31.26 | 0.49 | 31.75 | 0
2021-08-08 | 6 | 5 | 2021-08-08 | 6 | 30.33 | 0.49 | 30.82 | 6.8321e-07
2021-08-08 | 7 | 3705 | 2021-08-08 | 7 | 30.7 | 0.52 | 31.22 | 0.00051283
2021-08-08 | 8 | 14685 | 2021-08-08 | 8 | 30.7 | 0.55 | 31.25 | 0.0020346
2021-08-08 | 9 | 28795 | 2021-08-08 | 9 | 30.48 | 0.55 | 31.03 | 0.0039614
2021-08-08 | 10 | 65520 | 2021-08-08 | 10 | 31.82 | 0.5 | 32.32 | 0.0093886
2021-08-08 | 11 | 101260 | 2021-08-08 | 11 | 33.55 | 0.5 | 34.05 | 0.015287
2021-08-08 | 12 | 117230 | 2021-08-08 | 12 | 34.11 | 0.49 | 34.6 | 0.017983
2021-08-08 | 13 | 93650 | 2021-08-08 | 13 | 36.05 | 0.51 | 36.56 | 0.01518
2021-08-08 | 14 | 118155 | 2021-08-08 | 14 | 34.09 | 0.49 | 34.58 | 0.018115
2021-08-08 | 15 | 119225 | 2021-08-08 | 15 | 33.67 | 0.5 | 34.17 | 0.018062
2021-08-08 | 16 | 102085 | 2021-08-08 | 16 | 34.12 | 0.49 | 34.61 | 0.015665
2021-08-08 | 17 | 69315 | 2021-08-08 | 17 | 33.9 | 0.5 | 34.4 | 0.010572
2021-08-08 | 18 | 29605 | 2021-08-08 | 18 | 37.4 | 0.52 | 37.92 | 0.0049772
2021-08-08 | 19 | 12425 | 2021-08-08 | 19 | 37.86 | 0.53 | 38.39 | 0.0021148
2021-08-08 | 20 | 1565 | 2021-08-08 | 20 | 35.21 | 0.51 | 35.72 | 0.00024785
2021-08-08 | 21 | 0 | 2021-08-08 | 21 | 40.41 | 0.57 | 40.98 | 0
2021-08-08 | 22 | 0 | 2021-08-08 | 22 | 33.93 | 0.54 | 34.47 | 0
2021-08-08 | 23 | 0 | 2021-08-08 | 23 | 32.37 | 0.56 | 32.93 | 0
2021-08-08 | 24 | 0 | 2021-08-08 | 24 | 31.49 | 0.57 | 32.06 | 0
2021-08-09 | 1 | 0 | 2021-08-09 | 1 | 30.83 | 0.62 | 31.45 | 0
2021-08-09 | 2 | 0 | 2021-08-09 | 2 | 29.39 | 0.59 | 29.98 | 0
2021-08-09 | 3 | 0 | 2021-08-09 | 3 | 28.48 | 0.68 | 29.16 | 0
2021-08-09 | 4 | 0 | 2021-08-09 | 4 | 28.41 | 0.6 | 29.01 | 0
2021-08-09 | 5 | 5 | 2021-08-09 | 5 | 28.67 | 0.6 | 29.27 | 6.4885e-07
2021-08-09 | 6 | 0 | 2021-08-09 | 6 | 30.06 | 0.72 | 30.78 | 0
2021-08-09 | 7 | 6835 | 2021-08-09 | 7 | 34.03 | 0.7 | 34.73 | 0.0010524
2021-08-09 | 8 | 27185 | 2021-08-09 | 8 | 39.98 | 1.17 | 41.15 | 0.0049597
2021-08-09 | 9 | 53935 | 2021-08-09 | 9 | 40.52 | 1.07 | 41.59 | 0.0099452
2021-08-09 | 10 | 86445 | 2021-08-09 | 10 | 49.56 | 1.28 | 50.84 | 0.019485
2021-08-09 | 11 | 111990 | 2021-08-09 | 11 | 42.82 | 1 | 43.82 | 0.021757
2021-08-09 | 12 | 78110 | 2021-08-09 | 12 | 40.14 | 0.97 | 41.11 | 0.014237
2021-08-09 | 13 | 72110 | 2021-08-09 | 13 | 40.16 | 0.97 | 41.13 | 0.013149
2021-08-09 | 14 | 95950 | 2021-08-09 | 14 | 45.48 | 0.98 | 46.46 | 0.019764
2021-08-09 | 15 | 60730 | 2021-08-09 | 15 | 46.21 | 0.99 | 47.2 | 0.012709
2021-08-09 | 16 | 44350 | 2021-08-09 | 16 | 40.17 | 0.97 | 41.14 | 0.0080893
2021-08-09 | 17 | 40560 | 2021-08-09 | 17 | 38.29 | 0.92 | 39.21 | 0.007051
2021-08-09 | 18 | 15880 | 2021-08-09 | 18 | 35.58 | 0.93 | 36.51 | 0.0025705
2021-08-09 | 19 | 3460 | 2021-08-09 | 19 | 38.36 | 0.97 | 39.33 | 0.00060333
2021-08-09 | 20 | 520 | 2021-08-09 | 20 | 36.36 | 0.98 | 37.34 | 8.6086e-05
2021-08-09 | 21 | 0 | 2021-08-09 | 21 | 37.47 | 0.99 | 38.46 | 0
2021-08-09 | 22 | 0 | 2021-08-09 | 22 | 36.08 | 1 | 37.08 | 0
2021-08-09 | 23 | 0 | 2021-08-09 | 23 | 33.41 | 1.07 | 34.48 | 0
2021-08-09 | 24 | 0 | 2021-08-09 | 24 | 32.98 | 0.64 | 33.62 | 0
2021-08-10 | 1 | 0 | 2021-08-10 | 1 | 32 | 0.32 | 32.32 | 0
2021-08-10 | 2 | 0 | 2021-08-10 | 2 | 30.91 | 0.3 | 31.21 | 0
2021-08-10 | 3 | 0 | 2021-08-10 | 3 | 31.04 | 0.32 | 31.36 | 0
2021-08-10 | 4 | 0 | 2021-08-10 | 4 | 30.3 | 0.3 | 30.6 | 0
2021-08-10 | 5 | 0 | 2021-08-10 | 5 | 30.44 | 0.3 | 30.74 | 0
2021-08-10 | 6 | 0 | 2021-08-10 | 6 | 31.08 | 0.39 | 31.47 | 0
2021-08-10 | 7 | 1585 | 2021-08-10 | 7 | 31.93 | 0.38 | 32.31 | 0.00022705
2021-08-10 | 8 | 7505 | 2021-08-10 | 8 | 32.51 | 0.84 | 33.35 | 0.0011097
2021-08-10 | 9 | 15885 | 2021-08-10 | 9 | 34.23 | 0.77 | 35 | 0.002465
2021-08-10 | 10 | 18320 | 2021-08-10 | 10 | 34.5 | 0.69 | 35.19 | 0.0028582
2021-08-10 | 11 | 24865 | 2021-08-10 | 11 | 33.67 | 0.68 | 34.35 | 0.0037868
2021-08-10 | 12 | 57035 | 2021-08-10 | 12 | 33.39 | 0.69 | 34.08 | 0.0086178
2021-08-10 | 13 | 52535 | 2021-08-10 | 13 | 33.16 | 0.65 | 33.81 | 0.007875
2021-08-10 | 14 | 110695 | 2021-08-10 | 14 | 33.86 | 0.64 | 34.5 | 0.016932
2021-08-10 | 15 | 66945 | 2021-08-10 | 15 | 37.27 | 0.64 | 37.91 | 0.011252
2021-08-10 | 16 | 82145 | 2021-08-10 | 16 | 40.01 | 0.65 | 40.66 | 0.014808
2021-08-10 | 17 | 59770 | 2021-08-10 | 17 | 40.7 | 0.65 | 41.35 | 0.010958
2021-08-10 | 18 | 30850 | 2021-08-10 | 18 | 37.34 | 0.63 | 37.97 | 0.0051934
2021-08-10 | 19 | 13850 | 2021-08-10 | 19 | 41.42 | 0.69 | 42.11 | 0.0025858
2021-08-10 | 20 | 1605 | 2021-08-10 | 20 | 39.96 | 0.69 | 40.65 | 0.00028926
2021-08-10 | 21 | 0 | 2021-08-10 | 21 | 37.56 | 0.73 | 38.29 | 0
2021-08-10 | 22 | 0 | 2021-08-10 | 22 | 38.64 | 0.75 | 39.39 | 0
2021-08-10 | 23 | 0 | 2021-08-10 | 23 | 35.87 | 0.76 | 36.63 | 0
2021-08-10 | 24 | 0 | 2021-08-10 | 24 | 33.51 | 0.34 | 33.85 | 0
2021-08-11 | 1 | 0 | 2021-08-11 | 1 | 35.23 | 1 | 36.23 | 0
2021-08-11 | 2 | 0 | 2021-08-11 | 2 | 33.86 | 0.93 | 34.79 | 0
2021-08-11 | 3 | 0 | 2021-08-11 | 3 | 35.06 | 0.92 | 35.98 | 0
2021-08-11 | 4 | 0 | 2021-08-11 | 4 | 34.31 | 0.91 | 35.22 | 0
2021-08-11 | 5 | 0 | 2021-08-11 | 5 | 34.22 | 0.91 | 35.13 | 0
2021-08-11 | 6 | 0 | 2021-08-11 | 6 | 34.62 | 0.97 | 35.59 | 0
2021-08-11 | 7 | 2600 | 2021-08-11 | 7 | 35.03 | 1.19 | 36.22 | 0.00041752
2021-08-11 | 8 | 14790 | 2021-08-11 | 8 | 36.55 | 1.41 | 37.96 | 0.0024891
2021-08-11 | 9 | 21950 | 2021-08-11 | 9 | 34.21 | 1.31 | 35.52 | 0.0034567
2021-08-11 | 10 | 58405 | 2021-08-11 | 10 | 37.42 | 1.28 | 38.7 | 0.010021
2021-08-11 | 11 | 93400 | 2021-08-11 | 11 | 41.19 | 1.28 | 42.47 | 0.017587
2021-08-11 | 12 | 108845 | 2021-08-11 | 12 | 49.48 | 1.25 | 50.73 | 0.024481
2021-08-11 | 13 | 85005 | 2021-08-11 | 13 | 92.08 | 1.75 | 93.83 | 0.035362
2021-08-11 | 14 | 94355 | 2021-08-11 | 14 | 100.77 | 2.7 | 103.47 | 0.043285
2021-08-11 | 15 | 115100 | 2021-08-11 | 15 | 111.99 | 3.15 | 115.14 | 0.058757
2021-08-11 | 16 | 92535 | 2021-08-11 | 16 | 108.15 | 2.29 | 110.44 | 0.045309
2021-08-11 | 17 | 66410 | 2021-08-11 | 17 | 127.6 | 2.57 | 130.17 | 0.038326
2021-08-11 | 18 | 33200 | 2021-08-11 | 18 | 295.7 | 7.89 | 303.59 | 0.044687
2021-08-11 | 19 | 12270 | 2021-08-11 | 19 | 194.39 | 3.91 | 198.3 | 0.010788
2021-08-11 | 20 | 1525 | 2021-08-11 | 20 | 162.82 | 2 | 164.82 | 0.0011144
2021-08-11 | 21 | 5 | 2021-08-11 | 21 | 158.75 | 2.31 | 161.06 | 3.5704e-06
2021-08-11 | 22 | 0 | 2021-08-11 | 22 | 95.67 | 1.61 | 97.28 | 0
2021-08-11 | 23 | 0 | 2021-08-11 | 23 | 67.6 | 1.78 | 69.38 | 0
2021-08-11 | 24 | 0 | 2021-08-11 | 24 | 46.42 | 1.17 | 47.59 | 0
2021-08-12 | 1 | 0 | 2021-08-12 | 1 | 47.25 | 0.82 | 48.07 | 0
2021-08-12 | 2 | 0 | 2021-08-12 | 2 | 46.64 | 0.79 | 47.43 | 0
2021-08-12 | 3 | 0 | 2021-08-12 | 3 | 43.39 | 0.78 | 44.17 | 0
2021-08-12 | 4 | 0 | 2021-08-12 | 4 | 38.68 | 0.77 | 39.45 | 0
2021-08-12 | 5 | 5 | 2021-08-12 | 5 | 39.3 | 0.77 | 40.07 | 8.8827e-07
2021-08-12 | 6 | 0 | 2021-08-12 | 6 | 39.82 | 0.82 | 40.64 | 0
2021-08-12 | 7 | 5185 | 2021-08-12 | 7 | 46.58 | 0.92 | 47.5 | 0.0010919
2021-08-12 | 8 | 23950 | 2021-08-12 | 8 | 52.14 | 1.32 | 53.46 | 0.0056766
2021-08-12 | 9 | 55760 | 2021-08-12 | 9 | 46.48 | 1.21 | 47.69 | 0.01179
2021-08-12 | 10 | 86360 | 2021-08-12 | 10 | 41.38 | 1.09 | 42.47 | 0.016261
2021-08-12 | 11 | 106630 | 2021-08-12 | 11 | 44 | 1.05 | 45.05 | 0.021298
2021-08-12 | 12 | 119655 | 2021-08-12 | 12 | 51.15 | 1 | 52.15 | 0.027666
2021-08-12 | 13 | 123990 | 2021-08-12 | 13 | 58.13 | 1.13 | 59.26 | 0.032576
2021-08-12 | 14 | 117010 | 2021-08-12 | 14 | 75.3 | 1.23 | 76.53 | 0.039702
2021-08-12 | 15 | 103425 | 2021-08-12 | 15 | 89.33 | 1.46 | 90.79 | 0.041631
2021-08-12 | 16 | 96270 | 2021-08-12 | 16 | 85.42 | 1.29 | 86.71 | 0.03701
2021-08-12 | 17 | 72190 | 2021-08-12 | 17 | 68.54 | 1.01 | 69.55 | 0.02226
2021-08-12 | 18 | 40665 | 2021-08-12 | 18 | 99.34 | 1.5 | 100.84 | 0.018181
2021-08-12 | 19 | 8670 | 2021-08-12 | 19 | 77.94 | 1.15 | 79.09 | 0.0030402
2021-08-12 | 20 | 5 | 2021-08-12 | 20 | 70.59 | 1.04 | 71.63 | 1.5879e-06
2021-08-12 | 21 | 0 | 2021-08-12 | 21 | 77.2 | 1.35 | 78.55 | 0
2021-08-12 | 22 | 0 | 2021-08-12 | 22 | 54.43 | 1.16 | 55.59 | 0
2021-08-12 | 23 | 0 | 2021-08-12 | 23 | 50.85 | 1.12 | 51.97 | 0
2021-08-12 | 24 | 0 | 2021-08-12 | 24 | 47.35 | 0.84 | 48.19 | 0
2021-08-13 | 1 | 0 | 2021-08-13 | 1 | 52.59 | 0.28 | 52.87 | 0
2021-08-13 | 2 | 0 | 2021-08-13 | 2 | 53.43 | 0.24 | 53.67 | 0
2021-08-13 | 3 | 0 | 2021-08-13 | 3 | 49.37 | 0.24 | 49.61 | 0
2021-08-13 | 4 | 0 | 2021-08-13 | 4 | 42.93 | 0.21 | 43.14 | 0
2021-08-13 | 5 | 0 | 2021-08-13 | 5 | 40.52 | 0.31 | 40.83 | 0
2021-08-13 | 6 | 0 | 2021-08-13 | 6 | 44.36 | 0.72 | 45.08 | 0
2021-08-13 | 7 | 5150 | 2021-08-13 | 7 | 51.43 | 1.5 | 52.93 | 0.0012085
2021-08-13 | 8 | 25855 | 2021-08-13 | 8 | 57.84 | 0.97 | 58.81 | 0.0067414
2021-08-13 | 9 | 60015 | 2021-08-13 | 9 | 57.47 | 0.66 | 58.13 | 0.015467
2021-08-13 | 10 | 80385 | 2021-08-13 | 10 | 56.31 | 0.55 | 56.86 | 0.020265
2021-08-13 | 11 | 71850 | 2021-08-13 | 11 | 54.62 | 0.56 | 55.18 | 0.017578
2021-08-13 | 12 | 122750 | 2021-08-13 | 12 | 59.46 | 0.51 | 59.97 | 0.032637
2021-08-13 | 13 | 125340 | 2021-08-13 | 13 | 81.69 | 0.54 | 82.23 | 0.045696
2021-08-13 | 14 | 125685 | 2021-08-13 | 14 | 74.42 | 0.51 | 74.93 | 0.041754
2021-08-13 | 15 | 117150 | 2021-08-13 | 15 | 85.36 | 0.62 | 85.98 | 0.044658
2021-08-13 | 16 | 100500 | 2021-08-13 | 16 | 71.97 | 0.52 | 72.49 | 0.0323
2021-08-13 | 17 | 75245 | 2021-08-13 | 17 | 74.59 | 0.51 | 75.1 | 0.025054
2021-08-13 | 18 | 42765 | 2021-08-13 | 18 | 89.75 | 0.75 | 90.5 | 0.017159
2021-08-13 | 19 | 11780 | 2021-08-13 | 19 | 105.18 | 1.25 | 106.43 | 0.0055586
2021-08-13 | 20 | 1010 | 2021-08-13 | 20 | 73.74 | 0.85 | 74.59 | 0.00033401
2021-08-13 | 21 | 0 | 2021-08-13 | 21 | 67.44 | 0.67 | 68.11 | 0
2021-08-13 | 22 | 0 | 2021-08-13 | 22 | 61.87 | 0.64 | 62.51 | 0
2021-08-13 | 23 | 0 | 2021-08-13 | 23 | 66.07 | 1.02 | 67.09 | 0
2021-08-13 | 24 | 0 | 2021-08-13 | 24 | 90.91 | 1.55 | 92.46 | 0
2021-08-14 | 1 | 0 | 2021-08-14 | 1 | 157.58 | 2.33 | 159.91 | 0
2021-08-14 | 2 | 0 | 2021-08-14 | 2 | 98.86 | 1.81 | 100.67 | 0
2021-08-14 | 3 | 0 | 2021-08-14 | 3 | 96.42 | 3.03 | 99.45 | 0
2021-08-14 | 4 | 0 | 2021-08-14 | 4 | 72.17 | 1.44 | 73.61 | 0
2021-08-14 | 5 | 0 | 2021-08-14 | 5 | 87.7 | 1.53 | 89.23 | 0
2021-08-14 | 6 | 5 | 2021-08-14 | 6 | 89.8 | 1.36 | 91.16 | 2.0208e-06
2021-08-14 | 7 | 5260 | 2021-08-14 | 7 | 97.41 | 1.35 | 98.76 | 0.0023031
2021-08-14 | 8 | 21700 | 2021-08-14 | 8 | 90.28 | 1.8 | 92.08 | 0.0088589
2021-08-14 | 9 | 58210 | 2021-08-14 | 9 | 99.21 | 1.55 | 100.76 | 0.026004
2021-08-14 | 10 | 87010 | 2021-08-14 | 10 | 103.98 | 2.01 | 105.99 | 0.040887
2021-08-14 | 11 | 110165 | 2021-08-14 | 11 | 91.83 | 1.4 | 93.23 | 0.045536
2021-08-14 | 12 | 101130 | 2021-08-14 | 12 | 82.17 | 1.23 | 83.4 | 0.037394
2021-08-14 | 13 | 108705 | 2021-08-14 | 13 | 66.19 | 1.72 | 67.91 | 0.032729
2021-08-14 | 14 | 109990 | 2021-08-14 | 14 | 64.17 | 1.76 | 65.93 | 0.032151
2021-08-14 | 15 | 110970 | 2021-08-14 | 15 | 52.99 | 1.26 | 54.25 | 0.026691
2021-08-14 | 16 | 88870 | 2021-08-14 | 16 | 68.79 | 1.4 | 70.19 | 0.027656
2021-08-14 | 17 | 65105 | 2021-08-14 | 17 | 69.51 | 1.34 | 70.85 | 0.020451
2021-08-14 | 18 | 34865 | 2021-08-14 | 18 | 78.05 | 3.07 | 81.12 | 0.012539
2021-08-14 | 19 | 12335 | 2021-08-14 | 19 | 87.7 | 5.29 | 92.99 | 0.0050855
2021-08-14 | 20 | 1540 | 2021-08-14 | 20 | 79.89 | 2.12 | 82.01 | 0.00055994
2021-08-14 | 21 | 0 | 2021-08-14 | 21 | 64.14 | 1.19 | 65.33 | 0
2021-08-14 | 22 | 0 | 2021-08-14 | 22 | 55.47 | 1.28 | 56.75 | 0
2021-08-14 | 23 | 0 | 2021-08-14 | 23 | 38.55 | 1.34 | 39.89 | 0
2021-08-14 | 24 | 0 | 2021-08-14 | 24 | 47.5 | 1.4 | 48.9 | 0
2021-08-15 | 1 | 0 | 2021-08-15 | 1 | 69.7 | 2.07 | 71.77 | 0
2021-08-15 | 2 | 0 | 2021-08-15 | 2 | 64.14 | 0.77 | 64.91 | 0
2021-08-15 | 3 | 0 | 2021-08-15 | 3 | 65.55 | 1.15 | 66.7 | 0
2021-08-15 | 4 | 0 | 2021-08-15 | 4 | 59.82 | 0.74 | 60.56 | 0
2021-08-15 | 5 | 0 | 2021-08-15 | 5 | 46.22 | 0.82 | 47.04 | 0
2021-08-15 | 6 | 5 | 2021-08-15 | 6 | 37.63 | 0.73 | 38.36 | 8.5036e-07
2021-08-15 | 7 | 4685 | 2021-08-15 | 7 | 34.31 | 0.71 | 35.02 | 0.00072741
2021-08-15 | 8 | 27690 | 2021-08-15 | 8 | 32.63 | 0.79 | 33.42 | 0.0041028
2021-08-15 | 9 | 64005 | 2021-08-15 | 9 | 33.25 | 0.64 | 33.89 | 0.009617
2021-08-15 | 10 | 97315 | 2021-08-15 | 10 | 32.62 | 0.6 | 33.22 | 0.014333
2021-08-15 | 11 | 121325 | 2021-08-15 | 11 | 28.67 | 0.58 | 29.25 | 0.015734
2021-08-15 | 12 | 135510 | 2021-08-15 | 12 | 29.36 | 0.59 | 29.95 | 0.017994
2021-08-15 | 13 | 135305 | 2021-08-15 | 13 | 30.2 | 0.58 | 30.78 | 0.018464
2021-08-15 | 14 | 138100 | 2021-08-15 | 14 | 30.38 | 0.58 | 30.96 | 0.018956
2021-08-15 | 15 | 129055 | 2021-08-15 | 15 | 30.72 | 0.59 | 31.31 | 0.017915
2021-08-15 | 16 | 108325 | 2021-08-15 | 16 | 30.63 | 0.58 | 31.21 | 0.014989
2021-08-15 | 17 | 73790 | 2021-08-15 | 17 | 35.05 | 0.59 | 35.64 | 0.01166
2021-08-15 | 18 | 41500 | 2021-08-15 | 18 | 48.86 | 0.86 | 49.72 | 0.0091482
2021-08-15 | 19 | 11880 | 2021-08-15 | 19 | 48.58 | 0.7 | 49.28 | 0.0025956
2021-08-15 | 20 | 1530 | 2021-08-15 | 20 | 42.53 | 0.95 | 43.48 | 0.00029494
2021-08-15 | 21 | 0 | 2021-08-15 | 21 | 45.61 | 1.53 | 47.14 | 0
2021-08-15 | 22 | 0 | 2021-08-15 | 22 | 38.45 | 0.81 | 39.26 | 0
2021-08-15 | 23 | 0 | 2021-08-15 | 23 | 39.59 | 1.55 | 41.14 | 0
2021-08-15 | 24 | 0 | 2021-08-15 | 24 | 38.61 | 2.04 | 40.65 | 0
2021-08-16 | 1 | 0 | 2021-08-16 | 1 | 44.55 | 1.25 | 45.8 | 0
2021-08-16 | 2 | 0 | 2021-08-16 | 2 | 35.61 | 0.58 | 36.19 | 0
2021-08-16 | 3 | 0 | 2021-08-16 | 3 | 36.12 | 0.58 | 36.7 | 0
2021-08-16 | 4 | 0 | 2021-08-16 | 4 | 35.81 | 0.6 | 36.41 | 0
2021-08-16 | 5 | 0 | 2021-08-16 | 5 | 36.4 | 0.64 | 37.04 | 0
2021-08-16 | 6 | 5 | 2021-08-16 | 6 | 40.6 | 0.82 | 41.42 | 9.1819e-07
2021-08-16 | 7 | 5295 | 2021-08-16 | 7 | 34.4 | 0.84 | 35.24 | 0.00082729
2021-08-16 | 8 | 27905 | 2021-08-16 | 8 | 32.2 | 1.17 | 33.37 | 0.0041285
2021-08-16 | 9 | 63130 | 2021-08-16 | 9 | 34.43 | 1.21 | 35.64 | 0.0099754
2021-08-16 | 10 | 95250 | 2021-08-16 | 10 | 31.94 | 1.04 | 32.98 | 0.013927
2021-08-16 | 11 | 118785 | 2021-08-16 | 11 | 31.07 | 1.02 | 32.09 | 0.0169
2021-08-16 | 12 | 132500 | 2021-08-16 | 12 | 31.87 | 0.99 | 32.86 | 0.019304
2021-08-16 | 13 | 133430 | 2021-08-16 | 13 | 32.3 | 0.97 | 33.27 | 0.019682
2021-08-16 | 14 | 126775 | 2021-08-16 | 14 | 33.34 | 0.97 | 34.31 | 0.019285
2021-08-16 | 15 | 112710 | 2021-08-16 | 15 | 40.58 | 1.03 | 41.61 | 0.020793
2021-08-16 | 16 | 92240 | 2021-08-16 | 16 | 48.7 | 1.12 | 49.82 | 0.020374
2021-08-16 | 17 | 67930 | 2021-08-16 | 17 | 62.15 | 1.35 | 63.5 | 0.019124
2021-08-16 | 18 | 35685 | 2021-08-16 | 18 | 54.57 | 1.18 | 55.75 | 0.0088203
2021-08-16 | 19 | 13560 | 2021-08-16 | 19 | 61.96 | 1.24 | 63.2 | 0.0037995
2021-08-16 | 20 | 2070 | 2021-08-16 | 20 | 48.95 | 1.28 | 50.23 | 0.00046099
2021-08-16 | 21 | 0 | 2021-08-16 | 21 | 47.78 | 1.24 | 49.02 | 0
2021-08-16 | 22 | 0 | 2021-08-16 | 22 | 37.28 | 1.06 | 38.34 | 0
2021-08-16 | 23 | 0 | 2021-08-16 | 23 | 34.05 | 1.13 | 35.18 | 0
2021-08-16 | 24 | 0 | 2021-08-16 | 24 | 33.58 | 0.75 | 34.33 | 0
2021-08-17 | 1 | 0 | 2021-08-17 | 1 | 33.9 | 0.48 | 34.38 | 0
2021-08-17 | 2 | 0 | 2021-08-17 | 2 | 31.65 | 0.44 | 32.09 | 0
2021-08-17 | 3 | 0 | 2021-08-17 | 3 | 31.27 | 0.43 | 31.7 | 0
2021-08-17 | 4 | 0 | 2021-08-17 | 4 | 30.76 | 0.44 | 31.2 | 0
2021-08-17 | 5 | 0 | 2021-08-17 | 5 | 31.61 | 0.44 | 32.05 | 0
2021-08-17 | 6 | 5 | 2021-08-17 | 6 | 33.56 | 0.5 | 34.06 | 7.5504e-07
2021-08-17 | 7 | 5355 | 2021-08-17 | 7 | 33.93 | 0.68 | 34.61 | 0.0008217
2021-08-17 | 8 | 27045 | 2021-08-17 | 8 | 34.26 | 1.07 | 35.33 | 0.0042363
2021-08-17 | 9 | 60460 | 2021-08-17 | 9 | 47.81 | 1.69 | 49.5 | 0.013269
2021-08-17 | 10 | 65155 | 2021-08-17 | 10 | 37.07 | 1.08 | 38.15 | 0.01102
2021-08-17 | 11 | 86140 | 2021-08-17 | 11 | 35.1 | 0.87 | 35.97 | 0.013737
2021-08-17 | 12 | 110075 | 2021-08-17 | 12 | 36.02 | 0.86 | 36.88 | 0.017998
2021-08-17 | 13 | 131890 | 2021-08-17 | 13 | 39.06 | 0.89 | 39.95 | 0.023361
2021-08-17 | 14 | 125350 | 2021-08-17 | 14 | 44.52 | 0.97 | 45.49 | 0.025281
2021-08-17 | 15 | 78240 | 2021-08-17 | 15 | 44.2 | 0.91 | 45.11 | 0.015648
2021-08-17 | 16 | 72565 | 2021-08-17 | 16 | 55.95 | 0.96 | 56.91 | 0.018309
2021-08-17 | 17 | 43950 | 2021-08-17 | 17 | 63.08 | 1.14 | 64.22 | 0.012514
2021-08-17 | 18 | 25040 | 2021-08-17 | 18 | 71.84 | 1.47 | 73.31 | 0.0081386
2021-08-17 | 19 | 10915 | 2021-08-17 | 19 | 63.78 | 1.24 | 65.02 | 0.0031465
2021-08-17 | 20 | 1025 | 2021-08-17 | 20 | 57.48 | 1.02 | 58.5 | 0.00026585
2021-08-17 | 21 | 0 | 2021-08-17 | 21 | 61.47 | 1.18 | 62.65 | 0
2021-08-17 | 22 | 0 | 2021-08-17 | 22 | 49.45 | 1.26 | 50.71 | 0
2021-08-17 | 23 | 0 | 2021-08-17 | 23 | 53.46 | 1.8 | 55.26 | 0
2021-08-17 | 24 | 0 | 2021-08-17 | 24 | 42.44 | 0.88 | 43.32 | 0
2021-08-18 | 1 | 0 | 2021-08-18 | 1 | 38.67 | 0.96 | 39.63 | 0
2021-08-18 | 2 | 0 | 2021-08-18 | 2 | 33.33 | 0.75 | 34.08 | 0
2021-08-18 | 3 | 0 | 2021-08-18 | 3 | 33.75 | 0.74 | 34.49 | 0
2021-08-18 | 4 | 0 | 2021-08-18 | 4 | 34.35 | 0.73 | 35.08 | 0
2021-08-18 | 5 | 5 | 2021-08-18 | 5 | 36.27 | 0.8 | 37.07 | 8.2176e-07
2021-08-18 | 6 | 0 | 2021-08-18 | 6 | 36.08 | 0.86 | 36.94 | 0
2021-08-18 | 7 | 2070 | 2021-08-18 | 7 | 36.79 | 1.07 | 37.86 | 0.00034746
2021-08-18 | 8 | 10680 | 2021-08-18 | 8 | 37.3 | 1.32 | 38.62 | 0.0018287
2021-08-18 | 9 | 32895 | 2021-08-18 | 9 | 45.15 | 1.24 | 46.39 | 0.0067656
2021-08-18 | 10 | 42550 | 2021-08-18 | 10 | 64.89 | 1.59 | 66.48 | 0.012541
2021-08-18 | 11 | 82225 | 2021-08-18 | 11 | 61.61 | 1.38 | 62.99 | 0.022963
2021-08-18 | 12 | 96555 | 2021-08-18 | 12 | 66.27 | 1.32 | 67.59 | 0.028934
2021-08-18 | 13 | 101545 | 2021-08-18 | 13 | 76.38 | 1.6 | 77.98 | 0.035107
2021-08-18 | 14 | 82580 | 2021-08-18 | 14 | 69.42 | 1.35 | 70.77 | 0.025911
2021-08-18 | 15 | 62100 | 2021-08-18 | 15 | 77.11 | 1.78 | 78.89 | 0.02172
2021-08-18 | 16 | 34050 | 2021-08-18 | 16 | 71.34 | 1.27 | 72.61 | 0.010961
2021-08-18 | 17 | 41125 | 2021-08-18 | 17 | 112.61 | 2.11 | 114.72 | 0.020917
2021-08-18 | 18 | 23655 | 2021-08-18 | 18 | 121.28 | 2.21 | 123.49 | 0.012951
2021-08-18 | 19 | 7140 | 2021-08-18 | 19 | 96.64 | 2.13 | 98.77 | 0.0031266
2021-08-18 | 20 | 505 | 2021-08-18 | 20 | 90.93 | 1.84 | 92.77 | 0.00020771
2021-08-18 | 21 | 0 | 2021-08-18 | 21 | 74.48 | 1.43 | 75.91 | 0
2021-08-18 | 22 | 0 | 2021-08-18 | 22 | 48.72 | 1.23 | 49.95 | 0
2021-08-18 | 23 | 0 | 2021-08-18 | 23 | 51.69 | 1.53 | 53.22 | 0
2021-08-18 | 24 | 0 | 2021-08-18 | 24 | 49.93 | 0.99 | 50.92 | 0
2021-08-19 | 1 | 0 | 2021-08-19 | 1 | 51.4 | 0.94 | 52.34 | 0
2021-08-19 | 2 | 0 | 2021-08-19 | 2 | 52.17 | 1.01 | 53.18 | 0
2021-08-19 | 3 | 0 | 2021-08-19 | 3 | 39.59 | 0.84 | 40.43 | 0
2021-08-19 | 4 | 0 | 2021-08-19 | 4 | 38.72 | 0.83 | 39.55 | 0
2021-08-19 | 5 | 0 | 2021-08-19 | 5 | 49.11 | 0.9 | 50.01 | 0
2021-08-19 | 6 | 5 | 2021-08-19 | 6 | 63.4 | 1.19 | 64.59 | 1.4318e-06
2021-08-19 | 7 | 4095 | 2021-08-19 | 7 | 74.42 | 1.79 | 76.21 | 0.0013836
2021-08-19 | 8 | 11850 | 2021-08-19 | 8 | 88.92 | 2.3 | 91.22 | 0.0047925
2021-08-19 | 9 | 24200 | 2021-08-19 | 9 | 77.78 | 1.82 | 79.6 | 0.0085405
2021-08-19 | 10 | 31680 | 2021-08-19 | 10 | 84.09 | 1.75 | 85.84 | 0.012057
2021-08-19 | 11 | 15220 | 2021-08-19 | 11 | 74.95 | 1.71 | 76.66 | 0.0051729
2021-08-19 | 12 | 16990 | 2021-08-19 | 12 | 64.59 | 1.42 | 66.01 | 0.0049723
2021-08-19 | 13 | 14630 | 2021-08-19 | 13 | 53.81 | 1.31 | 55.12 | 0.0035753
2021-08-19 | 14 | 20685 | 2021-08-19 | 14 | 73.51 | 1.34 | 74.85 | 0.0068644
2021-08-19 | 15 | 51165 | 2021-08-19 | 15 | 100.5 | 1.58 | 102.08 | 0.023156
2021-08-19 | 16 | 37690 | 2021-08-19 | 16 | 93.31 | 1.8 | 95.11 | 0.015893
2021-08-19 | 17 | 11785 | 2021-08-19 | 17 | 61.7 | 1.38 | 63.08 | 0.0032959
2021-08-19 | 18 | 5200 | 2021-08-19 | 18 | 78.79 | 1.69 | 80.48 | 0.0018554
2021-08-19 | 19 | 1010 | 2021-08-19 | 19 | 89.13 | 1.74 | 90.87 | 0.00040691
2021-08-19 | 20 | 0 | 2021-08-19 | 20 | 82.33 | 1.46 | 83.79 | 0
2021-08-19 | 21 | 0 | 2021-08-19 | 21 | 90.81 | 1.6 | 92.41 | 0
2021-08-19 | 22 | 0 | 2021-08-19 | 22 | 95.4 | 1.88 | 97.28 | 0
2021-08-19 | 23 | 0 | 2021-08-19 | 23 | 63.53 | 1.6 | 65.13 | 0
2021-08-19 | 24 | 0 | 2021-08-19 | 24 | 48.41 | 1.07 | 49.48 | 0
2021-08-20 | 1 | 0 | 2021-08-20 | 1 | 46.2 | 0.62 | 46.82 | 0
2021-08-20 | 2 | 0 | 2021-08-20 | 2 | 44.68 | 1.29 | 45.97 | 0
2021-08-20 | 3 | 0 | 2021-08-20 | 3 | 38.56 | 0.69 | 39.25 | 0
2021-08-20 | 4 | 0 | 2021-08-20 | 4 | 35.69 | 0.53 | 36.22 | 0
2021-08-20 | 5 | 0 | 2021-08-20 | 5 | 35.42 | 0.58 | 36 | 0
2021-08-20 | 6 | 0 | 2021-08-20 | 6 | 36.43 | 0.67 | 37.1 | 0
2021-08-20 | 7 | 4075 | 2021-08-20 | 7 | 48.5 | 0.78 | 49.28 | 0.00089033
2021-08-20 | 8 | 11690 | 2021-08-20 | 8 | 43.18 | 1.15 | 44.33 | 0.0022976
2021-08-20 | 9 | 21490 | 2021-08-20 | 9 | 50.22 | 1.04 | 51.26 | 0.0048839
2021-08-20 | 10 | 33235 | 2021-08-20 | 10 | 60.06 | 1.26 | 61.32 | 0.0090355
2021-08-20 | 11 | 78335 | 2021-08-20 | 11 | 69.03 | 1.28 | 70.31 | 0.024419
2021-08-20 | 12 | 64355 | 2021-08-20 | 12 | 63.12 | 1.19 | 64.31 | 0.018349
2021-08-20 | 13 | 69890 | 2021-08-20 | 13 | 54.77 | 1.34 | 56.11 | 0.017386
2021-08-20 | 14 | 94850 | 2021-08-20 | 14 | 59.78 | 1.12 | 60.9 | 0.02561
2021-08-20 | 15 | 114665 | 2021-08-20 | 15 | 64.95 | 1.07 | 66.02 | 0.033563
2021-08-20 | 16 | 66455 | 2021-08-20 | 16 | 72.21 | 1.29 | 73.5 | 0.021656
2021-08-20 | 17 | 59085 | 2021-08-20 | 17 | 73.62 | 1.22 | 74.84 | 0.019605
2021-08-20 | 18 | 33715 | 2021-08-20 | 18 | 91.42 | 1.6 | 93.02 | 0.013904
2021-08-20 | 19 | 13990 | 2021-08-20 | 19 | 89.66 | 1.25 | 90.91 | 0.0056388
2021-08-20 | 20 | 1560 | 2021-08-20 | 20 | 68.48 | 1.14 | 69.62 | 0.00048152
2021-08-20 | 21 | 0 | 2021-08-20 | 21 | 59.44 | 1.1 | 60.54 | 0
2021-08-20 | 22 | 0 | 2021-08-20 | 22 | 47.84 | 1 | 48.84 | 0
2021-08-20 | 23 | 0 | 2021-08-20 | 23 | 42.84 | 1.13 | 43.97 | 0
2021-08-20 | 24 | 0 | 2021-08-20 | 24 | 38.56 | 0.68 | 39.24 | 0
2021-08-21 | 1 | 0 | 2021-08-21 | 1 | 36.85 | 0.56 | 37.41 | 0
2021-08-21 | 2 | 0 | 2021-08-21 | 2 | 38.12 | 0.56 | 38.68 | 0
2021-08-21 | 3 | 0 | 2021-08-21 | 3 | 34.28 | 0.54 | 34.82 | 0
2021-08-21 | 4 | 0 | 2021-08-21 | 4 | 34.04 | 0.53 | 34.57 | 0
2021-08-21 | 5 | 0 | 2021-08-21 | 5 | 33.24 | 0.53 | 33.77 | 0
2021-08-21 | 6 | 0 | 2021-08-21 | 6 | 32.81 | 0.52 | 33.33 | 0
2021-08-21 | 7 | 3165 | 2021-08-21 | 7 | 32.85 | 0.56 | 33.41 | 0.00046882
2021-08-21 | 8 | 19805 | 2021-08-21 | 8 | 30.5 | 0.6 | 31.1 | 0.0027308
2021-08-21 | 9 | 58775 | 2021-08-21 | 9 | 30.42 | 0.55 | 30.97 | 0.0080703
2021-08-21 | 10 | 77485 | 2021-08-21 | 10 | 31.4 | 0.51 | 31.91 | 0.010962
2021-08-21 | 11 | 57545 | 2021-08-21 | 11 | 33.63 | 0.53 | 34.16 | 0.0087153
2021-08-21 | 12 | 110970 | 2021-08-21 | 12 | 37.66 | 0.53 | 38.19 | 0.018789
2021-08-21 | 13 | 92165 | 2021-08-21 | 13 | 40.57 | 0.55 | 41.12 | 0.016802
2021-08-21 | 14 | 112870 | 2021-08-21 | 14 | 42.01 | 0.53 | 42.54 | 0.021288
2021-08-21 | 15 | 120115 | 2021-08-21 | 15 | 47.23 | 0.56 | 47.79 | 0.02545
2021-08-21 | 16 | 86155 | 2021-08-21 | 16 | 51.79 | 0.6 | 52.39 | 0.020012
2021-08-21 | 17 | 29025 | 2021-08-21 | 17 | 60.85 | 0.83 | 61.68 | 0.0079373
2021-08-21 | 18 | 23820 | 2021-08-21 | 18 | 56.29 | 0.66 | 56.95 | 0.0060144
2021-08-21 | 19 | 4615 | 2021-08-21 | 19 | 57.53 | 0.77 | 58.3 | 0.0011929
2021-08-21 | 20 | 0 | 2021-08-21 | 20 | 50.79 | 0.67 | 51.46 | 0
2021-08-21 | 21 | 5 | 2021-08-21 | 21 | 48.83 | 0.63 | 49.46 | 1.0964e-06
2021-08-21 | 22 | 0 | 2021-08-21 | 22 | 45.29 | 0.57 | 45.86 | 0
2021-08-21 | 23 | 0 | 2021-08-21 | 23 | 39.31 | 0.66 | 39.97 | 0
2021-08-21 | 24 | 0 | 2021-08-21 | 24 | 31.94 | 0.61 | 32.55 | 0
2021-08-22 | 1 | 0 | 2021-08-22 | 1 | 35.72 | 0.3 | 36.02 | 0
2021-08-22 | 2 | 0 | 2021-08-22 | 2 | 32.97 | 0.2 | 33.17 | 0
2021-08-22 | 3 | 0 | 2021-08-22 | 3 | 33.42 | 0.18 | 33.6 | 0
2021-08-22 | 4 | 0 | 2021-08-22 | 4 | 33 | 0.16 | 33.16 | 0
2021-08-22 | 5 | 0 | 2021-08-22 | 5 | 35.62 | 0.17 | 35.79 | 0
2021-08-22 | 6 | 0 | 2021-08-22 | 6 | 38.31 | 0.17 | 38.48 | 0
2021-08-22 | 7 | 1040 | 2021-08-22 | 7 | 40.01 | 0.22 | 40.23 | 0.0001855
2021-08-22 | 8 | 9220 | 2021-08-22 | 8 | 42.58 | 0.37 | 42.95 | 0.0017557
2021-08-22 | 9 | 11210 | 2021-08-22 | 9 | 45.23 | 0.34 | 45.57 | 0.0022648
2021-08-22 | 10 | 26065 | 2021-08-22 | 10 | 47.93 | 0.4 | 48.33 | 0.0055851
2021-08-22 | 11 | 17415 | 2021-08-22 | 11 | 37.78 | 0.18 | 37.96 | 0.0029309
2021-08-22 | 12 | 9600 | 2021-08-22 | 12 | 43.5 | 0.3 | 43.8 | 0.0018642
2021-08-22 | 13 | 15890 | 2021-08-22 | 13 | 38.61 | 0.19 | 38.8 | 0.0027334
2021-08-22 | 14 | 23405 | 2021-08-22 | 14 | 40.7 | 0.2 | 40.9 | 0.0042441
2021-08-22 | 15 | 14825 | 2021-08-22 | 15 | 40.36 | 0.23 | 40.59 | 0.0026679
2021-08-22 | 16 | 15435 | 2021-08-22 | 16 | 37.19 | 0.19 | 37.38 | 0.002558
2021-08-22 | 17 | 9305 | 2021-08-22 | 17 | 36.84 | 0.17 | 37.01 | 0.0015268
2021-08-22 | 18 | 2685 | 2021-08-22 | 18 | 41.11 | 0.22 | 41.33 | 0.000492
2021-08-22 | 19 | 505 | 2021-08-22 | 19 | 40.62 | 0.33 | 40.95 | 9.1685e-05
2021-08-22 | 20 | 0 | 2021-08-22 | 20 | 40.12 | 0.31 | 40.43 | 0
2021-08-22 | 21 | 0 | 2021-08-22 | 21 | 35.48 | 0.24 | 35.72 | 0
2021-08-22 | 22 | 0 | 2021-08-22 | 22 | 31.95 | 0.19 | 32.14 | 0
2021-08-22 | 23 | 0 | 2021-08-22 | 23 | 32.12 | 0.25 | 32.37 | 0
2021-08-22 | 24 | 0 | 2021-08-22 | 24 | 30.66 | 0.25 | 30.91 | 0
2021-08-23 | 1 | 0 | 2021-08-23 | 1 | 30.17 | 0.29 | 30.46 | 0
2021-08-23 | 2 | 0 | 2021-08-23 | 2 | 29.08 | 0.29 | 29.37 | 0
2021-08-23 | 3 | 0 | 2021-08-23 | 3 | 28.17 | 0.3 | 28.47 | 0
2021-08-23 | 4 | 0 | 2021-08-23 | 4 | 27.77 | 0.3 | 28.07 | 0
2021-08-23 | 5 | 0 | 2021-08-23 | 5 | 29.05 | 0.3 | 29.35 | 0
2021-08-23 | 6 | 5 | 2021-08-23 | 6 | 29.27 | 0.34 | 29.61 | 6.5639e-07
2021-08-23 | 7 | 1730 | 2021-08-23 | 7 | 30.24 | 0.35 | 30.59 | 0.00023463
2021-08-23 | 8 | 12605 | 2021-08-23 | 8 | 30.68 | 0.78 | 31.46 | 0.0017582
2021-08-23 | 9 | 26030 | 2021-08-23 | 9 | 32.97 | 0.71 | 33.68 | 0.0038869
2021-08-23 | 10 | 28540 | 2021-08-23 | 10 | 36.43 | 0.67 | 37.1 | 0.0046944
2021-08-23 | 11 | 18640 | 2021-08-23 | 11 | 38.38 | 0.65 | 39.03 | 0.0032255
2021-08-23 | 12 | 16365 | 2021-08-23 | 12 | 40.65 | 0.65 | 41.3 | 0.0029965
2021-08-23 | 13 | 23410 | 2021-08-23 | 13 | 48.41 | 0.76 | 49.17 | 0.0051034
2021-08-23 | 14 | 29610 | 2021-08-23 | 14 | 55.02 | 0.92 | 55.94 | 0.0073437
2021-08-23 | 15 | 32020 | 2021-08-23 | 15 | 64.8 | 1.17 | 65.97 | 0.0093653
2021-08-23 | 16 | 25310 | 2021-08-23 | 16 | 59.63 | 0.9 | 60.53 | 0.0067923
2021-08-23 | 17 | 13095 | 2021-08-23 | 17 | 44.87 | 0.73 | 45.6 | 0.0026474
2021-08-23 | 18 | 4340 | 2021-08-23 | 18 | 44.44 | 1 | 45.44 | 0.00087434
2021-08-23 | 19 | 1005 | 2021-08-23 | 19 | 42.22 | 0.69 | 42.91 | 0.0001912
2021-08-23 | 20 | 5 | 2021-08-23 | 20 | 42.22 | 0.7 | 42.92 | 9.5145e-07
2021-08-23 | 21 | 0 | 2021-08-23 | 21 | 39.57 | 0.7 | 40.27 | 0
2021-08-23 | 22 | 0 | 2021-08-23 | 22 | 34.93 | 0.67 | 35.6 | 0
2021-08-23 | 23 | 0 | 2021-08-23 | 23 | 31.65 | 0.75 | 32.4 | 0
2021-08-23 | 24 | 0 | 2021-08-23 | 24 | 30.6 | 0.34 | 30.94 | 0
2021-08-24 | 1 | 0 | 2021-08-24 | 1 | 33.91 | 2.08 | 35.99 | 0
2021-08-24 | 2 | 0 | 2021-08-24 | 2 | 32.43 | 2.04 | 34.47 | 0
2021-08-24 | 3 | 0 | 2021-08-24 | 3 | 28.73 | 2.08 | 30.81 | 0
2021-08-24 | 4 | 0 | 2021-08-24 | 4 | 27.65 | 2.07 | 29.72 | 0
2021-08-24 | 5 | 5 | 2021-08-24 | 5 | 27.83 | 2.06 | 29.89 | 6.626e-07
2021-08-24 | 6 | 0 | 2021-08-24 | 6 | 29.95 | 2.12 | 32.07 | 0
2021-08-24 | 7 | 2190 | 2021-08-24 | 7 | 34.08 | 3.28 | 37.36 | 0.00036275
2021-08-24 | 8 | 16455 | 2021-08-24 | 8 | 33.04 | 3.19 | 36.23 | 0.0026431
2021-08-24 | 9 | 44635 | 2021-08-24 | 9 | 35.08 | 2.62 | 37.7 | 0.0074606
2021-08-24 | 10 | 78190 | 2021-08-24 | 10 | 33.53 | 2.43 | 35.96 | 0.012466
2021-08-24 | 11 | 110800 | 2021-08-24 | 11 | 35.14 | 2.39 | 37.53 | 0.018436
2021-08-24 | 12 | 116850 | 2021-08-24 | 12 | 40.15 | 2.42 | 42.57 | 0.022054
2021-08-24 | 13 | 97460 | 2021-08-24 | 13 | 50.03 | 2.4 | 52.43 | 0.022655
2021-08-24 | 14 | 128035 | 2021-08-24 | 14 | 89.04 | 2.61 | 91.65 | 0.052025
2021-08-24 | 15 | 118145 | 2021-08-24 | 15 | 117.16 | 4.04 | 121.2 | 0.063485
2021-08-24 | 16 | 94575 | 2021-08-24 | 16 | 110.68 | 7.26 | 117.94 | 0.049453
2021-08-24 | 17 | 66325 | 2021-08-24 | 17 | 162.2 | 9.72 | 171.92 | 0.050554
2021-08-24 | 18 | 35510 | 2021-08-24 | 18 | 283.8 | 16.52 | 300.32 | 0.047281
2021-08-24 | 19 | 8260 | 2021-08-24 | 19 | 304.74 | 25.35 | 330.09 | 0.012088
2021-08-24 | 20 | 505 | 2021-08-24 | 20 | 179.31 | 8.33 | 187.64 | 0.00042012
2021-08-24 | 21 | 0 | 2021-08-24 | 21 | 96.95 | 3.45 | 100.4 | 0
2021-08-24 | 22 | 0 | 2021-08-24 | 22 | 49.36 | 2.52 | 51.88 | 0
2021-08-24 | 23 | 0 | 2021-08-24 | 23 | 41.88 | 2.51 | 44.39 | 0
2021-08-24 | 24 | 0 | 2021-08-24 | 24 | 39.98 | 2.16 | 42.14 | 0
2021-08-25 | 1 | 0 | 2021-08-25 | 1 | 47.56 | 4 | 51.56 | 0
2021-08-25 | 2 | 0 | 2021-08-25 | 2 | 39.32 | 3.9 | 43.22 | 0
2021-08-25 | 3 | 0 | 2021-08-25 | 3 | 34.92 | 3.89 | 38.81 | 0
2021-08-25 | 4 | 0 | 2021-08-25 | 4 | 33.72 | 3.87 | 37.59 | 0
2021-08-25 | 5 | 0 | 2021-08-25 | 5 | 33.85 | 3.88 | 37.73 | 0
2021-08-25 | 6 | 0 | 2021-08-25 | 6 | 37.69 | 3.97 | 41.66 | 0
2021-08-25 | 7 | 4730 | 2021-08-25 | 7 | 41.31 | 3.99 | 45.3 | 0.00094998
2021-08-25 | 8 | 19175 | 2021-08-25 | 8 | 61.93 | 4.74 | 66.67 | 0.0056679
2021-08-25 | 9 | 43575 | 2021-08-25 | 9 | 38.78 | 4.28 | 43.06 | 0.0083189
2021-08-25 | 10 | 75905 | 2021-08-25 | 10 | 41.68 | 4.22 | 45.9 | 0.015447
2021-08-25 | 11 | 96235 | 2021-08-25 | 11 | 42.99 | 4.18 | 47.17 | 0.020126
2021-08-25 | 12 | 118465 | 2021-08-25 | 12 | 57.65 | 4.64 | 62.29 | 0.032716
2021-08-25 | 13 | 129970 | 2021-08-25 | 13 | 63.79 | 4.5 | 68.29 | 0.039351
2021-08-25 | 14 | 124960 | 2021-08-25 | 14 | 95.42 | 4.74 | 100.16 | 0.055491
2021-08-25 | 15 | 115130 | 2021-08-25 | 15 | 131.57 | 5.5 | 137.07 | 0.069966
2021-08-25 | 16 | 94995 | 2021-08-25 | 16 | 158.29 | 5.51 | 163.8 | 0.068987
2021-08-25 | 17 | 64800 | 2021-08-25 | 17 | 217.41 | 5.04 | 222.45 | 0.063909
2021-08-25 | 18 | 34230 | 2021-08-25 | 18 | 383.19 | 27.96 | 411.15 | 0.062397
2021-08-25 | 19 | 8810 | 2021-08-25 | 19 | 306.61 | 27.14 | 333.75 | 0.013036
2021-08-25 | 20 | 0 | 2021-08-25 | 20 | 220.07 | 15.69 | 235.76 | 0
2021-08-25 | 21 | 5 | 2021-08-25 | 21 | 177.47 | 5.72 | 183.19 | 4.0609e-06
2021-08-25 | 22 | 0 | 2021-08-25 | 22 | 93.66 | 4.87 | 98.53 | 0
2021-08-25 | 23 | 0 | 2021-08-25 | 23 | 44.16 | 4.41 | 48.57 | 0
2021-08-25 | 24 | 0 | 2021-08-25 | 24 | 45.91 | 4.05 | 49.96 | 0
2021-08-26 | 1 | 0 | 2021-08-26 | 1 | 50.85 | 6.26 | 57.11 | 0
2021-08-26 | 2 | 0 | 2021-08-26 | 2 | 39.97 | 6.5 | 46.47 | 0
2021-08-26 | 3 | 0 | 2021-08-26 | 3 | 35.74 | 6.26 | 42 | 0
2021-08-26 | 4 | 0 | 2021-08-26 | 4 | 33.05 | 6.22 | 39.27 | 0
2021-08-26 | 5 | 0 | 2021-08-26 | 5 | 31.77 | 6.23 | 38 | 0
2021-08-26 | 6 | 5 | 2021-08-26 | 6 | 33.01 | 6.28 | 39.29 | 8.7098e-07
2021-08-26 | 7 | 3665 | 2021-08-26 | 7 | 37.6 | 6.82 | 44.42 | 0.00072178
2021-08-26 | 8 | 22790 | 2021-08-26 | 8 | 42.08 | 6.86 | 48.94 | 0.004945
2021-08-26 | 9 | 54320 | 2021-08-26 | 9 | 38.47 | 6.72 | 45.19 | 0.010883
2021-08-26 | 10 | 84535 | 2021-08-26 | 10 | 38.18 | 6.72 | 44.9 | 0.016828
2021-08-26 | 11 | 104570 | 2021-08-26 | 11 | 47.2 | 6.64 | 53.84 | 0.024961
2021-08-26 | 12 | 117680 | 2021-08-26 | 12 | 63.48 | 6.61 | 70.09 | 0.036569
2021-08-26 | 13 | 121925 | 2021-08-26 | 13 | 85.88 | 6.68 | 92.56 | 0.050035
2021-08-26 | 14 | 119690 | 2021-08-26 | 14 | 124.3 | 7.08 | 131.38 | 0.069718
2021-08-26 | 15 | 109660 | 2021-08-26 | 15 | 116.73 | 7.13 | 123.86 | 0.060219
2021-08-26 | 16 | 90995 | 2021-08-26 | 16 | 176.05 | 8.75 | 184.8 | 0.074555
2021-08-26 | 17 | 61280 | 2021-08-26 | 17 | 136.57 | 13.9 | 150.47 | 0.040881
2021-08-26 | 18 | 30295 | 2021-08-26 | 18 | 122.34 | 9.4 | 131.74 | 0.017695
2021-08-26 | 19 | 7120 | 2021-08-26 | 19 | 128.32 | 9.6 | 137.92 | 0.0043537
2021-08-26 | 20 | 505 | 2021-08-26 | 20 | 95.5 | 6.71 | 102.21 | 0.00022884
2021-08-26 | 21 | 0 | 2021-08-26 | 21 | 106.01 | 7.17 | 113.18 | 0
2021-08-26 | 22 | 0 | 2021-08-26 | 22 | 70.49 | 6.75 | 77.24 | 0
2021-08-26 | 23 | 0 | 2021-08-26 | 23 | 50.49 | 6.67 | 57.16 | 0
2021-08-26 | 24 | 0 | 2021-08-26 | 24 | 53.76 | 6.48 | 60.24 | 0
2021-08-27 | 1 | 0 | 2021-08-27 | 1 | 47.49 | 0.84 | 48.33 | 0
2021-08-27 | 2 | 0 | 2021-08-27 | 2 | 44.72 | 0.77 | 45.49 | 0
2021-08-27 | 3 | 0 | 2021-08-27 | 3 | 40.3 | 0.72 | 41.02 | 0
2021-08-27 | 4 | 0 | 2021-08-27 | 4 | 36.55 | 0.7 | 37.25 | 0
2021-08-27 | 5 | 5 | 2021-08-27 | 5 | 38.67 | 0.75 | 39.42 | 8.7386e-07
2021-08-27 | 6 | 0 | 2021-08-27 | 6 | 41.62 | 0.76 | 42.38 | 0
2021-08-27 | 7 | 3130 | 2021-08-27 | 7 | 47.18 | 0.84 | 48.02 | 0.00066638
2021-08-27 | 8 | 20845 | 2021-08-27 | 8 | 66.5 | 2.11 | 68.61 | 0.0063408
2021-08-27 | 9 | 53975 | 2021-08-27 | 9 | 69.06 | 1.68 | 70.74 | 0.016928
2021-08-27 | 10 | 83705 | 2021-08-27 | 10 | 78.7 | 1.2 | 79.9 | 0.029652
2021-08-27 | 11 | 106120 | 2021-08-27 | 11 | 50.74 | 1.06 | 51.8 | 0.024371
2021-08-27 | 12 | 119860 | 2021-08-27 | 12 | 57.22 | 1.2 | 58.42 | 0.031045
2021-08-27 | 13 | 124165 | 2021-08-27 | 13 | 81.79 | 1.43 | 83.22 | 0.045812
2021-08-27 | 14 | 122665 | 2021-08-27 | 14 | 118.11 | 1.87 | 119.98 | 0.065251
2021-08-27 | 15 | 115685 | 2021-08-27 | 15 | 125.18 | 3.59 | 128.77 | 0.066046
2021-08-27 | 16 | 80750 | 2021-08-27 | 16 | 107.22 | 4.05 | 111.27 | 0.039836
2021-08-27 | 17 | 67205 | 2021-08-27 | 17 | 106.61 | 1.65 | 108.26 | 0.032257
2021-08-27 | 18 | 34220 | 2021-08-27 | 18 | 80.93 | 1.29 | 82.22 | 0.012474
2021-08-27 | 19 | 8310 | 2021-08-27 | 19 | 72.99 | 1.14 | 74.13 | 0.0027312
2021-08-27 | 20 | 510 | 2021-08-27 | 20 | 63.04 | 1.18 | 64.22 | 0.00014521
2021-08-27 | 21 | 0 | 2021-08-27 | 21 | 56.29 | 1.38 | 57.67 | 0
2021-08-27 | 22 | 0 | 2021-08-27 | 22 | 45.35 | 1.16 | 46.51 | 0
2021-08-27 | 23 | 0 | 2021-08-27 | 23 | 42.46 | 1.6 | 44.06 | 0
2021-08-27 | 24 | 0 | 2021-08-27 | 24 | 37.82 | 0.95 | 38.77 | 0
2021-08-28 | 1 | 0 | 2021-08-28 | 1 | 39.31 | 0.33 | 39.64 | 0
2021-08-28 | 2 | 0 | 2021-08-28 | 2 | 42.36 | 0.24 | 42.6 | 0
2021-08-28 | 3 | 0 | 2021-08-28 | 3 | 41.59 | 0.48 | 42.07 | 0
2021-08-28 | 4 | 0 | 2021-08-28 | 4 | 40.58 | 0.23 | 40.81 | 0
2021-08-28 | 5 | 0 | 2021-08-28 | 5 | 37.05 | 0.18 | 37.23 | 0
2021-08-28 | 6 | 5 | 2021-08-28 | 6 | 36.32 | 0.23 | 36.55 | 8.1024e-07
2021-08-28 | 7 | 2555 | 2021-08-28 | 7 | 41.04 | 0.26 | 41.3 | 0.00046784
2021-08-28 | 8 | 12135 | 2021-08-28 | 8 | 37.96 | 0.23 | 38.19 | 0.0020547
2021-08-28 | 9 | 25870 | 2021-08-28 | 9 | 40.05 | 0.28 | 40.33 | 0.0046257
2021-08-28 | 10 | 53460 | 2021-08-28 | 10 | 37.77 | 0.27 | 38.04 | 0.0090162
2021-08-28 | 11 | 73055 | 2021-08-28 | 11 | 35.73 | 0.19 | 35.92 | 0.011634
2021-08-28 | 12 | 97470 | 2021-08-28 | 12 | 38.84 | 0.19 | 39.03 | 0.016866
2021-08-28 | 13 | 96390 | 2021-08-28 | 13 | 35.35 | 0.17 | 35.52 | 0.01518
2021-08-28 | 14 | 92680 | 2021-08-28 | 14 | 34.7 | 0.17 | 34.87 | 0.014328
2021-08-28 | 15 | 73225 | 2021-08-28 | 15 | 35.08 | 0.17 | 35.25 | 0.011444
2021-08-28 | 16 | 53520 | 2021-08-28 | 16 | 34.91 | 0.17 | 35.08 | 0.008324
2021-08-28 | 17 | 28260 | 2021-08-28 | 17 | 35.01 | 0.17 | 35.18 | 0.0044078
2021-08-28 | 18 | 12135 | 2021-08-28 | 18 | 37.5 | 0.21 | 37.71 | 0.0020289
2021-08-28 | 19 | 4565 | 2021-08-28 | 19 | 35.77 | 0.21 | 35.98 | 0.00072821
2021-08-28 | 20 | 0 | 2021-08-28 | 20 | 35.51 | 0.19 | 35.7 | 0
2021-08-28 | 21 | 0 | 2021-08-28 | 21 | 35.62 | 0.2 | 35.82 | 0
2021-08-28 | 22 | 0 | 2021-08-28 | 22 | 34.39 | 0.2 | 34.59 | 0
2021-08-28 | 23 | 0 | 2021-08-28 | 23 | 33.28 | 0.32 | 33.6 | 0
2021-08-28 | 24 | 0 | 2021-08-28 | 24 | 33.97 | 0.32 | 34.29 | 0
2021-08-29 | 1 | 0 | 2021-08-29 | 1 | 30.54 | 0.41 | 30.95 | 0
2021-08-29 | 2 | 0 | 2021-08-29 | 2 | 30.83 | 0.21 | 31.04 | 0
2021-08-29 | 3 | 0 | 2021-08-29 | 3 | 28.67 | 0.23 | 28.9 | 0
2021-08-29 | 4 | 0 | 2021-08-29 | 4 | 29.29 | 0.17 | 29.46 | 0
2021-08-29 | 5 | 0 | 2021-08-29 | 5 | 29.83 | 0.18 | 30.01 | 0
2021-08-29 | 6 | 0 | 2021-08-29 | 6 | 31.04 | 0.18 | 31.22 | 0
2021-08-29 | 7 | 525 | 2021-08-29 | 7 | 31.25 | 0.2 | 31.45 | 7.3204e-05
2021-08-29 | 8 | 5915 | 2021-08-29 | 8 | 31.04 | 0.67 | 31.71 | 0.00083158
2021-08-29 | 9 | 14460 | 2021-08-29 | 9 | 32.2 | 0.34 | 32.54 | 0.0020861
2021-08-29 | 10 | 34060 | 2021-08-29 | 10 | 34.25 | 0.17 | 34.42 | 0.0051977
2021-08-29 | 11 | 43045 | 2021-08-29 | 11 | 35.66 | 0.17 | 35.83 | 0.0068379
2021-08-29 | 12 | 41370 | 2021-08-29 | 12 | 36.09 | 0.17 | 36.26 | 0.0066507
2021-08-29 | 13 | 34290 | 2021-08-29 | 13 | 34.15 | 0.16 | 34.31 | 0.0052161
2021-08-29 | 14 | 34615 | 2021-08-29 | 14 | 32.81 | 0.15 | 32.96 | 0.0050583
2021-08-29 | 15 | 20560 | 2021-08-29 | 15 | 32.3 | 0.15 | 32.45 | 0.002958
2021-08-29 | 16 | 24265 | 2021-08-29 | 16 | 32.83 | 0.15 | 32.98 | 0.003548
2021-08-29 | 17 | 21085 | 2021-08-29 | 17 | 33.21 | 0.14 | 33.35 | 0.0031176
2021-08-29 | 18 | 11400 | 2021-08-29 | 18 | 34.53 | 0.17 | 34.7 | 0.0017538
2021-08-29 | 19 | 4270 | 2021-08-29 | 19 | 38.13 | 0.23 | 38.36 | 0.00072621
2021-08-29 | 20 | 0 | 2021-08-29 | 20 | 41.63 | 0.25 | 41.88 | 0
2021-08-29 | 21 | 0 | 2021-08-29 | 21 | 38.63 | 0.81 | 39.44 | 0
2021-08-29 | 22 | 0 | 2021-08-29 | 22 | 34.4 | 0.41 | 34.81 | 0
2021-08-29 | 23 | 0 | 2021-08-29 | 23 | 34.13 | 0.23 | 34.36 | 0
2021-08-29 | 24 | 0 | 2021-08-29 | 24 | 32.07 | 0.26 | 32.33 | 0
2021-08-30 | 1 | 0 | 2021-08-30 | 1 | 29.92 | 2.67 | 32.59 | 0
2021-08-30 | 2 | 0 | 2021-08-30 | 2 | 28.22 | 2.65 | 30.87 | 0
2021-08-30 | 3 | 0 | 2021-08-30 | 3 | 27.43 | 2.66 | 30.09 | 0
2021-08-30 | 4 | 0 | 2021-08-30 | 4 | 28.18 | 2.69 | 30.87 | 0
2021-08-30 | 5 | 0 | 2021-08-30 | 5 | 28.2 | 2.73 | 30.93 | 0
2021-08-30 | 6 | 5 | 2021-08-30 | 6 | 30.61 | 2.72 | 33.33 | 7.3886e-07
2021-08-30 | 7 | 1020 | 2021-08-30 | 7 | 34.97 | 3.55 | 38.52 | 0.0001742
2021-08-30 | 8 | 13295 | 2021-08-30 | 8 | 35.16 | 4.2 | 39.36 | 0.0023201
2021-08-30 | 9 | 44535 | 2021-08-30 | 9 | 37.11 | 3.1 | 40.21 | 0.0079394
2021-08-30 | 10 | 62100 | 2021-08-30 | 10 | 40.6 | 3.04 | 43.64 | 0.012015
2021-08-30 | 11 | 39605 | 2021-08-30 | 11 | 47.38 | 3.08 | 50.46 | 0.0088604
2021-08-30 | 12 | 31095 | 2021-08-30 | 12 | 48.63 | 3.07 | 51.7 | 0.0071275
2021-08-30 | 13 | 69360 | 2021-08-30 | 13 | 50.78 | 3.02 | 53.8 | 0.016544
2021-08-30 | 14 | 34960 | 2021-08-30 | 14 | 45.16 | 3.03 | 48.19 | 0.0074694
2021-08-30 | 15 | 49885 | 2021-08-30 | 15 | 42.96 | 2.99 | 45.95 | 0.010163
2021-08-30 | 16 | 56570 | 2021-08-30 | 16 | 46.04 | 3.01 | 49.05 | 0.012302
2021-08-30 | 17 | 69555 | 2021-08-30 | 17 | 94.92 | 3.53 | 98.45 | 0.03036
2021-08-30 | 18 | 31345 | 2021-08-30 | 18 | 215.65 | 9.66 | 225.31 | 0.031311
2021-08-30 | 19 | 6965 | 2021-08-30 | 19 | 89.99 | 3.3 | 93.29 | 0.0028808
2021-08-30 | 20 | 505 | 2021-08-30 | 20 | 80.9 | 3.3 | 84.2 | 0.00018852
2021-08-30 | 21 | 0 | 2021-08-30 | 21 | 71.52 | 3.39 | 74.91 | 0
2021-08-30 | 22 | 0 | 2021-08-30 | 22 | 50.64 | 3.1 | 53.74 | 0
2021-08-30 | 23 | 0 | 2021-08-30 | 23 | 44.31 | 3.21 | 47.52 | 0
2021-08-30 | 24 | 0 | 2021-08-30 | 24 | 35.05 | 2.73 | 37.78 | 0
2021-08-31 | 1 | 0 | 2021-08-31 | 1 | 35.39 | 0.82 | 36.21 | 0
2021-08-31 | 2 | 0 | 2021-08-31 | 2 | 34.22 | 0.34 | 34.56 | 0
2021-08-31 | 3 | 0 | 2021-08-31 | 3 | 32.63 | 0.3 | 32.93 | 0
2021-08-31 | 4 | 0 | 2021-08-31 | 4 | 32.74 | 0.57 | 33.31 | 0
2021-08-31 | 5 | 5 | 2021-08-31 | 5 | 34.73 | 0.31 | 35.04 | 7.7676e-07
2021-08-31 | 6 | 0 | 2021-08-31 | 6 | 37.56 | 0.35 | 37.91 | 0
2021-08-31 | 7 | 2640 | 2021-08-31 | 7 | 39.34 | 0.46 | 39.8 | 0.00046585
2021-08-31 | 8 | 13745 | 2021-08-31 | 8 | 42.13 | 1.04 | 43.17 | 0.0026308
2021-08-31 | 9 | 31140 | 2021-08-31 | 9 | 40.38 | 1.07 | 41.45 | 0.0057227
2021-08-31 | 10 | 67325 | 2021-08-31 | 10 | 39.02 | 0.76 | 39.78 | 0.011874
2021-08-31 | 11 | 92780 | 2021-08-31 | 11 | 51.13 | 1.5 | 52.63 | 0.021649
2021-08-31 | 12 | 78585 | 2021-08-31 | 12 | 38.91 | 0.73 | 39.64 | 0.013811
2021-08-31 | 13 | 59120 | 2021-08-31 | 13 | 35.54 | 0.63 | 36.17 | 0.0094806
2021-08-31 | 14 | 90045 | 2021-08-31 | 14 | 41.27 | 0.9 | 42.17 | 0.016835
2021-08-31 | 15 | 123790 | 2021-08-31 | 15 | 37.31 | 0.69 | 38 | 0.020856
2021-08-31 | 16 | 101045 | 2021-08-31 | 16 | 37.09 | 0.64 | 37.73 | 0.016903
2021-08-31 | 17 | 63700 | 2021-08-31 | 17 | 36.33 | 0.63 | 36.96 | 0.010438
2021-08-31 | 18 | 34580 | 2021-08-31 | 18 | 38.92 | 0.64 | 39.56 | 0.0060651
2021-08-31 | 19 | 9420 | 2021-08-31 | 19 | 41.08 | 0.67 | 41.75 | 0.0017437
2021-08-31 | 20 | 10 | 2021-08-31 | 20 | 40.39 | 0.68 | 41.07 | 1.8209e-06
2021-08-31 | 21 | 0 | 2021-08-31 | 21 | 38.76 | 0.69 | 39.45 | 0
2021-08-31 | 22 | 0 | 2021-08-31 | 22 | 34.04 | 0.72 | 34.76 | 0
2021-08-31 | 23 | 0 | 2021-08-31 | 23 | 32.1 | 0.78 | 32.88 | 0
2021-08-31 | 24 | 0 | 2021-08-31 | 24 | 31.74 | 0.36 | 32.1 | 0
2021-09-01 | 1 | 0 | 2021-09-01 | 1 | 36.31 | 0.46 | 36.77 | 0
2021-09-01 | 2 | 0 | 2021-09-01 | 2 | 34.36 | 0.38 | 34.74 | 0
2021-09-01 | 3 | 0 | 2021-09-01 | 3 | 34.92 | 0.38 | 35.3 | 0
2021-09-01 | 4 | 0 | 2021-09-01 | 4 | 32.59 | 0.37 | 32.96 | 0
2021-09-01 | 5 | 0 | 2021-09-01 | 5 | 34.63 | 0.34 | 34.97 | 0
2021-09-01 | 6 | 0 | 2021-09-01 | 6 | 34.46 | 0.37 | 34.83 | 0
2021-09-01 | 7 | 3185 | 2021-09-01 | 7 | 36.98 | 0.4 | 37.38 | 0.00052784
2021-09-01 | 8 | 23570 | 2021-09-01 | 8 | 35.19 | 0.87 | 36.06 | 0.0037683
2021-09-01 | 9 | 44080 | 2021-09-01 | 9 | 37.31 | 0.83 | 38.14 | 0.0074538
2021-09-01 | 10 | 60280 | 2021-09-01 | 10 | 46.27 | 0.96 | 47.23 | 0.012623
2021-09-01 | 11 | 80730 | 2021-09-01 | 11 | 37.07 | 0.81 | 37.88 | 0.013558
2021-09-01 | 12 | 59435 | 2021-09-01 | 12 | 35.32 | 0.79 | 36.11 | 0.0095153
2021-09-01 | 13 | 45550 | 2021-09-01 | 13 | 33.82 | 0.76 | 34.58 | 0.0069834
2021-09-01 | 14 | 39155 | 2021-09-01 | 14 | 34.27 | 0.76 | 35.03 | 0.0060811
2021-09-01 | 15 | 36450 | 2021-09-01 | 15 | 32.01 | 0.77 | 32.78 | 0.0052974
2021-09-01 | 16 | 23680 | 2021-09-01 | 16 | 33.31 | 0.78 | 34.09 | 0.003579
2021-09-01 | 17 | 11470 | 2021-09-01 | 17 | 34.49 | 0.78 | 35.27 | 0.0017936
2021-09-01 | 18 | 5890 | 2021-09-01 | 18 | 34.73 | 0.78 | 35.51 | 0.0009273
2021-09-01 | 19 | 1020 | 2021-09-01 | 19 | 35.38 | 0.78 | 36.16 | 0.00016352
2021-09-01 | 20 | 0 | 2021-09-01 | 20 | 35.09 | 0.79 | 35.88 | 0
2021-09-01 | 21 | 0 | 2021-09-01 | 21 | 34.56 | 0.82 | 35.38 | 0
2021-09-01 | 22 | 0 | 2021-09-01 | 22 | 31.81 | 0.88 | 32.69 | 0
2021-09-01 | 23 | 0 | 2021-09-01 | 23 | 30.54 | 0.97 | 31.51 | 0
2021-09-01 | 24 | 0 | 2021-09-01 | 24 | 30.01 | 0.44 | 30.45 | 0
2021-09-02 | 1 | 0 | 2021-09-02 | 1 | 29.43 | 0.4 | 29.83 | 0
2021-09-02 | 2 | 0 | 2021-09-02 | 2 | 30.28 | 0.38 | 30.66 | 0
2021-09-02 | 3 | 0 | 2021-09-02 | 3 | 30.31 | 0.38 | 30.69 | 0
2021-09-02 | 4 | 0 | 2021-09-02 | 4 | 30.03 | 0.39 | 30.42 | 0
2021-09-02 | 5 | 0 | 2021-09-02 | 5 | 30.09 | 0.37 | 30.46 | 0
2021-09-02 | 6 | 5 | 2021-09-02 | 6 | 30.55 | 0.33 | 30.88 | 6.8455e-07
2021-09-02 | 7 | 0 | 2021-09-02 | 7 | 32.59 | 0.34 | 32.93 | 0
2021-09-02 | 8 | 5885 | 2021-09-02 | 8 | 35.91 | 0.91 | 36.82 | 0.00096069
2021-09-02 | 9 | 18950 | 2021-09-02 | 9 | 33.74 | 0.87 | 34.61 | 0.0029078
2021-09-02 | 10 | 34340 | 2021-09-02 | 10 | 30.84 | 0.87 | 31.71 | 0.0048278
2021-09-02 | 11 | 41715 | 2021-09-02 | 11 | 30.75 | 0.88 | 31.63 | 0.0058499
2021-09-02 | 12 | 71840 | 2021-09-02 | 12 | 30.62 | 0.87 | 31.49 | 0.01003
2021-09-02 | 13 | 66855 | 2021-09-02 | 13 | 31.36 | 0.85 | 32.21 | 0.0095473
2021-09-02 | 14 | 80015 | 2021-09-02 | 14 | 31.58 | 0.84 | 32.42 | 0.011501
2021-09-02 | 15 | 68555 | 2021-09-02 | 15 | 31.65 | 0.83 | 32.48 | 0.0098721
2021-09-02 | 16 | 85715 | 2021-09-02 | 16 | 31.88 | 0.83 | 32.71 | 0.012431
2021-09-02 | 17 | 43450 | 2021-09-02 | 17 | 44.56 | 0.97 | 45.53 | 0.0087709
2021-09-02 | 18 | 32870 | 2021-09-02 | 18 | 55.91 | 1.13 | 57.04 | 0.0083125
2021-09-02 | 19 | 6920 | 2021-09-02 | 19 | 47.86 | 0.92 | 48.78 | 0.0014966
2021-09-02 | 20 | 5 | 2021-09-02 | 20 | 45.23 | 1.05 | 46.28 | 1.0259e-06
2021-09-02 | 21 | 0 | 2021-09-02 | 21 | 52.11 | 2.47 | 54.58 | 0
2021-09-02 | 22 | 0 | 2021-09-02 | 22 | 32.43 | 1.11 | 33.54 | 0
2021-09-02 | 23 | 0 | 2021-09-02 | 23 | 42.69 | 1.49 | 44.18 | 0
2021-09-02 | 24 | 0 | 2021-09-02 | 24 | 39.95 | 0.74 | 40.69 | 0
2021-09-03 | 1 | 0 | 2021-09-03 | 1 | 33.93 | 0.58 | 34.51 | 0
2021-09-03 | 2 | 0 | 2021-09-03 | 2 | 33.95 | 0.35 | 34.3 | 0
2021-09-03 | 3 | 0 | 2021-09-03 | 3 | 29.84 | 0.38 | 30.22 | 0
2021-09-03 | 4 | 0 | 2021-09-03 | 4 | 29.74 | 0.38 | 30.12 | 0
2021-09-03 | 5 | 0 | 2021-09-03 | 5 | 30.11 | 0.34 | 30.45 | 0
2021-09-03 | 6 | 0 | 2021-09-03 | 6 | 30.52 | 0.35 | 30.87 | 0
2021-09-03 | 7 | 3575 | 2021-09-03 | 7 | 35.33 | 0.49 | 35.82 | 0.00056775
2021-09-03 | 8 | 13570 | 2021-09-03 | 8 | 48.87 | 1.28 | 50.15 | 0.0030172
2021-09-03 | 9 | 51710 | 2021-09-03 | 9 | 37.89 | 1.06 | 38.95 | 0.0089297
2021-09-03 | 10 | 91855 | 2021-09-03 | 10 | 33.48 | 0.89 | 34.37 | 0.013997
2021-09-03 | 11 | 107715 | 2021-09-03 | 11 | 32.34 | 0.87 | 33.21 | 0.01586
2021-09-03 | 12 | 115250 | 2021-09-03 | 12 | 37.2 | 1.15 | 38.35 | 0.019596
2021-09-03 | 13 | 94225 | 2021-09-03 | 13 | 40.88 | 1.27 | 42.15 | 0.017608
2021-09-03 | 14 | 64145 | 2021-09-03 | 14 | 37.37 | 1 | 38.37 | 0.010912
2021-09-03 | 15 | 66770 | 2021-09-03 | 15 | 33.64 | 0.88 | 34.52 | 0.010219
2021-09-03 | 16 | 72335 | 2021-09-03 | 16 | 43.41 | 1.3 | 44.71 | 0.014339
2021-09-03 | 17 | 67010 | 2021-09-03 | 17 | 44.51 | 0.9 | 45.41 | 0.013491
2021-09-03 | 18 | 34010 | 2021-09-03 | 18 | 48.82 | 0.99 | 49.81 | 0.0075107
2021-09-03 | 19 | 5295 | 2021-09-03 | 19 | 60.85 | 1.58 | 62.43 | 0.0014656
2021-09-03 | 20 | 0 | 2021-09-03 | 20 | 55.5 | 1.2 | 56.7 | 0
2021-09-03 | 21 | 0 | 2021-09-03 | 21 | 54.83 | 1.29 | 56.12 | 0
2021-09-03 | 22 | 0 | 2021-09-03 | 22 | 50.13 | 1.45 | 51.58 | 0
2021-09-03 | 23 | 0 | 2021-09-03 | 23 | 50.4 | 2.67 | 53.07 | 0
2021-09-03 | 24 | 0 | 2021-09-03 | 24 | 46.29 | 1.27 | 47.56 | 0
2021-09-04 | 1 | 0 | 2021-09-04 | 1 | 32.02 | 1.08 | 33.1 | 0
2021-09-04 | 2 | 0 | 2021-09-04 | 2 | 30.38 | 1.01 | 31.39 | 0
2021-09-04 | 3 | 0 | 2021-09-04 | 3 | 32.14 | 0.97 | 33.11 | 0
2021-09-04 | 4 | 0 | 2021-09-04 | 4 | 95.75 | 0.93 | 96.68 | 0
2021-09-04 | 5 | 0 | 2021-09-04 | 5 | 30.49 | 0.95 | 31.44 | 0
2021-09-04 | 6 | 5 | 2021-09-04 | 6 | 28.28 | 0.97 | 29.25 | 6.4841e-07
2021-09-04 | 7 | 2070 | 2021-09-04 | 7 | 28.71 | 1.1 | 29.81 | 0.00027358
2021-09-04 | 8 | 22085 | 2021-09-04 | 8 | 30.18 | 1.1 | 31.28 | 0.0030628
2021-09-04 | 9 | 58730 | 2021-09-04 | 9 | 34.35 | 1.37 | 35.72 | 0.0093009
2021-09-04 | 10 | 92780 | 2021-09-04 | 10 | 32.53 | 1.2 | 33.73 | 0.013875
2021-09-04 | 11 | 116250 | 2021-09-04 | 11 | 26.85 | 1.06 | 27.91 | 0.014385
2021-09-04 | 12 | 132225 | 2021-09-04 | 12 | 27.76 | 1.02 | 28.78 | 0.016872
2021-09-04 | 13 | 138615 | 2021-09-04 | 13 | 29.48 | 1.01 | 30.49 | 0.018738
2021-09-04 | 14 | 134580 | 2021-09-04 | 14 | 28.35 | 1.02 | 29.37 | 0.017524
2021-09-04 | 15 | 123260 | 2021-09-04 | 15 | 28.95 | 1.02 | 29.97 | 0.016378
2021-09-04 | 16 | 100020 | 2021-09-04 | 16 | 31.38 | 1.09 | 32.47 | 0.014399
2021-09-04 | 17 | 65740 | 2021-09-04 | 17 | 56.67 | 1.62 | 58.29 | 0.016989
2021-09-04 | 18 | 31015 | 2021-09-04 | 18 | 71.19 | 1.59 | 72.78 | 0.010008
2021-09-04 | 19 | 6270 | 2021-09-04 | 19 | 66.76 | 1.64 | 68.4 | 0.0019014
2021-09-04 | 20 | 0 | 2021-09-04 | 20 | 63.77 | 2.1 | 65.87 | 0
2021-09-04 | 21 | 0 | 2021-09-04 | 21 | 65.53 | 1.35 | 66.88 | 0
2021-09-04 | 22 | 0 | 2021-09-04 | 22 | 56.36 | 1.51 | 57.87 | 0
2021-09-04 | 23 | 0 | 2021-09-04 | 23 | 56.34 | 2.72 | 59.06 | 0
2021-09-04 | 24 | 0 | 2021-09-04 | 24 | 45.29 | 1.81 | 47.1 | 0
2021-09-05 | 1 | 0 | 2021-09-05 | 1 | 53.42 | 1.76 | 55.18 | 0
2021-09-05 | 2 | 0 | 2021-09-05 | 2 | 56.6 | 1.89 | 58.49 | 0
2021-09-05 | 3 | 0 | 2021-09-05 | 3 | 61.95 | 1.75 | 63.7 | 0
2021-09-05 | 4 | 0 | 2021-09-05 | 4 | 47.63 | 1.56 | 49.19 | 0
2021-09-05 | 5 | 0 | 2021-09-05 | 5 | 45.35 | 1.47 | 46.82 | 0
2021-09-05 | 6 | 0 | 2021-09-05 | 6 | 50.59 | 1.53 | 52.12 | 0
2021-09-05 | 7 | 505 | 2021-09-05 | 7 | 162.44 | 4.29 | 166.73 | 0.0003733
2021-09-05 | 8 | 6545 | 2021-09-05 | 8 | 56.19 | 1.87 | 58.06 | 0.0016848
2021-09-05 | 9 | 15345 | 2021-09-05 | 9 | 53.1 | 1.77 | 54.87 | 0.003733
2021-09-05 | 10 | 17800 | 2021-09-05 | 10 | 55.97 | 1.67 | 57.64 | 0.0045488
2021-09-05 | 11 | 27105 | 2021-09-05 | 11 | 49.81 | 1.56 | 51.37 | 0.0061732
2021-09-05 | 12 | 45355 | 2021-09-05 | 12 | 49.25 | 1.46 | 50.71 | 0.010197
2021-09-05 | 13 | 38290 | 2021-09-05 | 13 | 49.62 | 1.45 | 51.07 | 0.0086697
2021-09-05 | 14 | 40470 | 2021-09-05 | 14 | 40.31 | 1.38 | 41.69 | 0.0074803
2021-09-05 | 15 | 32345 | 2021-09-05 | 15 | 33.56 | 1.29 | 34.85 | 0.0049976
2021-09-05 | 16 | 20095 | 2021-09-05 | 16 | 32.72 | 1.3 | 34.02 | 0.0030309
2021-09-05 | 17 | 6405 | 2021-09-05 | 17 | 34.01 | 1.27 | 35.28 | 0.0010018
2021-09-05 | 18 | 2675 | 2021-09-05 | 18 | 34.74 | 1.27 | 36.01 | 0.00042707
2021-09-05 | 19 | 505 | 2021-09-05 | 19 | 34.11 | 1.29 | 35.4 | 7.9259e-05
2021-09-05 | 20 | 0 | 2021-09-05 | 20 | 31.27 | 1.3 | 32.57 | 0
2021-09-05 | 21 | 0 | 2021-09-05 | 21 | 31.59 | 1.29 | 32.88 | 0
2021-09-05 | 22 | 0 | 2021-09-05 | 22 | 26.97 | 1.31 | 28.28 | 0
2021-09-05 | 23 | 0 | 2021-09-05 | 23 | 32.09 | 1.51 | 33.6 | 0
2021-09-05 | 24 | 0 | 2021-09-05 | 24 | 35.33 | 1.73 | 37.06 | 0
2021-09-06 | 1 | 0 | 2021-09-06 | 1 | 30.88 | 0.67 | 31.55 | 0
2021-09-06 | 2 | 0 | 2021-09-06 | 2 | 87.27 | 1.14 | 88.41 | 0
2021-09-06 | 3 | 0 | 2021-09-06 | 3 | 37.37 | 0.55 | 37.92 | 0
2021-09-06 | 4 | 0 | 2021-09-06 | 4 | 34.55 | 0.51 | 35.06 | 0
2021-09-06 | 5 | 0 | 2021-09-06 | 5 | 33.81 | 0.5 | 34.31 | 0
2021-09-06 | 6 | 0 | 2021-09-06 | 6 | 71.53 | 1.03 | 72.56 | 0
2021-09-06 | 7 | 1550 | 2021-09-06 | 7 | 59.55 | 1.43 | 60.98 | 0.00041906
2021-09-06 | 8 | 11230 | 2021-09-06 | 8 | 51.15 | 0.91 | 52.06 | 0.002592
2021-09-06 | 9 | 41570 | 2021-09-06 | 9 | 38.08 | 0.63 | 38.71 | 0.0071344
2021-09-06 | 10 | 88785 | 2021-09-06 | 10 | 39.02 | 0.58 | 39.6 | 0.015588
2021-09-06 | 11 | 112185 | 2021-09-06 | 11 | 35.05 | 0.55 | 35.6 | 0.017707
2021-09-06 | 12 | 127365 | 2021-09-06 | 12 | 34.01 | 0.56 | 34.57 | 0.019521
2021-09-06 | 13 | 131690 | 2021-09-06 | 13 | 35.17 | 0.55 | 35.72 | 0.020855
2021-09-06 | 14 | 111805 | 2021-09-06 | 14 | 35.12 | 0.54 | 35.66 | 0.017677
2021-09-06 | 15 | 106400 | 2021-09-06 | 15 | 33.54 | 0.55 | 34.09 | 0.016081
2021-09-06 | 16 | 47570 | 2021-09-06 | 16 | 35.94 | 0.53 | 36.47 | 0.0076917
2021-09-06 | 17 | 49125 | 2021-09-06 | 17 | 41.64 | 0.53 | 42.17 | 0.0091846
2021-09-06 | 18 | 33755 | 2021-09-06 | 18 | 56.1 | 0.68 | 56.78 | 0.0084974
2021-09-06 | 19 | 4545 | 2021-09-06 | 19 | 59.25 | 0.73 | 59.98 | 0.0012086
2021-09-06 | 20 | 0 | 2021-09-06 | 20 | 63.62 | 0.93 | 64.55 | 0
2021-09-06 | 21 | 0 | 2021-09-06 | 21 | 42.45 | 0.64 | 43.09 | 0
2021-09-06 | 22 | 0 | 2021-09-06 | 22 | 32.69 | 0.6 | 33.29 | 0
2021-09-06 | 23 | 0 | 2021-09-06 | 23 | 29.96 | 0.64 | 30.6 | 0
2021-09-06 | 24 | 0 | 2021-09-06 | 24 | 27.88 | 0.63 | 28.51 | 0
2021-09-07 | 1 | 0 | 2021-09-07 | 1 | 24.01 | 0.5 | 24.51 | 0
2021-09-07 | 2 | 0 | 2021-09-07 | 2 | 7.55 | 0.58 | 8.13 | 0
2021-09-07 | 3 | 0 | 2021-09-07 | 3 | 4.99 | 0.48 | 5.47 | 0
2021-09-07 | 4 | 0 | 2021-09-07 | 4 | 10.19 | 0.59 | 10.78 | 0
2021-09-07 | 5 | 0 | 2021-09-07 | 5 | 4.81 | 0.44 | 5.25 | 0
2021-09-07 | 6 | 0 | 2021-09-07 | 6 | 8.58 | 0.48 | 9.06 | 0
2021-09-07 | 7 | 2070 | 2021-09-07 | 7 | 38.37 | 1.17 | 39.54 | 0.00036288
2021-09-07 | 8 | 21600 | 2021-09-07 | 8 | 28.28 | 1.09 | 29.37 | 0.0028126
2021-09-07 | 9 | 58215 | 2021-09-07 | 9 | 27.3 | 1.11 | 28.41 | 0.0073326
2021-09-07 | 10 | 91335 | 2021-09-07 | 10 | 28.09 | 0.99 | 29.08 | 0.011776
2021-09-07 | 11 | 116405 | 2021-09-07 | 11 | 28.63 | 0.94 | 29.57 | 0.015261
2021-09-07 | 12 | 126040 | 2021-09-07 | 12 | 30.18 | 0.92 | 31.1 | 0.017379
2021-09-07 | 13 | 127530 | 2021-09-07 | 13 | 32.34 | 1.06 | 33.4 | 0.018885
2021-09-07 | 14 | 114895 | 2021-09-07 | 14 | 34.84 | 0.92 | 35.76 | 0.018216
2021-09-07 | 15 | 116105 | 2021-09-07 | 15 | 35.37 | 0.89 | 36.26 | 0.018665
2021-09-07 | 16 | 98240 | 2021-09-07 | 16 | 36.85 | 0.84 | 37.69 | 0.016416
2021-09-07 | 17 | 66935 | 2021-09-07 | 17 | 46.03 | 1.08 | 47.11 | 0.01398
2021-09-07 | 18 | 28075 | 2021-09-07 | 18 | 67.61 | 1.54 | 69.15 | 0.0086073
2021-09-07 | 19 | 4020 | 2021-09-07 | 19 | 69.36 | 2.33 | 71.69 | 0.0012777
2021-09-07 | 20 | 0 | 2021-09-07 | 20 | 57.08 | 1.83 | 58.91 | 0
2021-09-07 | 21 | 0 | 2021-09-07 | 21 | 54.46 | 1.45 | 55.91 | 0
2021-09-07 | 22 | 0 | 2021-09-07 | 22 | 38.11 | 1.69 | 39.8 | 0
2021-09-07 | 23 | 0 | 2021-09-07 | 23 | 32.63 | 1.11 | 33.74 | 0
2021-09-07 | 24 | 0 | 2021-09-07 | 24 | 30.81 | 0.52 | 31.33 | 0
2021-09-08 | 1 | 0 | 2021-09-08 | 1 | 34.85 | 0.2 | 35.05 | 0
2021-09-08 | 2 | 0 | 2021-09-08 | 2 | 33.47 | 0.19 | 33.66 | 0
2021-09-08 | 3 | 0 | 2021-09-08 | 3 | 30.7 | 0.18 | 30.88 | 0
2021-09-08 | 4 | 0 | 2021-09-08 | 4 | 28.14 | 0.19 | 28.33 | 0
2021-09-08 | 5 | 0 | 2021-09-08 | 5 | 29.31 | 0.19 | 29.5 | 0
2021-09-08 | 6 | 5 | 2021-09-08 | 6 | 33.46 | 0.5 | 33.96 | 7.5282e-07
2021-09-08 | 7 | 3070 | 2021-09-08 | 7 | 34.25 | 0.46 | 34.71 | 0.00047244
2021-09-08 | 8 | 18795 | 2021-09-08 | 8 | 34.8 | 0.83 | 35.63 | 0.002969
2021-09-08 | 9 | 22805 | 2021-09-08 | 9 | 33.86 | 0.68 | 34.54 | 0.0034923
2021-09-08 | 10 | 40115 | 2021-09-08 | 10 | 34.53 | 0.66 | 35.19 | 0.0062587
2021-09-08 | 11 | 93685 | 2021-09-08 | 11 | 35.43 | 0.67 | 36.1 | 0.014994
2021-09-08 | 12 | 124855 | 2021-09-08 | 12 | 34.23 | 0.64 | 34.87 | 0.019302
2021-09-08 | 13 | 130875 | 2021-09-08 | 13 | 34.21 | 0.64 | 34.85 | 0.020222
2021-09-08 | 14 | 103585 | 2021-09-08 | 14 | 35.54 | 0.62 | 36.16 | 0.016607
2021-09-08 | 15 | 86235 | 2021-09-08 | 15 | 47 | 0.76 | 47.76 | 0.01826
2021-09-08 | 16 | 90500 | 2021-09-08 | 16 | 43.67 | 0.65 | 44.32 | 0.017783
2021-09-08 | 17 | 57515 | 2021-09-08 | 17 | 54.27 | 0.8 | 55.07 | 0.014043
2021-09-08 | 18 | 26235 | 2021-09-08 | 18 | 48.22 | 0.67 | 48.89 | 0.0056866
2021-09-08 | 19 | 3110 | 2021-09-08 | 19 | 43.33 | 0.67 | 44 | 0.00060669
2021-09-08 | 20 | 0 | 2021-09-08 | 20 | 50.57 | 0.63 | 51.2 | 0
2021-09-08 | 21 | 0 | 2021-09-08 | 21 | 56.27 | 0.81 | 57.08 | 0
2021-09-08 | 22 | 0 | 2021-09-08 | 22 | 49.81 | 0.74 | 50.55 | 0
2021-09-08 | 23 | 0 | 2021-09-08 | 23 | 50.17 | 0.81 | 50.98 | 0
2021-09-08 | 24 | 0 | 2021-09-08 | 24 | 42.55 | 0.39 | 42.94 | 0
2021-09-09 | 1 | 0 | 2021-09-09 | 1 | 44.98 | 0.53 | 45.51 | 0
2021-09-09 | 2 | 0 | 2021-09-09 | 2 | 48.02 | 0.44 | 48.46 | 0
2021-09-09 | 3 | 0 | 2021-09-09 | 3 | 40.9 | 0.42 | 41.32 | 0
2021-09-09 | 4 | 0 | 2021-09-09 | 4 | 36.89 | 0.38 | 37.27 | 0
2021-09-09 | 5 | 0 | 2021-09-09 | 5 | 36.39 | 0.37 | 36.76 | 0
2021-09-09 | 6 | 5 | 2021-09-09 | 6 | 37.02 | 0.41 | 37.43 | 8.2974e-07
2021-09-09 | 7 | 45 | 2021-09-09 | 7 | 46.42 | 0.53 | 46.95 | 9.367e-06
2021-09-09 | 8 | 7710 | 2021-09-09 | 8 | 46.86 | 0.97 | 47.83 | 0.001635
2021-09-09 | 9 | 7955 | 2021-09-09 | 9 | 53.68 | 0.85 | 54.53 | 0.0019232
2021-09-09 | 10 | 13065 | 2021-09-09 | 10 | 55.64 | 0.99 | 56.63 | 0.0032803
2021-09-09 | 11 | 19735 | 2021-09-09 | 11 | 54.47 | 0.87 | 55.34 | 0.0048421
2021-09-09 | 12 | 25420 | 2021-09-09 | 12 | 52.01 | 0.86 | 52.87 | 0.0059585
2021-09-09 | 13 | 24455 | 2021-09-09 | 13 | 50.73 | 1.06 | 51.79 | 0.0056152
2021-09-09 | 14 | 23910 | 2021-09-09 | 14 | 60.86 | 1.04 | 61.9 | 0.0065618
2021-09-09 | 15 | 22615 | 2021-09-09 | 15 | 53.79 | 0.98 | 54.77 | 0.0054915
2021-09-09 | 16 | 10710 | 2021-09-09 | 16 | 45.99 | 0.83 | 46.82 | 0.0022232
2021-09-09 | 17 | 3630 | 2021-09-09 | 17 | 45.03 | 0.87 | 45.9 | 0.00073871
2021-09-09 | 18 | 1005 | 2021-09-09 | 18 | 53.46 | 0.93 | 54.39 | 0.00024235
2021-09-09 | 19 | 500 | 2021-09-09 | 19 | 52.21 | 0.86 | 53.07 | 0.00011765
2021-09-09 | 20 | 0 | 2021-09-09 | 20 | 58.32 | 1.29 | 59.61 | 0
2021-09-09 | 21 | 0 | 2021-09-09 | 21 | 49 | 0.92 | 49.92 | 0
2021-09-09 | 22 | 0 | 2021-09-09 | 22 | 48.33 | 1 | 49.33 | 0
2021-09-09 | 23 | 0 | 2021-09-09 | 23 | 52.99 | 1.65 | 54.64 | 0
2021-09-09 | 24 | 0 | 2021-09-09 | 24 | 49.05 | 1.22 | 50.27 | 0
2021-09-10 | 1 | 0 | 2021-09-10 | 1 | 42.5 | 0.88 | 43.38 | 0
2021-09-10 | 2 | 0 | 2021-09-10 | 2 | 41.4 | 0.8 | 42.2 | 0
2021-09-10 | 3 | 0 | 2021-09-10 | 3 | 37 | 0.55 | 37.55 | 0
2021-09-10 | 4 | 0 | 2021-09-10 | 4 | 35.88 | 0.53 | 36.41 | 0
2021-09-10 | 5 | 0 | 2021-09-10 | 5 | 36.1 | 0.53 | 36.63 | 0
2021-09-10 | 6 | 0 | 2021-09-10 | 6 | 41.24 | 0.8 | 42.04 | 0
2021-09-10 | 7 | 1035 | 2021-09-10 | 7 | 58.59 | 0.91 | 59.5 | 0.00027303
2021-09-10 | 8 | 16570 | 2021-09-10 | 8 | 70.11 | 1.41 | 71.52 | 0.0052542
2021-09-10 | 9 | 53565 | 2021-09-10 | 9 | 68.51 | 1.54 | 70.05 | 0.016636
2021-09-10 | 10 | 85830 | 2021-09-10 | 10 | 55.34 | 1.55 | 56.89 | 0.021649
2021-09-10 | 11 | 108115 | 2021-09-10 | 11 | 53.55 | 1.16 | 54.71 | 0.026225
2021-09-10 | 12 | 106970 | 2021-09-10 | 12 | 42.33 | 1.06 | 43.39 | 0.020578
2021-09-10 | 13 | 97535 | 2021-09-10 | 13 | 45.05 | 1.09 | 46.14 | 0.019952
2021-09-10 | 14 | 96205 | 2021-09-10 | 14 | 41.3 | 1.07 | 42.37 | 0.018072
2021-09-10 | 15 | 111520 | 2021-09-10 | 15 | 43.13 | 1.06 | 44.19 | 0.021849
2021-09-10 | 16 | 80290 | 2021-09-10 | 16 | 35.65 | 0.99 | 36.64 | 0.013043
2021-09-10 | 17 | 70425 | 2021-09-10 | 17 | 53.17 | 1.32 | 54.49 | 0.017014
2021-09-10 | 18 | 29365 | 2021-09-10 | 18 | 52.83 | 1.14 | 53.97 | 0.0070265
2021-09-10 | 19 | 3350 | 2021-09-10 | 19 | 44.98 | 1.19 | 46.17 | 0.00068574
2021-09-10 | 20 | 5 | 2021-09-10 | 20 | 43.07 | 1.11 | 44.18 | 9.7938e-07
2021-09-10 | 21 | 0 | 2021-09-10 | 21 | 42.56 | 1.47 | 44.03 | 0
2021-09-10 | 22 | 0 | 2021-09-10 | 22 | 33.73 | 1.19 | 34.92 | 0
2021-09-10 | 23 | 0 | 2021-09-10 | 23 | 33.34 | 1.15 | 34.49 | 0
2021-09-10 | 24 | 0 | 2021-09-10 | 24 | 31.68 | 0.64 | 32.32 | 0
2021-09-11 | 1 | 0 | 2021-09-11 | 1 | 31.27 | 0.28 | 31.55 | 0
2021-09-11 | 2 | 0 | 2021-09-11 | 2 | 31.23 | 0.27 | 31.5 | 0
2021-09-11 | 3 | 0 | 2021-09-11 | 3 | 32.56 | 0.28 | 32.84 | 0
2021-09-11 | 4 | 0 | 2021-09-11 | 4 | 30.55 | 0.28 | 30.83 | 0
2021-09-11 | 5 | 0 | 2021-09-11 | 5 | 29.7 | 0.28 | 29.98 | 0
2021-09-11 | 6 | 0 | 2021-09-11 | 6 | 30.15 | 0.26 | 30.41 | 0
2021-09-11 | 7 | 1565 | 2021-09-11 | 7 | 34.25 | 0.52 | 34.77 | 0.00024125
2021-09-11 | 8 | 21670 | 2021-09-11 | 8 | 33.39 | 0.38 | 33.77 | 0.0032445
2021-09-11 | 9 | 59230 | 2021-09-11 | 9 | 32.47 | 0.36 | 32.83 | 0.0086212
2021-09-11 | 10 | 92185 | 2021-09-11 | 10 | 30.79 | 0.43 | 31.22 | 0.01276
2021-09-11 | 11 | 116415 | 2021-09-11 | 11 | 30.37 | 0.31 | 30.68 | 0.015835
2021-09-11 | 12 | 130110 | 2021-09-11 | 12 | 24.67 | 0.31 | 24.98 | 0.01441
2021-09-11 | 13 | 134690 | 2021-09-11 | 13 | 17.28 | 0.47 | 17.75 | 0.0106
2021-09-11 | 14 | 119425 | 2021-09-11 | 14 | 30.61 | 0.33 | 30.94 | 0.016382
2021-09-11 | 15 | 89960 | 2021-09-11 | 15 | 31.08 | 0.3 | 31.38 | 0.012516
2021-09-11 | 16 | 89700 | 2021-09-11 | 16 | 31.47 | 0.29 | 31.76 | 0.012631
2021-09-11 | 17 | 51535 | 2021-09-11 | 17 | 32.65 | 0.27 | 32.92 | 0.0075217
2021-09-11 | 18 | 25305 | 2021-09-11 | 18 | 35.77 | 0.27 | 36.04 | 0.0040434
2021-09-11 | 19 | 4365 | 2021-09-11 | 19 | 40.01 | 0.28 | 40.29 | 0.00077972
2021-09-11 | 20 | 0 | 2021-09-11 | 20 | 35.66 | 0.28 | 35.94 | 0
2021-09-11 | 21 | 0 | 2021-09-11 | 21 | 33.49 | 0.27 | 33.76 | 0
2021-09-11 | 22 | 0 | 2021-09-11 | 22 | 32.24 | 0.31 | 32.55 | 0
2021-09-11 | 23 | 0 | 2021-09-11 | 23 | 31.21 | 0.36 | 31.57 | 0
2021-09-11 | 24 | 0 | 2021-09-11 | 24 | 31.24 | 0.33 | 31.57 | 0
2021-09-12 | 1 | 0 | 2021-09-12 | 1 | 29.95 | 0.29 | 30.24 | 0
2021-09-12 | 2 | 0 | 2021-09-12 | 2 | 30.32 | 0.28 | 30.6 | 0
2021-09-12 | 3 | 0 | 2021-09-12 | 3 | 30.31 | 0.28 | 30.59 | 0
2021-09-12 | 4 | 0 | 2021-09-12 | 4 | 29.67 | 0.32 | 29.99 | 0
2021-09-12 | 5 | 0 | 2021-09-12 | 5 | 29.31 | 0.34 | 29.65 | 0
2021-09-12 | 6 | 5 | 2021-09-12 | 6 | 30.48 | 0.29 | 30.77 | 6.8211e-07
2021-09-12 | 7 | 1020 | 2021-09-12 | 7 | 28.81 | 0.4 | 29.21 | 0.0001321
2021-09-12 | 8 | 14295 | 2021-09-12 | 8 | 28.6 | 0.44 | 29.04 | 0.0018405
2021-09-12 | 9 | 37335 | 2021-09-12 | 9 | 24.74 | 0.35 | 25.09 | 0.0041531
2021-09-12 | 10 | 73540 | 2021-09-12 | 10 | 29.95 | 0.28 | 30.23 | 0.0098564
2021-09-12 | 11 | 98485 | 2021-09-12 | 11 | 32.37 | 0.39 | 32.76 | 0.014304
2021-09-12 | 12 | 98115 | 2021-09-12 | 12 | 31.51 | 0.31 | 31.82 | 0.013842
2021-09-12 | 13 | 124725 | 2021-09-12 | 13 | 31.05 | 0.3 | 31.35 | 0.017336
2021-09-12 | 14 | 88420 | 2021-09-12 | 14 | 32.1 | 0.3 | 32.4 | 0.012701
2021-09-12 | 15 | 77865 | 2021-09-12 | 15 | 32.38 | 0.28 | 32.66 | 0.011275
2021-09-12 | 16 | 37840 | 2021-09-12 | 16 | 33.98 | 0.28 | 34.26 | 0.0057477
2021-09-12 | 17 | 46080 | 2021-09-12 | 17 | 39.46 | 0.28 | 39.74 | 0.0081189
2021-09-12 | 18 | 12085 | 2021-09-12 | 18 | 38.96 | 0.28 | 39.24 | 0.0021025
2021-09-12 | 19 | 4915 | 2021-09-12 | 19 | 42.63 | 0.28 | 42.91 | 0.00093505
2021-09-12 | 20 | 0 | 2021-09-12 | 20 | 52.74 | 0.62 | 53.36 | 0
2021-09-12 | 21 | 0 | 2021-09-12 | 21 | 58.74 | 0.49 | 59.23 | 0
2021-09-12 | 22 | 0 | 2021-09-12 | 22 | 54.33 | 0.55 | 54.88 | 0
2021-09-12 | 23 | 0 | 2021-09-12 | 23 | 51.71 | 0.97 | 52.68 | 0
2021-09-12 | 24 | 0 | 2021-09-12 | 24 | 42.31 | 0.67 | 42.98 | 0
2021-09-13 | 1 | 0 | 2021-09-13 | 1 | 37.4 | 0.5 | 37.9 | 0
2021-09-13 | 2 | 0 | 2021-09-13 | 2 | 42.16 | 0.51 | 42.67 | 0
2021-09-13 | 3 | 0 | 2021-09-13 | 3 | 42.28 | 0.49 | 42.77 | 0
2021-09-13 | 4 | 0 | 2021-09-13 | 4 | 44.46 | 0.47 | 44.93 | 0
2021-09-13 | 5 | 0 | 2021-09-13 | 5 | 47.62 | 0.54 | 48.16 | 0
2021-09-13 | 6 | 0 | 2021-09-13 | 6 | 45.02 | 0.56 | 45.58 | 0
2021-09-13 | 7 | 10 | 2021-09-13 | 7 | 62.22 | 1.62 | 63.84 | 2.8304e-06
2021-09-13 | 8 | 3745 | 2021-09-13 | 8 | 43.73 | 1.12 | 44.85 | 0.00074468
2021-09-13 | 9 | 27220 | 2021-09-13 | 9 | 38.93 | 0.93 | 39.86 | 0.0048104
2021-09-13 | 10 | 86395 | 2021-09-13 | 10 | 38.59 | 0.91 | 39.5 | 0.01513
2021-09-13 | 11 | 108945 | 2021-09-13 | 11 | 39.48 | 0.96 | 40.44 | 0.019533
2021-09-13 | 12 | 118475 | 2021-09-13 | 12 | 37.86 | 0.93 | 38.79 | 0.020375
2021-09-13 | 13 | 110725 | 2021-09-13 | 13 | 40.23 | 0.91 | 41.14 | 0.020196
2021-09-13 | 14 | 115405 | 2021-09-13 | 14 | 44 | 0.92 | 44.92 | 0.022984
2021-09-13 | 15 | 108725 | 2021-09-13 | 15 | 45.59 | 0.9 | 46.49 | 0.02241
2021-09-13 | 16 | 87860 | 2021-09-13 | 16 | 52.87 | 0.93 | 53.8 | 0.020957
2021-09-13 | 17 | 50615 | 2021-09-13 | 17 | 64.51 | 0.88 | 65.39 | 0.014674
2021-09-13 | 18 | 26320 | 2021-09-13 | 18 | 101.44 | 1.35 | 102.79 | 0.011995
2021-09-13 | 19 | 2755 | 2021-09-13 | 19 | 73.87 | 1.33 | 75.2 | 0.00091853
2021-09-13 | 20 | 0 | 2021-09-13 | 20 | 60.19 | 1.13 | 61.32 | 0
2021-09-13 | 21 | 0 | 2021-09-13 | 21 | 65 | 1.12 | 66.12 | 0
2021-09-13 | 22 | 0 | 2021-09-13 | 22 | 52.36 | 1.41 | 53.77 | 0
2021-09-13 | 23 | 0 | 2021-09-13 | 23 | 45.62 | 1.24 | 46.86 | 0
2021-09-13 | 24 | 0 | 2021-09-13 | 24 | 41.66 | 0.62 | 42.28 | 0
2021-09-14 | 1 | 0 | 2021-09-14 | 1 | 42.33 | 0.58 | 42.91 | 0
2021-09-14 | 2 | 0 | 2021-09-14 | 2 | 42.24 | 0.59 | 42.83 | 0
2021-09-14 | 3 | 0 | 2021-09-14 | 3 | 46.76 | 0.6 | 47.36 | 0
2021-09-14 | 4 | 0 | 2021-09-14 | 4 | 44.57 | 0.55 | 45.12 | 0
2021-09-14 | 5 | 0 | 2021-09-14 | 5 | 48.39 | 0.58 | 48.97 | 0
2021-09-14 | 6 | 5 | 2021-09-14 | 6 | 50.2 | 0.61 | 50.81 | 1.1264e-06
2021-09-14 | 7 | 1545 | 2021-09-14 | 7 | 57.42 | 1.06 | 58.48 | 0.00040058
2021-09-14 | 8 | 20135 | 2021-09-14 | 8 | 59.38 | 1.35 | 60.73 | 0.0054214
2021-09-14 | 9 | 30150 | 2021-09-14 | 9 | 47.4 | 1.11 | 48.51 | 0.0064845
2021-09-14 | 10 | 82590 | 2021-09-14 | 10 | 45.63 | 1.06 | 46.69 | 0.017096
2021-09-14 | 11 | 99585 | 2021-09-14 | 11 | 41.83 | 1.04 | 42.87 | 0.018928
2021-09-14 | 12 | 124225 | 2021-09-14 | 12 | 42.09 | 1.43 | 43.52 | 0.023969
2021-09-14 | 13 | 130385 | 2021-09-14 | 13 | 43.71 | 1.07 | 44.78 | 0.025886
2021-09-14 | 14 | 125710 | 2021-09-14 | 14 | 45.21 | 1.01 | 46.22 | 0.025761
2021-09-14 | 15 | 111875 | 2021-09-14 | 15 | 45.21 | 0.98 | 46.19 | 0.022911
2021-09-14 | 16 | 91060 | 2021-09-14 | 16 | 62.53 | 1.06 | 63.59 | 0.025673
2021-09-14 | 17 | 55870 | 2021-09-14 | 17 | 68.36 | 1.08 | 69.44 | 0.017201
2021-09-14 | 18 | 18355 | 2021-09-14 | 18 | 68.15 | 1.11 | 69.26 | 0.0056363
2021-09-14 | 19 | 1570 | 2021-09-14 | 19 | 76.39 | 1.26 | 77.65 | 0.0005405
2021-09-14 | 20 | 0 | 2021-09-14 | 20 | 78.25 | 1.37 | 79.62 | 0
2021-09-14 | 21 | 0 | 2021-09-14 | 21 | 71.22 | 1.2 | 72.42 | 0
2021-09-14 | 22 | 0 | 2021-09-14 | 22 | 49.56 | 1.23 | 50.79 | 0
2021-09-14 | 23 | 0 | 2021-09-14 | 23 | 59.73 | 1.62 | 61.35 | 0
2021-09-14 | 24 | 0 | 2021-09-14 | 24 | 80.5 | 1.47 | 81.97 | 0
2021-09-15 | 1 | 0 | 2021-09-15 | 1 | 106.28 | 1.3 | 107.58 | 0
2021-09-15 | 2 | 0 | 2021-09-15 | 2 | 83.44 | 1.01 | 84.45 | 0
2021-09-15 | 3 | 0 | 2021-09-15 | 3 | 64.94 | 0.92 | 65.86 | 0
2021-09-15 | 4 | 0 | 2021-09-15 | 4 | 50.97 | 0.84 | 51.81 | 0
2021-09-15 | 5 | 0 | 2021-09-15 | 5 | 49.96 | 0.77 | 50.73 | 0
2021-09-15 | 6 | 5 | 2021-09-15 | 6 | 88.92 | 1.34 | 90.26 | 2.0009e-06
2021-09-15 | 7 | 500 | 2021-09-15 | 7 | 55.18 | 1.09 | 56.27 | 0.00012474
2021-09-15 | 8 | 6745 | 2021-09-15 | 8 | 48.53 | 1.49 | 50.02 | 0.0014958
2021-09-15 | 9 | 18005 | 2021-09-15 | 9 | 49.66 | 1.25 | 50.91 | 0.004064
2021-09-15 | 10 | 35970 | 2021-09-15 | 10 | 64.97 | 1.32 | 66.29 | 0.010572
2021-09-15 | 11 | 45750 | 2021-09-15 | 11 | 56.86 | 1.38 | 58.24 | 0.011813
2021-09-15 | 12 | 58245 | 2021-09-15 | 12 | 50.86 | 1.4 | 52.26 | 0.013495
2021-09-15 | 13 | 85860 | 2021-09-15 | 13 | 49.11 | 1.18 | 50.29 | 0.019144
2021-09-15 | 14 | 90455 | 2021-09-15 | 14 | 58.29 | 1.2 | 59.49 | 0.023858
2021-09-15 | 15 | 69610 | 2021-09-15 | 15 | 83.6 | 1.27 | 84.87 | 0.026193
2021-09-15 | 16 | 75840 | 2021-09-15 | 16 | 78.86 | 1.28 | 80.14 | 0.026947
2021-09-15 | 17 | 45455 | 2021-09-15 | 17 | 84.59 | 1.45 | 86.04 | 0.01734
2021-09-15 | 18 | 10515 | 2021-09-15 | 18 | 88.42 | 1.3 | 89.72 | 0.0041827
2021-09-15 | 19 | 0 | 2021-09-15 | 19 | 100.93 | 1.49 | 102.42 | 0
2021-09-15 | 20 | 5 | 2021-09-15 | 20 | 78.88 | 1.37 | 80.25 | 1.779e-06
2021-09-15 | 21 | 0 | 2021-09-15 | 21 | 69.25 | 1.35 | 70.6 | 0
2021-09-15 | 22 | 0 | 2021-09-15 | 22 | 53.68 | 1.31 | 54.99 | 0
2021-09-15 | 23 | 0 | 2021-09-15 | 23 | 56.71 | 1.34 | 58.05 | 0
2021-09-15 | 24 | 0 | 2021-09-15 | 24 | 57.48 | 1.75 | 59.23 | 0
2021-09-16 | 1 | 0 | 2021-09-16 | 1 | 53.12 | 0.48 | 53.6 | 0
2021-09-16 | 2 | 0 | 2021-09-16 | 2 | 49.12 | 0.29 | 49.41 | 0
2021-09-16 | 3 | 0 | 2021-09-16 | 3 | 49.56 | 0.28 | 49.84 | 0
2021-09-16 | 4 | 0 | 2021-09-16 | 4 | 47.5 | 0.32 | 47.82 | 0
2021-09-16 | 5 | 0 | 2021-09-16 | 5 | 47.93 | 0.33 | 48.26 | 0
2021-09-16 | 6 | 0 | 2021-09-16 | 6 | 44.58 | 0.42 | 45 | 0
2021-09-16 | 7 | 0 | 2021-09-16 | 7 | 52.22 | 0.47 | 52.69 | 0
2021-09-16 | 8 | 4895 | 2021-09-16 | 8 | 50.3 | 0.86 | 51.16 | 0.0011103
2021-09-16 | 9 | 25340 | 2021-09-16 | 9 | 52.98 | 0.82 | 53.8 | 0.0060443
2021-09-16 | 10 | 31100 | 2021-09-16 | 10 | 50.27 | 0.78 | 51.05 | 0.007039
2021-09-16 | 11 | 22890 | 2021-09-16 | 11 | 50 | 0.76 | 50.76 | 0.0051514
2021-09-16 | 12 | 46930 | 2021-09-16 | 12 | 47.2 | 0.81 | 48.01 | 0.0099893
2021-09-16 | 13 | 37240 | 2021-09-16 | 13 | 47.04 | 0.82 | 47.86 | 0.007902
2021-09-16 | 14 | 29115 | 2021-09-16 | 14 | 47.75 | 0.8 | 48.55 | 0.006267
2021-09-16 | 15 | 52365 | 2021-09-16 | 15 | 53.28 | 0.78 | 54.06 | 0.012551
2021-09-16 | 16 | 49110 | 2021-09-16 | 16 | 58.05 | 0.83 | 58.88 | 0.01282
2021-09-16 | 17 | 28015 | 2021-09-16 | 17 | 71.03 | 0.8 | 71.83 | 0.0089218
2021-09-16 | 18 | 13300 | 2021-09-16 | 18 | 77.02 | 0.9 | 77.92 | 0.0045947
2021-09-16 | 19 | 1540 | 2021-09-16 | 19 | 60.64 | 0.73 | 61.37 | 0.00041902
2021-09-16 | 20 | 0 | 2021-09-16 | 20 | 66.61 | 0.71 | 67.32 | 0
2021-09-16 | 21 | 0 | 2021-09-16 | 21 | 59.97 | 0.77 | 60.74 | 0
2021-09-16 | 22 | 0 | 2021-09-16 | 22 | 46.19 | 0.84 | 47.03 | 0
2021-09-16 | 23 | 0 | 2021-09-16 | 23 | 46.57 | 0.85 | 47.42 | 0
2021-09-16 | 24 | 0 | 2021-09-16 | 24 | 47.93 | 0.41 | 48.34 | 0
2021-09-17 | 1 | 0 | 2021-09-17 | 1 | 46.29 | 0.48 | 46.77 | 0
2021-09-17 | 2 | 0 | 2021-09-17 | 2 | 45.68 | 0.45 | 46.13 | 0
2021-09-17 | 3 | 0 | 2021-09-17 | 3 | 43.88 | 0.46 | 44.34 | 0
2021-09-17 | 4 | 0 | 2021-09-17 | 4 | 45.4 | 0.47 | 45.87 | 0
2021-09-17 | 5 | 0 | 2021-09-17 | 5 | 45.06 | 0.44 | 45.5 | 0
2021-09-17 | 6 | 0 | 2021-09-17 | 6 | 47.08 | 0.55 | 47.63 | 0
2021-09-17 | 7 | 5 | 2021-09-17 | 7 | 77.73 | 1.28 | 79.01 | 1.7515e-06
2021-09-17 | 8 | 6855 | 2021-09-17 | 8 | 74.78 | 1.44 | 76.22 | 0.0023165
2021-09-17 | 9 | 20155 | 2021-09-17 | 9 | 75.47 | 1.03 | 76.5 | 0.006836
2021-09-17 | 10 | 32520 | 2021-09-17 | 10 | 73.38 | 0.93 | 74.31 | 0.010714
2021-09-17 | 11 | 57435 | 2021-09-17 | 11 | 65.84 | 1.06 | 66.9 | 0.017036
2021-09-17 | 12 | 55475 | 2021-09-17 | 12 | 51.57 | 0.95 | 52.52 | 0.012917
2021-09-17 | 13 | 37995 | 2021-09-17 | 13 | 51.25 | 0.96 | 52.21 | 0.008795
2021-09-17 | 14 | 26050 | 2021-09-17 | 14 | 61.64 | 1.27 | 62.91 | 0.0072658
2021-09-17 | 15 | 19690 | 2021-09-17 | 15 | 56.61 | 0.93 | 57.54 | 0.0050231
2021-09-17 | 16 | 27630 | 2021-09-17 | 16 | 55.76 | 0.93 | 56.69 | 0.0069445
2021-09-17 | 17 | 13065 | 2021-09-17 | 17 | 63.64 | 0.92 | 64.56 | 0.0037396
2021-09-17 | 18 | 4900 | 2021-09-17 | 18 | 62.77 | 1.07 | 63.84 | 0.0013869
2021-09-17 | 19 | 500 | 2021-09-17 | 19 | 52.08 | 0.88 | 52.96 | 0.0001174
2021-09-17 | 20 | 0 | 2021-09-17 | 20 | 51.76 | 0.86 | 52.62 | 0
2021-09-17 | 21 | 0 | 2021-09-17 | 21 | 46.61 | 0.93 | 47.54 | 0
2021-09-17 | 22 | 0 | 2021-09-17 | 22 | 43.84 | 0.97 | 44.81 | 0
2021-09-17 | 23 | 0 | 2021-09-17 | 23 | 42.6 | 1.02 | 43.62 | 0
2021-09-17 | 24 | 0 | 2021-09-17 | 24 | 43.08 | 0.56 | 43.64 | 0
2021-09-18 | 1 | 0 | 2021-09-18 | 1 | 47.37 | 0.69 | 48.06 | 0
2021-09-18 | 2 | 0 | 2021-09-18 | 2 | 45.81 | 0.69 | 46.5 | 0
2021-09-18 | 3 | 0 | 2021-09-18 | 3 | 45.89 | 0.7 | 46.59 | 0
2021-09-18 | 4 | 0 | 2021-09-18 | 4 | 44.23 | 0.67 | 44.9 | 0
2021-09-18 | 5 | 0 | 2021-09-18 | 5 | 43.71 | 0.58 | 44.29 | 0
2021-09-18 | 6 | 0 | 2021-09-18 | 6 | 44.27 | 0.59 | 44.86 | 0
2021-09-18 | 7 | 5 | 2021-09-18 | 7 | 48.19 | 0.77 | 48.96 | 1.0853e-06
2021-09-18 | 8 | 5380 | 2021-09-18 | 8 | 46.84 | 0.71 | 47.55 | 0.0011342
2021-09-18 | 9 | 15015 | 2021-09-18 | 9 | 46.7 | 0.72 | 47.42 | 0.0031568
2021-09-18 | 10 | 27175 | 2021-09-18 | 10 | 46.33 | 0.61 | 46.94 | 0.0056555
2021-09-18 | 11 | 36775 | 2021-09-18 | 11 | 50.18 | 0.63 | 50.81 | 0.0082843
2021-09-18 | 12 | 93970 | 2021-09-18 | 12 | 46.33 | 0.65 | 46.98 | 0.019573
2021-09-18 | 13 | 124110 | 2021-09-18 | 13 | 44.81 | 0.59 | 45.4 | 0.024981
2021-09-18 | 14 | 101395 | 2021-09-18 | 14 | 48.01 | 0.6 | 48.61 | 0.021852
2021-09-18 | 15 | 111290 | 2021-09-18 | 15 | 47.41 | 0.62 | 48.03 | 0.023699
2021-09-18 | 16 | 81680 | 2021-09-18 | 16 | 53.87 | 0.62 | 54.49 | 0.019733
2021-09-18 | 17 | 56910 | 2021-09-18 | 17 | 55.69 | 0.61 | 56.3 | 0.014205
2021-09-18 | 18 | 16360 | 2021-09-18 | 18 | 79.14 | 0.66 | 79.8 | 0.0057882
2021-09-18 | 19 | 1050 | 2021-09-18 | 19 | 62.12 | 0.62 | 62.74 | 0.00029207
2021-09-18 | 20 | 0 | 2021-09-18 | 20 | 68.11 | 0.71 | 68.82 | 0
2021-09-18 | 21 | 0 | 2021-09-18 | 21 | 63.69 | 0.78 | 64.47 | 0
2021-09-18 | 22 | 0 | 2021-09-18 | 22 | 64.7 | 0.94 | 65.64 | 0
2021-09-18 | 23 | 0 | 2021-09-18 | 23 | 75.98 | 1.1 | 77.08 | 0
2021-09-18 | 24 | 0 | 2021-09-18 | 24 | 66.58 | 1.06 | 67.64 | 0
2021-09-19 | 1 | 0 | 2021-09-19 | 1 | 76.79 | 1.64 | 78.43 | 0
2021-09-19 | 2 | 0 | 2021-09-19 | 2 | 60.39 | 1.3 | 61.69 | 0
2021-09-19 | 3 | 0 | 2021-09-19 | 3 | 50.31 | 0.73 | 51.04 | 0
2021-09-19 | 4 | 0 | 2021-09-19 | 4 | 44.74 | 0.55 | 45.29 | 0
2021-09-19 | 5 | 0 | 2021-09-19 | 5 | 45.58 | 0.57 | 46.15 | 0
2021-09-19 | 6 | 5 | 2021-09-19 | 6 | 44.35 | 0.58 | 44.93 | 9.96e-07
2021-09-19 | 7 | 1010 | 2021-09-19 | 7 | 43.79 | 0.66 | 44.45 | 0.00019904
2021-09-19 | 8 | 19145 | 2021-09-19 | 8 | 42.31 | 0.61 | 42.92 | 0.0036431
2021-09-19 | 9 | 56745 | 2021-09-19 | 9 | 43.13 | 0.56 | 43.69 | 0.010992
2021-09-19 | 10 | 92840 | 2021-09-19 | 10 | 41.2 | 0.53 | 41.73 | 0.017177
2021-09-19 | 11 | 117700 | 2021-09-19 | 11 | 38.18 | 0.51 | 38.69 | 0.02019
2021-09-19 | 12 | 131330 | 2021-09-19 | 12 | 35.53 | 0.51 | 36.04 | 0.020985
2021-09-19 | 13 | 136375 | 2021-09-19 | 13 | 37.79 | 0.49 | 38.28 | 0.023145
2021-09-19 | 14 | 131645 | 2021-09-19 | 14 | 37.56 | 0.51 | 38.07 | 0.02222
2021-09-19 | 15 | 116885 | 2021-09-19 | 15 | 35.5 | 0.6 | 36.1 | 0.018708
2021-09-19 | 16 | 93940 | 2021-09-19 | 16 | 37.69 | 0.5 | 38.19 | 0.015906
2021-09-19 | 17 | 61470 | 2021-09-19 | 17 | 40.16 | 0.53 | 40.69 | 0.011089
2021-09-19 | 18 | 20410 | 2021-09-19 | 18 | 55.97 | 0.55 | 56.52 | 0.0051145
2021-09-19 | 19 | 1570 | 2021-09-19 | 19 | 65.51 | 0.63 | 66.14 | 0.00046038
2021-09-19 | 20 | 0 | 2021-09-19 | 20 | 63.68 | 0.65 | 64.33 | 0
2021-09-19 | 21 | 0 | 2021-09-19 | 21 | 56.3 | 0.71 | 57.01 | 0
2021-09-19 | 22 | 0 | 2021-09-19 | 22 | 43.73 | 0.68 | 44.41 | 0
2021-09-19 | 23 | 0 | 2021-09-19 | 23 | 44.99 | 0.62 | 45.61 | 0
2021-09-19 | 24 | 0 | 2021-09-19 | 24 | 46.43 | 0.56 | 46.99 | 0
2021-09-20 | 1 | 0 | 2021-09-20 | 1 | 42.66 | 0.38 | 43.04 | 0
2021-09-20 | 2 | 0 | 2021-09-20 | 2 | 41.32 | 0.37 | 41.69 | 0
2021-09-20 | 3 | 0 | 2021-09-20 | 3 | 41.24 | 0.36 | 41.6 | 0
2021-09-20 | 4 | 0 | 2021-09-20 | 4 | 41.26 | 0.44 | 41.7 | 0
2021-09-20 | 5 | 0 | 2021-09-20 | 5 | 41.52 | 0.37 | 41.89 | 0
2021-09-20 | 6 | 5 | 2021-09-20 | 6 | 43.12 | 0.52 | 43.64 | 9.6741e-07
2021-09-20 | 7 | 1025 | 2021-09-20 | 7 | 73.47 | 1.27 | 74.74 | 0.00033965
2021-09-20 | 8 | 19070 | 2021-09-20 | 8 | 70.37 | 1.53 | 71.9 | 0.006079
2021-09-20 | 9 | 56360 | 2021-09-20 | 9 | 54.18 | 1.06 | 55.24 | 0.013803
2021-09-20 | 10 | 90835 | 2021-09-20 | 10 | 44.61 | 0.9 | 45.51 | 0.018328
2021-09-20 | 11 | 113865 | 2021-09-20 | 11 | 40.7 | 0.9 | 41.6 | 0.021001
2021-09-20 | 12 | 127340 | 2021-09-20 | 12 | 40.06 | 0.89 | 40.95 | 0.023119
2021-09-20 | 13 | 133330 | 2021-09-20 | 13 | 39.52 | 0.88 | 40.4 | 0.023882
2021-09-20 | 14 | 104970 | 2021-09-20 | 14 | 40.95 | 0.9 | 41.85 | 0.019477
2021-09-20 | 15 | 107605 | 2021-09-20 | 15 | 41.17 | 0.87 | 42.04 | 0.020056
2021-09-20 | 16 | 95515 | 2021-09-20 | 16 | 44.9 | 0.8 | 45.7 | 0.019353
2021-09-20 | 17 | 60210 | 2021-09-20 | 17 | 48.75 | 0.76 | 49.51 | 0.013216
2021-09-20 | 18 | 18905 | 2021-09-20 | 18 | 56.63 | 0.87 | 57.5 | 0.0048195
2021-09-20 | 19 | 1585 | 2021-09-20 | 19 | 52.31 | 0.81 | 53.12 | 0.00037329
2021-09-20 | 20 | 0 | 2021-09-20 | 20 | 66.33 | 1.02 | 67.35 | 0
2021-09-20 | 21 | 0 | 2021-09-20 | 21 | 55.39 | 0.91 | 56.3 | 0
2021-09-20 | 22 | 0 | 2021-09-20 | 22 | 44.7 | 0.92 | 45.62 | 0
2021-09-20 | 23 | 0 | 2021-09-20 | 23 | 45.22 | 0.94 | 46.16 | 0
2021-09-20 | 24 | 0 | 2021-09-20 | 24 | 45.85 | 0.51 | 46.36 | 0
2021-09-21 | 1 | 0 | 2021-09-21 | 1 | 41.39 | 0.48 | 41.87 | 0
2021-09-21 | 2 | 0 | 2021-09-21 | 2 | 37.82 | 0.49 | 38.31 | 0
2021-09-21 | 3 | 0 | 2021-09-21 | 3 | 37.15 | 0.48 | 37.63 | 0
2021-09-21 | 4 | 0 | 2021-09-21 | 4 | 37.12 | 0.48 | 37.6 | 0
2021-09-21 | 5 | 0 | 2021-09-21 | 5 | 36.45 | 0.48 | 36.93 | 0
2021-09-21 | 6 | 0 | 2021-09-21 | 6 | 37.21 | 0.48 | 37.69 | 0
2021-09-21 | 7 | 1040 | 2021-09-21 | 7 | 44.56 | 0.59 | 45.15 | 0.00020818
2021-09-21 | 8 | 19100 | 2021-09-21 | 8 | 51.75 | 1.14 | 52.89 | 0.0044788
2021-09-21 | 9 | 56365 | 2021-09-21 | 9 | 45.23 | 1.09 | 46.32 | 0.011575
2021-09-21 | 10 | 90265 | 2021-09-21 | 10 | 42.92 | 1.11 | 44.03 | 0.017621
2021-09-21 | 11 | 99505 | 2021-09-21 | 11 | 37.48 | 1.01 | 38.49 | 0.01698
2021-09-21 | 12 | 107740 | 2021-09-21 | 12 | 38.16 | 1.1 | 39.26 | 0.018753
2021-09-21 | 13 | 91400 | 2021-09-21 | 13 | 38.05 | 0.99 | 39.04 | 0.01582
2021-09-21 | 14 | 88435 | 2021-09-21 | 14 | 37.58 | 0.98 | 38.56 | 0.015119
2021-09-21 | 15 | 87185 | 2021-09-21 | 15 | 38.01 | 0.95 | 38.96 | 0.01506
2021-09-21 | 16 | 86895 | 2021-09-21 | 16 | 39.87 | 0.95 | 40.82 | 0.015726
2021-09-21 | 17 | 42100 | 2021-09-21 | 17 | 49.07 | 1.04 | 50.11 | 0.0093532
2021-09-21 | 18 | 15505 | 2021-09-21 | 18 | 56.06 | 1 | 57.06 | 0.0039225
2021-09-21 | 19 | 1070 | 2021-09-21 | 19 | 70.4 | 1.3 | 71.7 | 0.00034014
2021-09-21 | 20 | 0 | 2021-09-21 | 20 | 69.69 | 1.18 | 70.87 | 0
2021-09-21 | 21 | 0 | 2021-09-21 | 21 | 60.6 | 1.1 | 61.7 | 0
2021-09-21 | 22 | 0 | 2021-09-21 | 22 | 47.26 | 1.1 | 48.36 | 0
2021-09-21 | 23 | 0 | 2021-09-21 | 23 | 53.74 | 1.13 | 54.87 | 0
2021-09-21 | 24 | 0 | 2021-09-21 | 24 | 46.77 | 0.6 | 47.37 | 0
2021-09-22 | 1 | 0 | 2021-09-22 | 1 | 44.17 | 0.51 | 44.68 | 0
2021-09-22 | 2 | 0 | 2021-09-22 | 2 | 40.98 | 0.47 | 41.45 | 0
2021-09-22 | 3 | 0 | 2021-09-22 | 3 | 40.67 | 0.49 | 41.16 | 0
2021-09-22 | 4 | 0 | 2021-09-22 | 4 | 40.48 | 0.44 | 40.92 | 0
2021-09-22 | 5 | 0 | 2021-09-22 | 5 | 39.68 | 0.44 | 40.12 | 0
2021-09-22 | 6 | 0 | 2021-09-22 | 6 | 41.21 | 0.46 | 41.67 | 0
2021-09-22 | 7 | 0 | 2021-09-22 | 7 | 55.24 | 0.69 | 55.93 | 0
2021-09-22 | 8 | 8660 | 2021-09-22 | 8 | 67.07 | 1.83 | 68.9 | 0.0026454
2021-09-22 | 9 | 23420 | 2021-09-22 | 9 | 67.69 | 1.77 | 69.46 | 0.0072123
2021-09-22 | 10 | 48630 | 2021-09-22 | 10 | 72.79 | 1.75 | 74.54 | 0.016071
2021-09-22 | 11 | 37040 | 2021-09-22 | 11 | 70.32 | 1.62 | 71.94 | 0.011814
2021-09-22 | 12 | 55435 | 2021-09-22 | 12 | 76.71 | 1.77 | 78.48 | 0.019288
2021-09-22 | 13 | 101755 | 2021-09-22 | 13 | 75.49 | 1.74 | 77.23 | 0.034841
2021-09-22 | 14 | 60920 | 2021-09-22 | 14 | 75.25 | 1.61 | 76.86 | 0.020759
2021-09-22 | 15 | 53005 | 2021-09-22 | 15 | 81.18 | 0.92 | 82.1 | 0.019294
2021-09-22 | 16 | 27180 | 2021-09-22 | 16 | 83.75 | 0.94 | 84.69 | 0.010206
2021-09-22 | 17 | 13005 | 2021-09-22 | 17 | 82.95 | 1.63 | 84.58 | 0.0048768
2021-09-22 | 18 | 13190 | 2021-09-22 | 18 | 82.13 | 1.1 | 83.23 | 0.0048672
2021-09-22 | 19 | 1520 | 2021-09-22 | 19 | 86.99 | 0.92 | 87.91 | 0.00059243
2021-09-22 | 20 | 0 | 2021-09-22 | 20 | 83.1 | 0.93 | 84.03 | 0
2021-09-22 | 21 | 0 | 2021-09-22 | 21 | 86.35 | 0.95 | 87.3 | 0
2021-09-22 | 22 | 0 | 2021-09-22 | 22 | 67.74 | 1.22 | 68.96 | 0
2021-09-22 | 23 | 0 | 2021-09-22 | 23 | 68.18 | 1.28 | 69.46 | 0
2021-09-22 | 24 | 0 | 2021-09-22 | 24 | 54.94 | 0.82 | 55.76 | 0
2021-09-23 | 1 | 0 | 2021-09-23 | 1 | 51.02 | 0.79 | 51.81 | 0
2021-09-23 | 2 | 0 | 2021-09-23 | 2 | 50.89 | 0.6 | 51.49 | 0
2021-09-23 | 3 | 0 | 2021-09-23 | 3 | 45.74 | 0.61 | 46.35 | 0
2021-09-23 | 4 | 0 | 2021-09-23 | 4 | 44.9 | 0.62 | 45.52 | 0
2021-09-23 | 5 | 0 | 2021-09-23 | 5 | 52.92 | 0.61 | 53.53 | 0
2021-09-23 | 6 | 0 | 2021-09-23 | 6 | 86.12 | 0.99 | 87.11 | 0
2021-09-23 | 7 | 510 | 2021-09-23 | 7 | 59.67 | 0.95 | 60.62 | 0.00013707
2021-09-23 | 8 | 7555 | 2021-09-23 | 8 | 57.93 | 1.34 | 59.27 | 0.0019853
2021-09-23 | 9 | 27620 | 2021-09-23 | 9 | 48.29 | 1.06 | 49.35 | 0.0060432
2021-09-23 | 10 | 50995 | 2021-09-23 | 10 | 46.54 | 0.93 | 47.47 | 0.010733
2021-09-23 | 11 | 76510 | 2021-09-23 | 11 | 47.22 | 0.95 | 48.17 | 0.01634
2021-09-23 | 12 | 96430 | 2021-09-23 | 12 | 55.03 | 1.04 | 56.07 | 0.023972
2021-09-23 | 13 | 116445 | 2021-09-23 | 13 | 56.62 | 1.05 | 57.67 | 0.029773
2021-09-23 | 14 | 81395 | 2021-09-23 | 14 | 75.71 | 1.34 | 77.05 | 0.027805
2021-09-23 | 15 | 57470 | 2021-09-23 | 15 | 76.26 | 1.14 | 77.4 | 0.019721
2021-09-23 | 16 | 87615 | 2021-09-23 | 16 | 91.53 | 1.33 | 92.86 | 0.036071
2021-09-23 | 17 | 43630 | 2021-09-23 | 17 | 95.96 | 1.22 | 97.18 | 0.018798
2021-09-23 | 18 | 14610 | 2021-09-23 | 18 | 100.4 | 1.19 | 101.59 | 0.0065805
2021-09-23 | 19 | 1025 | 2021-09-23 | 19 | 87.21 | 1.14 | 88.35 | 0.0004015
2021-09-23 | 20 | 0 | 2021-09-23 | 20 | 97.19 | 1.21 | 98.4 | 0
2021-09-23 | 21 | 0 | 2021-09-23 | 21 | 71.27 | 1.11 | 72.38 | 0
2021-09-23 | 22 | 0 | 2021-09-23 | 22 | 59.19 | 1.14 | 60.33 | 0
2021-09-23 | 23 | 0 | 2021-09-23 | 23 | 47.3 | 1.12 | 48.42 | 0
2021-09-23 | 24 | 0 | 2021-09-23 | 24 | 51.27 | 0.63 | 51.9 | 0
2021-09-24 | 1 | 0 | 2021-09-24 | 1 | 46.41 | 0.2 | 46.61 | 0
2021-09-24 | 2 | 0 | 2021-09-24 | 2 | 43.7 | 0.18 | 43.88 | 0
2021-09-24 | 3 | 0 | 2021-09-24 | 3 | 41.95 | 0.2 | 42.15 | 0
2021-09-24 | 4 | 0 | 2021-09-24 | 4 | 42.34 | 0.18 | 42.52 | 0
2021-09-24 | 5 | 0 | 2021-09-24 | 5 | 42.83 | 0.18 | 43.01 | 0
2021-09-24 | 6 | 0 | 2021-09-24 | 6 | 44.95 | 0.18 | 45.13 | 0
2021-09-24 | 7 | 5 | 2021-09-24 | 7 | 49.23 | 0.39 | 49.62 | 1.1e-06
2021-09-24 | 8 | 8860 | 2021-09-24 | 8 | 49.65 | 0.84 | 50.49 | 0.0019833
2021-09-24 | 9 | 11385 | 2021-09-24 | 9 | 53.27 | 0.75 | 54.02 | 0.0027267
2021-09-24 | 10 | 26740 | 2021-09-24 | 10 | 49.78 | 0.7 | 50.48 | 0.0059846
2021-09-24 | 11 | 69390 | 2021-09-24 | 11 | 49 | 0.68 | 49.68 | 0.015284
2021-09-24 | 12 | 31255 | 2021-09-24 | 12 | 47 | 0.64 | 47.64 | 0.0066016
2021-09-24 | 13 | 24825 | 2021-09-24 | 13 | 47.61 | 0.65 | 48.26 | 0.0053117
2021-09-24 | 14 | 49690 | 2021-09-24 | 14 | 44.92 | 0.64 | 45.56 | 0.010037
2021-09-24 | 15 | 43795 | 2021-09-24 | 15 | 41.09 | 0.64 | 41.73 | 0.0081027
2021-09-24 | 16 | 21710 | 2021-09-24 | 16 | 43.1 | 0.63 | 43.73 | 0.0042091
2021-09-24 | 17 | 15645 | 2021-09-24 | 17 | 49.32 | 0.64 | 49.96 | 0.0034654
2021-09-24 | 18 | 5690 | 2021-09-24 | 18 | 54.17 | 0.68 | 54.85 | 0.0013837
2021-09-24 | 19 | 530 | 2021-09-24 | 19 | 51.69 | 1.2 | 52.89 | 0.00012428
2021-09-24 | 20 | 5 | 2021-09-24 | 20 | 45.54 | 0.89 | 46.43 | 1.0293e-06
2021-09-24 | 21 | 0 | 2021-09-24 | 21 | 39.71 | 0.71 | 40.42 | 0
2021-09-24 | 22 | 0 | 2021-09-24 | 22 | 37.44 | 0.71 | 38.15 | 0
2021-09-24 | 23 | 0 | 2021-09-24 | 23 | 36.48 | 0.76 | 37.24 | 0
2021-09-24 | 24 | 0 | 2021-09-24 | 24 | 36.24 | 0.22 | 36.46 | 0
2021-09-25 | 1 | 0 | 2021-09-25 | 1 | 39.32 | 0.26 | 39.58 | 0
2021-09-25 | 2 | 0 | 2021-09-25 | 2 | 40.15 | 0.24 | 40.39 | 0
2021-09-25 | 3 | 0 | 2021-09-25 | 3 | 40.35 | 0.29 | 40.64 | 0
2021-09-25 | 4 | 0 | 2021-09-25 | 4 | 39.44 | 0.24 | 39.68 | 0
2021-09-25 | 5 | 0 | 2021-09-25 | 5 | 40.36 | 0.25 | 40.61 | 0
2021-09-25 | 6 | 0 | 2021-09-25 | 6 | 39.54 | 0.26 | 39.8 | 0
2021-09-25 | 7 | 505 | 2021-09-25 | 7 | 42.34 | 0.41 | 42.75 | 9.5715e-05
2021-09-25 | 8 | 15450 | 2021-09-25 | 8 | 35.47 | 0.34 | 35.81 | 0.0024529
2021-09-25 | 9 | 44490 | 2021-09-25 | 9 | 36.8 | 0.3 | 37.1 | 0.007318
2021-09-25 | 10 | 48180 | 2021-09-25 | 10 | 35.27 | 0.26 | 35.53 | 0.0075896
2021-09-25 | 11 | 83830 | 2021-09-25 | 11 | 32.24 | 0.25 | 32.49 | 0.012075
2021-09-25 | 12 | 115825 | 2021-09-25 | 12 | 31.79 | 0.24 | 32.03 | 0.016448
2021-09-25 | 13 | 106280 | 2021-09-25 | 13 | 31.73 | 0.23 | 31.96 | 0.01506
2021-09-25 | 14 | 122525 | 2021-09-25 | 14 | 30.85 | 0.26 | 31.11 | 0.0169
2021-09-25 | 15 | 112215 | 2021-09-25 | 15 | 32.99 | 0.26 | 33.25 | 0.016542
2021-09-25 | 16 | 90270 | 2021-09-25 | 16 | 37.44 | 0.25 | 37.69 | 0.015084
2021-09-25 | 17 | 44805 | 2021-09-25 | 17 | 54.42 | 0.35 | 54.77 | 0.01088
2021-09-25 | 18 | 12320 | 2021-09-25 | 18 | 69.86 | 0.49 | 70.35 | 0.0038426
2021-09-25 | 19 | 520 | 2021-09-25 | 19 | 74.13 | 0.33 | 74.46 | 0.00017166
2021-09-25 | 20 | 5 | 2021-09-25 | 20 | 68.76 | 0.28 | 69.04 | 1.5305e-06
2021-09-25 | 21 | 0 | 2021-09-25 | 21 | 56.91 | 0.28 | 57.19 | 0
2021-09-25 | 22 | 0 | 2021-09-25 | 22 | 41.39 | 0.41 | 41.8 | 0
2021-09-25 | 23 | 0 | 2021-09-25 | 23 | 38.11 | 0.32 | 38.43 | 0
2021-09-25 | 24 | 0 | 2021-09-25 | 24 | 36.97 | 0.35 | 37.32 | 0
2021-09-26 | 1 | 0 | 2021-09-26 | 1 | 45.01 | 0.53 | 45.54 | 0
2021-09-26 | 2 | 0 | 2021-09-26 | 2 | 40.41 | 0.35 | 40.76 | 0
2021-09-26 | 3 | 0 | 2021-09-26 | 3 | 41.45 | 0.34 | 41.79 | 0
2021-09-26 | 4 | 0 | 2021-09-26 | 4 | 38.96 | 0.37 | 39.33 | 0
2021-09-26 | 5 | 0 | 2021-09-26 | 5 | 37.27 | 0.41 | 37.68 | 0
2021-09-26 | 6 | 0 | 2021-09-26 | 6 | 34.21 | 0.39 | 34.6 | 0
2021-09-26 | 7 | 5 | 2021-09-26 | 7 | 36.45 | 0.53 | 36.98 | 8.1977e-07
2021-09-26 | 8 | 2330 | 2021-09-26 | 8 | 34.07 | 0.6 | 34.67 | 0.00035815
2021-09-26 | 9 | 18985 | 2021-09-26 | 9 | 33.56 | 0.49 | 34.05 | 0.002866
2021-09-26 | 10 | 76050 | 2021-09-26 | 10 | 33.32 | 0.41 | 33.73 | 0.011373
2021-09-26 | 11 | 109615 | 2021-09-26 | 11 | 34.33 | 0.41 | 34.74 | 0.016883
2021-09-26 | 12 | 118320 | 2021-09-26 | 12 | 32.66 | 0.39 | 33.05 | 0.017337
2021-09-26 | 13 | 99675 | 2021-09-26 | 13 | 32.58 | 0.41 | 32.99 | 0.014579
2021-09-26 | 14 | 118595 | 2021-09-26 | 14 | 32.55 | 0.41 | 32.96 | 0.01733
2021-09-26 | 15 | 99655 | 2021-09-26 | 15 | 30.86 | 0.39 | 31.25 | 0.013807
2021-09-26 | 16 | 86065 | 2021-09-26 | 16 | 31.01 | 0.39 | 31.4 | 0.011981
2021-09-26 | 17 | 57820 | 2021-09-26 | 17 | 33.09 | 0.38 | 33.47 | 0.00858
2021-09-26 | 18 | 15035 | 2021-09-26 | 18 | 36.34 | 0.5 | 36.84 | 0.0024557
2021-09-26 | 19 | 530 | 2021-09-26 | 19 | 39.7 | 0.41 | 40.11 | 9.425e-05
2021-09-26 | 20 | 0 | 2021-09-26 | 20 | 39.75 | 0.45 | 40.2 | 0
2021-09-26 | 21 | 0 | 2021-09-26 | 21 | 36.81 | 0.43 | 37.24 | 0
2021-09-26 | 22 | 0 | 2021-09-26 | 22 | 34.05 | 0.41 | 34.46 | 0
2021-09-26 | 23 | 0 | 2021-09-26 | 23 | 32.19 | 0.43 | 32.62 | 0
2021-09-26 | 24 | 0 | 2021-09-26 | 24 | 29.24 | 0.44 | 29.68 | 0
2021-09-27 | 1 | 0 | 2021-09-27 | 1 | 30.33 | 0.38 | 30.71 | 0
2021-09-27 | 2 | 0 | 2021-09-27 | 2 | -7.12 | 0.74 | -6.38 | 0
2021-09-27 | 3 | 0 | 2021-09-27 | 3 | -22.05 | 0.94 | -21.11 | 0
2021-09-27 | 4 | 0 | 2021-09-27 | 4 | -11.37 | 0.91 | -10.46 | 0
2021-09-27 | 5 | 0 | 2021-09-27 | 5 | 17.6 | 0.58 | 18.18 | 0
2021-09-27 | 6 | 0 | 2021-09-27 | 6 | 29.81 | 0.51 | 30.32 | 0
2021-09-27 | 7 | 1040 | 2021-09-27 | 7 | 35.97 | 1.84 | 37.81 | 0.00017434
2021-09-27 | 8 | 8705 | 2021-09-27 | 8 | 41.15 | 1.6 | 42.75 | 0.0016499
2021-09-27 | 9 | 52135 | 2021-09-27 | 9 | 45.68 | 1.05 | 46.73 | 0.010801
2021-09-27 | 10 | 86850 | 2021-09-27 | 10 | 40.74 | 1.62 | 42.36 | 0.016311
2021-09-27 | 11 | 80415 | 2021-09-27 | 11 | 36.81 | 0.9 | 37.71 | 0.013445
2021-09-27 | 12 | 86450 | 2021-09-27 | 12 | 36.45 | 0.82 | 37.27 | 0.014285
2021-09-27 | 13 | 60350 | 2021-09-27 | 13 | 38.15 | 0.78 | 38.93 | 0.010416
2021-09-27 | 14 | 63035 | 2021-09-27 | 14 | 34.87 | 0.81 | 35.68 | 0.0099715
2021-09-27 | 15 | 49100 | 2021-09-27 | 15 | 34.51 | 0.83 | 35.34 | 0.0076931
2021-09-27 | 16 | 35155 | 2021-09-27 | 16 | 37.87 | 0.79 | 38.66 | 0.0060256
2021-09-27 | 17 | 30845 | 2021-09-27 | 17 | 45.33 | 0.91 | 46.24 | 0.0063235
2021-09-27 | 18 | 5000 | 2021-09-27 | 18 | 42.98 | 0.85 | 43.83 | 0.00097162
2021-09-27 | 19 | 550 | 2021-09-27 | 19 | 70.6 | 0.98 | 71.58 | 0.00017455
2021-09-27 | 20 | 0 | 2021-09-27 | 20 | 71.57 | 0.98 | 72.55 | 0
2021-09-27 | 21 | 0 | 2021-09-27 | 21 | 45.64 | 0.99 | 46.63 | 0
2021-09-27 | 22 | 0 | 2021-09-27 | 22 | 39.41 | 0.93 | 40.34 | 0
2021-09-27 | 23 | 0 | 2021-09-27 | 23 | 35.13 | 0.93 | 36.06 | 0
2021-09-27 | 24 | 0 | 2021-09-27 | 24 | 35.52 | 0.41 | 35.93 | 0
2021-09-28 | 1 | 0 | 2021-09-28 | 1 | 37.75 | 0.54 | 38.29 | 0
2021-09-28 | 2 | 0 | 2021-09-28 | 2 | 35.89 | 0.62 | 36.51 | 0
2021-09-28 | 3 | 0 | 2021-09-28 | 3 | 34.5 | 0.61 | 35.11 | 0
2021-09-28 | 4 | 0 | 2021-09-28 | 4 | 34.89 | 0.54 | 35.43 | 0
2021-09-28 | 5 | 0 | 2021-09-28 | 5 | 35.65 | 0.57 | 36.22 | 0
2021-09-28 | 6 | 0 | 2021-09-28 | 6 | 39.57 | 0.61 | 40.18 | 0
2021-09-28 | 7 | 0 | 2021-09-28 | 7 | 42.62 | 0.64 | 43.26 | 0
2021-09-28 | 8 | 2730 | 2021-09-28 | 8 | 54.89 | 1.3 | 56.19 | 0.00068011
2021-09-28 | 9 | 4895 | 2021-09-28 | 9 | 57.75 | 1.1 | 58.85 | 0.0012772
2021-09-28 | 10 | 3315 | 2021-09-28 | 10 | 62.99 | 1 | 63.99 | 0.00094048
2021-09-28 | 11 | 22095 | 2021-09-28 | 11 | 70.06 | 1.04 | 71.1 | 0.006965
2021-09-28 | 12 | 10875 | 2021-09-28 | 12 | 74.12 | 1.04 | 75.16 | 0.0036239
2021-09-28 | 13 | 28305 | 2021-09-28 | 13 | 66.02 | 0.98 | 67 | 0.008408
2021-09-28 | 14 | 39000 | 2021-09-28 | 14 | 75 | 1.07 | 76.07 | 0.013153
2021-09-28 | 15 | 18075 | 2021-09-28 | 15 | 70.18 | 1.03 | 71.21 | 0.0057066
2021-09-28 | 16 | 19690 | 2021-09-28 | 16 | 71.17 | 0.96 | 72.13 | 0.0062967
2021-09-28 | 17 | 8180 | 2021-09-28 | 17 | 67.58 | 1.04 | 68.62 | 0.0024886
2021-09-28 | 18 | 5840 | 2021-09-28 | 18 | 77.54 | 1.16 | 78.7 | 0.0020377
2021-09-28 | 19 | 505 | 2021-09-28 | 19 | 73.98 | 1.12 | 75.1 | 0.00016815
2021-09-28 | 20 | 0 | 2021-09-28 | 20 | 73.09 | 1.55 | 74.64 | 0
2021-09-28 | 21 | 0 | 2021-09-28 | 21 | 61.06 | 1.04 | 62.1 | 0
2021-09-28 | 22 | 0 | 2021-09-28 | 22 | 54.67 | 1.46 | 56.13 | 0
2021-09-28 | 23 | 0 | 2021-09-28 | 23 | 46.68 | 1.27 | 47.95 | 0
2021-09-28 | 24 | 0 | 2021-09-28 | 24 | 41.04 | 0.61 | 41.65 | 0
2021-09-29 | 1 | 0 | 2021-09-29 | 1 | 41.65 | 0.4 | 42.05 | 0
2021-09-29 | 2 | 0 | 2021-09-29 | 2 | 43.08 | 0.39 | 43.47 | 0
2021-09-29 | 3 | 0 | 2021-09-29 | 3 | 41.47 | 0.43 | 41.9 | 0
2021-09-29 | 4 | 0 | 2021-09-29 | 4 | 41.3 | 0.42 | 41.72 | 0
2021-09-29 | 5 | 0 | 2021-09-29 | 5 | 42.09 | 0.4 | 42.49 | 0
2021-09-29 | 6 | 0 | 2021-09-29 | 6 | 43.84 | 0.45 | 44.29 | 0
2021-09-29 | 7 | 5 | 2021-09-29 | 7 | 84.31 | 2.14 | 86.45 | 1.9164e-06
2021-09-29 | 8 | 14965 | 2021-09-29 | 8 | 63.02 | 1.57 | 64.59 | 0.0042855
2021-09-29 | 9 | 57290 | 2021-09-29 | 9 | 43.98 | 0.94 | 44.92 | 0.01141
2021-09-29 | 10 | 91535 | 2021-09-29 | 10 | 39.21 | 0.89 | 40.1 | 0.016274
2021-09-29 | 11 | 117985 | 2021-09-29 | 11 | 36.95 | 0.86 | 37.81 | 0.019778
2021-09-29 | 12 | 126195 | 2021-09-29 | 12 | 38.11 | 0.86 | 38.97 | 0.021804
2021-09-29 | 13 | 103510 | 2021-09-29 | 13 | 38.04 | 0.84 | 38.88 | 0.017843
2021-09-29 | 14 | 108250 | 2021-09-29 | 14 | 39.15 | 0.83 | 39.98 | 0.019188
2021-09-29 | 15 | 111645 | 2021-09-29 | 15 | 41.82 | 0.88 | 42.7 | 0.021136
2021-09-29 | 16 | 55865 | 2021-09-29 | 16 | 47.55 | 0.91 | 48.46 | 0.012003
2021-09-29 | 17 | 12305 | 2021-09-29 | 17 | 49.29 | 0.86 | 50.15 | 0.0027359
2021-09-29 | 18 | 10230 | 2021-09-29 | 18 | 48.82 | 0.81 | 49.63 | 0.002251
2021-09-29 | 19 | 45 | 2021-09-29 | 19 | 62.04 | 0.88 | 62.92 | 1.2553e-05
2021-09-29 | 20 | 0 | 2021-09-29 | 20 | 65.53 | 0.99 | 66.52 | 0
2021-09-29 | 21 | 0 | 2021-09-29 | 21 | 49.9 | 0.96 | 50.86 | 0
2021-09-29 | 22 | 0 | 2021-09-29 | 22 | 57.04 | 1.46 | 58.5 | 0
2021-09-29 | 23 | 0 | 2021-09-29 | 23 | 85.55 | 2.29 | 87.84 | 0
2021-09-29 | 24 | 0 | 2021-09-29 | 24 | 77.3 | 0.74 | 78.04 | 0
2021-09-30 | 1 | 0 | 2021-09-30 | 1 | 82.6 | 1.11 | 83.71 | 0
2021-09-30 | 2 | 0 | 2021-09-30 | 2 | 69.16 | 1.09 | 70.25 | 0
2021-09-30 | 3 | 0 | 2021-09-30 | 3 | 61.96 | 0.97 | 62.93 | 0
2021-09-30 | 4 | 0 | 2021-09-30 | 4 | 68.8 | 1.08 | 69.88 | 0
2021-09-30 | 5 | 0 | 2021-09-30 | 5 | 61.21 | 0.92 | 62.13 | 0
2021-09-30 | 6 | 5 | 2021-09-30 | 6 | 46.99 | 0.9 | 47.89 | 1.0616e-06
2021-09-30 | 7 | 0 | 2021-09-30 | 7 | 57.96 | 1.09 | 59.05 | 0
2021-09-30 | 8 | 5880 | 2021-09-30 | 8 | 65.56 | 1.56 | 67.12 | 0.0017498
2021-09-30 | 9 | 28970 | 2021-09-30 | 9 | 60.41 | 1.39 | 61.8 | 0.0079376
2021-09-30 | 10 | 48725 | 2021-09-30 | 10 | 41.3 | 1.24 | 42.54 | 0.0091898
2021-09-30 | 11 | 51720 | 2021-09-30 | 11 | 39.55 | 1.15 | 40.7 | 0.0093327
2021-09-30 | 12 | 50840 | 2021-09-30 | 12 | 42.03 | 1.2 | 43.23 | 0.0097442
2021-09-30 | 13 | 38640 | 2021-09-30 | 13 | 47.89 | 1.25 | 49.14 | 0.0084184
2021-09-30 | 14 | 43155 | 2021-09-30 | 14 | 45.67 | 1.23 | 46.9 | 0.0089734
2021-09-30 | 15 | 54485 | 2021-09-30 | 15 | 41.35 | 1.21 | 42.56 | 0.010281
2021-09-30 | 16 | 32540 | 2021-09-30 | 16 | 43.05 | 1.2 | 44.25 | 0.0063839
2021-09-30 | 17 | 39195 | 2021-09-30 | 17 | 44.05 | 1.21 | 45.26 | 0.007865
2021-09-30 | 18 | 8815 | 2021-09-30 | 18 | 55.75 | 1.24 | 56.99 | 0.0022273
2021-09-30 | 19 | 535 | 2021-09-30 | 19 | 75.31 | 1.43 | 76.74 | 0.00018202
2021-09-30 | 20 | 0 | 2021-09-30 | 20 | 78.58 | 1.54 | 80.12 | 0
2021-09-30 | 21 | 0 | 2021-09-30 | 21 | 60.97 | 1.43 | 62.4 | 0
2021-09-30 | 22 | 0 | 2021-09-30 | 22 | 41.77 | 1.29 | 43.06 | 0
2021-09-30 | 23 | 0 | 2021-09-30 | 23 | 39.1 | 1.32 | 40.42 | 0
2021-09-30 | 24 | 0 | 2021-09-30 | 24 | 40.74 | 0.84 | 41.58 | 0
2021-10-01 | 1 | 0 | 2021-10-01 | 1 | 41.82 | 0.31 | 42.13 | 0
2021-10-01 | 2 | 0 | 2021-10-01 | 2 | 41.9 | 0.38 | 42.28 | 0
2021-10-01 | 3 | 0 | 2021-10-01 | 3 | 42.57 | 0.35 | 42.92 | 0
2021-10-01 | 4 | 0 | 2021-10-01 | 4 | 41.65 | 0.33 | 41.98 | 0
2021-10-01 | 5 | 0 | 2021-10-01 | 5 | 40.56 | 0.32 | 40.88 | 0
2021-10-01 | 6 | 0 | 2021-10-01 | 6 | 40.36 | 0.35 | 40.71 | 0
2021-10-01 | 7 | 505 | 2021-10-01 | 7 | 43.92 | 0.44 | 44.36 | 9.932e-05
2021-10-01 | 8 | 15390 | 2021-10-01 | 8 | 60.95 | 1.1 | 62.05 | 0.0042338
2021-10-01 | 9 | 53875 | 2021-10-01 | 9 | 45.28 | 1.45 | 46.73 | 0.011162
2021-10-01 | 10 | 90315 | 2021-10-01 | 10 | 40.46 | 0.72 | 41.18 | 0.016489
2021-10-01 | 11 | 116055 | 2021-10-01 | 11 | 37.59 | 0.56 | 38.15 | 0.01963
2021-10-01 | 12 | 122705 | 2021-10-01 | 12 | 37.58 | 0.53 | 38.11 | 0.020733
2021-10-01 | 13 | 117525 | 2021-10-01 | 13 | 39.13 | 0.54 | 39.67 | 0.02067
2021-10-01 | 14 | 91190 | 2021-10-01 | 14 | 41.18 | 0.52 | 41.7 | 0.016859
2021-10-01 | 15 | 47290 | 2021-10-01 | 15 | 40.65 | 0.54 | 41.19 | 0.0086361
2021-10-01 | 16 | 49820 | 2021-10-01 | 16 | 39.78 | 0.57 | 40.35 | 0.0089126
2021-10-01 | 17 | 32625 | 2021-10-01 | 17 | 40.94 | 0.57 | 41.51 | 0.0060042
2021-10-01 | 18 | 11235 | 2021-10-01 | 18 | 60.17 | 0.81 | 60.98 | 0.0030375
2021-10-01 | 19 | 25 | 2021-10-01 | 19 | 64.07 | 0.83 | 64.9 | 7.1935e-06
2021-10-01 | 20 | 0 | 2021-10-01 | 20 | 64.27 | 0.79 | 65.06 | 0
2021-10-01 | 21 | 0 | 2021-10-01 | 21 | 52.45 | 0.7 | 53.15 | 0
2021-10-01 | 22 | 0 | 2021-10-01 | 22 | 47.17 | 0.79 | 47.96 | 0
2021-10-01 | 23 | 0 | 2021-10-01 | 23 | 44.97 | 0.67 | 45.64 | 0
2021-10-01 | 24 | 0 | 2021-10-01 | 24 | 38.58 | 0.4 | 38.98 | 0
2021-10-02 | 1 | 0 | 2021-10-02 | 1 | 41.49 | 0.46 | 41.95 | 0
2021-10-02 | 2 | 0 | 2021-10-02 | 2 | 44.89 | 0.6 | 45.49 | 0
2021-10-02 | 3 | 0 | 2021-10-02 | 3 | 38.45 | 0.43 | 38.88 | 0
2021-10-02 | 4 | 0 | 2021-10-02 | 4 | 38.77 | 0.43 | 39.2 | 0
2021-10-02 | 5 | 0 | 2021-10-02 | 5 | 40.38 | 0.39 | 40.77 | 0
2021-10-02 | 6 | 0 | 2021-10-02 | 6 | 39.93 | 0.39 | 40.32 | 0
2021-10-02 | 7 | 500 | 2021-10-02 | 7 | 40.95 | 0.45 | 41.4 | 9.1775e-05
2021-10-02 | 8 | 10155 | 2021-10-02 | 8 | 43.72 | 0.59 | 44.31 | 0.001995
2021-10-02 | 9 | 13005 | 2021-10-02 | 9 | 43.29 | 0.48 | 43.77 | 0.0025237
2021-10-02 | 10 | 28055 | 2021-10-02 | 10 | 39.89 | 0.45 | 40.34 | 0.0050177
2021-10-02 | 11 | 41635 | 2021-10-02 | 11 | 36.2 | 0.45 | 36.65 | 0.0067653
2021-10-02 | 12 | 47715 | 2021-10-02 | 12 | 32.33 | 0.43 | 32.76 | 0.0069303
2021-10-02 | 13 | 49540 | 2021-10-02 | 13 | 30.75 | 0.4 | 31.15 | 0.0068418
2021-10-02 | 14 | 22925 | 2021-10-02 | 14 | 30.09 | 0.39 | 30.48 | 0.003098
2021-10-02 | 15 | 38325 | 2021-10-02 | 15 | 31.35 | 0.39 | 31.74 | 0.0053932
2021-10-02 | 16 | 31190 | 2021-10-02 | 16 | 34.86 | 0.42 | 35.28 | 0.0048786
2021-10-02 | 17 | 25480 | 2021-10-02 | 17 | 43.98 | 0.49 | 44.47 | 0.0050237
2021-10-02 | 18 | 4445 | 2021-10-02 | 18 | 61.68 | 0.6 | 62.28 | 0.0012274
2021-10-02 | 19 | 0 | 2021-10-02 | 19 | 56.51 | 0.5 | 57.01 | 0
2021-10-02 | 20 | 0 | 2021-10-02 | 20 | 55.77 | 0.7 | 56.47 | 0
2021-10-02 | 21 | 0 | 2021-10-02 | 21 | 62.4 | 0.76 | 63.16 | 0
2021-10-02 | 22 | 0 | 2021-10-02 | 22 | 52.25 | 0.92 | 53.17 | 0
2021-10-02 | 23 | 0 | 2021-10-02 | 23 | 40.2 | 0.57 | 40.77 | 0
2021-10-02 | 24 | 0 | 2021-10-02 | 24 | 33.45 | 0.5 | 33.95 | 0
2021-10-03 | 1 | 0 | 2021-10-03 | 1 | 35.95 | 0.73 | 36.68 | 0
2021-10-03 | 2 | 0 | 2021-10-03 | 2 | 36.12 | 0.72 | 36.84 | 0
2021-10-03 | 3 | 0 | 2021-10-03 | 3 | 37.22 | 0.7 | 37.92 | 0
2021-10-03 | 4 | 0 | 2021-10-03 | 4 | 38.41 | 0.7 | 39.11 | 0
2021-10-03 | 5 | 0 | 2021-10-03 | 5 | 33.55 | 0.71 | 34.26 | 0
2021-10-03 | 6 | 0 | 2021-10-03 | 6 | 36.72 | 0.71 | 37.43 | 0
2021-10-03 | 7 | 0 | 2021-10-03 | 7 | 36.99 | 0.78 | 37.77 | 0
2021-10-03 | 8 | 7690 | 2021-10-03 | 8 | 41.17 | 0.86 | 42.03 | 0.001433
2021-10-03 | 9 | 18130 | 2021-10-03 | 9 | 42.64 | 0.81 | 43.45 | 0.0034925
2021-10-03 | 10 | 20595 | 2021-10-03 | 10 | 44.86 | 0.86 | 45.72 | 0.0041747
2021-10-03 | 11 | 26575 | 2021-10-03 | 11 | 41.69 | 0.72 | 42.41 | 0.0049968
2021-10-03 | 12 | 34980 | 2021-10-03 | 12 | 39.58 | 0.69 | 40.27 | 0.0062453
2021-10-03 | 13 | 20655 | 2021-10-03 | 13 | 39.16 | 0.79 | 39.95 | 0.0036584
2021-10-03 | 14 | 29430 | 2021-10-03 | 14 | 45.61 | 0.85 | 46.46 | 0.0060621
2021-10-03 | 15 | 14610 | 2021-10-03 | 15 | 43.59 | 0.72 | 44.31 | 0.0028702
2021-10-03 | 16 | 13705 | 2021-10-03 | 16 | 51.18 | 0.98 | 52.16 | 0.0031694
2021-10-03 | 17 | 7335 | 2021-10-03 | 17 | 61.55 | 0.77 | 62.32 | 0.0020267
2021-10-03 | 18 | 1570 | 2021-10-03 | 18 | 63.35 | 0.75 | 64.1 | 0.00044618
2021-10-03 | 19 | 0 | 2021-10-03 | 19 | 58.22 | 0.72 | 58.94 | 0
2021-10-03 | 20 | 0 | 2021-10-03 | 20 | 63.19 | 1.28 | 64.47 | 0
2021-10-03 | 21 | 0 | 2021-10-03 | 21 | 55.89 | 1.09 | 56.98 | 0
2021-10-03 | 22 | 0 | 2021-10-03 | 22 | 63.39 | 2.1 | 65.49 | 0
2021-10-03 | 23 | 0 | 2021-10-03 | 23 | 47.29 | 0.84 | 48.13 | 0
2021-10-03 | 24 | 0 | 2021-10-03 | 24 | 47.58 | 1.12 | 48.7 | 0
2021-10-04 | 1 | 0 | 2021-10-04 | 1 | 41.09 | 0.31 | 41.4 | 0
2021-10-04 | 2 | 0 | 2021-10-04 | 2 | 40.87 | 0.24 | 41.11 | 0
2021-10-04 | 3 | 0 | 2021-10-04 | 3 | 37.83 | 0.25 | 38.08 | 0
2021-10-04 | 4 | 0 | 2021-10-04 | 4 | 36.67 | 0.24 | 36.91 | 0
2021-10-04 | 5 | 0 | 2021-10-04 | 5 | 35.57 | 0.25 | 35.82 | 0
2021-10-04 | 6 | 5 | 2021-10-04 | 6 | 37.64 | 0.24 | 37.88 | 8.3972e-07
2021-10-04 | 7 | 0 | 2021-10-04 | 7 | 40.73 | 0.33 | 41.06 | 0
2021-10-04 | 8 | 2075 | 2021-10-04 | 8 | 67.23 | 1.54 | 68.77 | 0.00063266
2021-10-04 | 9 | 11320 | 2021-10-04 | 9 | 44.25 | 0.6 | 44.85 | 0.0022509
2021-10-04 | 10 | 16260 | 2021-10-04 | 10 | 45.11 | 0.51 | 45.62 | 0.0032887
2021-10-04 | 11 | 17155 | 2021-10-04 | 11 | 45.71 | 0.48 | 46.19 | 0.0035131
2021-10-04 | 12 | 24075 | 2021-10-04 | 12 | 46.16 | 0.49 | 46.65 | 0.0049794
2021-10-04 | 13 | 44105 | 2021-10-04 | 13 | 45.68 | 0.48 | 46.16 | 0.0090263
2021-10-04 | 14 | 41165 | 2021-10-04 | 14 | 45.15 | 0.47 | 45.62 | 0.008326
2021-10-04 | 15 | 25200 | 2021-10-04 | 15 | 44.88 | 0.47 | 45.35 | 0.0050668
2021-10-04 | 16 | 21700 | 2021-10-04 | 16 | 49.9 | 0.5 | 50.4 | 0.0048489
2021-10-04 | 17 | 11140 | 2021-10-04 | 17 | 49.39 | 0.55 | 49.94 | 0.0024665
2021-10-04 | 18 | 1580 | 2021-10-04 | 18 | 49.09 | 0.54 | 49.63 | 0.00034766
2021-10-04 | 19 | 5 | 2021-10-04 | 19 | 52.44 | 0.6 | 53.04 | 1.1758e-06
2021-10-04 | 20 | 0 | 2021-10-04 | 20 | 60.71 | 0.56 | 61.27 | 0
2021-10-04 | 21 | 0 | 2021-10-04 | 21 | 51.74 | 0.68 | 52.42 | 0
2021-10-04 | 22 | 0 | 2021-10-04 | 22 | 48.06 | 0.6 | 48.66 | 0
2021-10-04 | 23 | 0 | 2021-10-04 | 23 | 42.57 | 0.73 | 43.3 | 0
2021-10-04 | 24 | 0 | 2021-10-04 | 24 | 40.36 | 0.35 | 40.71 | 0
2021-10-05 | 1 | 0 | 2021-10-05 | 1 | 40.89 | 0.38 | 41.27 | 0
2021-10-05 | 2 | 0 | 2021-10-05 | 2 | 40.41 | 0.39 | 40.8 | 0
2021-10-05 | 3 | 0 | 2021-10-05 | 3 | 38.7 | 0.37 | 39.07 | 0
2021-10-05 | 4 | 0 | 2021-10-05 | 4 | 38.11 | 0.42 | 38.53 | 0
2021-10-05 | 5 | 0 | 2021-10-05 | 5 | 37.27 | 0.44 | 37.71 | 0
2021-10-05 | 6 | 0 | 2021-10-05 | 6 | 36.98 | 0.45 | 37.43 | 0
2021-10-05 | 7 | 0 | 2021-10-05 | 7 | 56.77 | 0.65 | 57.42 | 0
2021-10-05 | 8 | 2355 | 2021-10-05 | 8 | 69.73 | 0.93 | 70.66 | 0.00073777
2021-10-05 | 9 | 19480 | 2021-10-05 | 9 | 68.05 | 0.85 | 68.9 | 0.0059506
2021-10-05 | 10 | 64270 | 2021-10-05 | 10 | 53.86 | 0.68 | 54.54 | 0.015541
2021-10-05 | 11 | 85650 | 2021-10-05 | 11 | 50.99 | 0.63 | 51.62 | 0.019602
2021-10-05 | 12 | 84855 | 2021-10-05 | 12 | 52.22 | 0.63 | 52.85 | 0.019883
2021-10-05 | 13 | 80805 | 2021-10-05 | 13 | 50.3 | 0.61 | 50.91 | 0.018239
2021-10-05 | 14 | 103020 | 2021-10-05 | 14 | 67.5 | 0.7 | 68.2 | 0.03115
2021-10-05 | 15 | 88700 | 2021-10-05 | 15 | 59.62 | 1.49 | 61.11 | 0.024032
2021-10-05 | 16 | 88960 | 2021-10-05 | 16 | 73.57 | 0.84 | 74.41 | 0.029348
2021-10-05 | 17 | 42340 | 2021-10-05 | 17 | 61.45 | 0.79 | 62.24 | 0.011684
2021-10-05 | 18 | 7590 | 2021-10-05 | 18 | 72.92 | 0.69 | 73.61 | 0.002477
2021-10-05 | 19 | 20 | 2021-10-05 | 19 | 77.92 | 0.78 | 78.7 | 6.9785e-06
2021-10-05 | 20 | 0 | 2021-10-05 | 20 | 82.71 | 0.8 | 83.51 | 0
2021-10-05 | 21 | 0 | 2021-10-05 | 21 | 65.15 | 0.69 | 65.84 | 0
2021-10-05 | 22 | 0 | 2021-10-05 | 22 | 57.27 | 0.94 | 58.21 | 0
2021-10-05 | 23 | 0 | 2021-10-05 | 23 | 46.78 | 0.71 | 47.49 | 0
2021-10-05 | 24 | 0 | 2021-10-05 | 24 | 44.15 | 0.42 | 44.57 | 0
2021-10-06 | 1 | 0 | 2021-10-06 | 1 | 47.42 | 0.36 | 47.78 | 0
2021-10-06 | 2 | 0 | 2021-10-06 | 2 | 46.02 | 0.36 | 46.38 | 0
2021-10-06 | 3 | 0 | 2021-10-06 | 3 | 45.06 | 0.33 | 45.39 | 0
2021-10-06 | 4 | 0 | 2021-10-06 | 4 | 46.2 | 0.32 | 46.52 | 0
2021-10-06 | 5 | 0 | 2021-10-06 | 5 | 47.14 | 0.3 | 47.44 | 0
2021-10-06 | 6 | 5 | 2021-10-06 | 6 | 46.39 | 0.39 | 46.78 | 1.037e-06
2021-10-06 | 7 | 0 | 2021-10-06 | 7 | 55.78 | 0.53 | 56.31 | 0
2021-10-06 | 8 | 14335 | 2021-10-06 | 8 | 72.47 | 1.1 | 73.57 | 0.0046758
2021-10-06 | 9 | 39035 | 2021-10-06 | 9 | 72.71 | 0.85 | 73.56 | 0.012731
2021-10-06 | 10 | 69495 | 2021-10-06 | 10 | 56.61 | 0.85 | 57.46 | 0.017704
2021-10-06 | 11 | 48565 | 2021-10-06 | 11 | 50.16 | 0.65 | 50.81 | 0.01094
2021-10-06 | 12 | 78690 | 2021-10-06 | 12 | 46.56 | 0.56 | 47.12 | 0.016439
2021-10-06 | 13 | 78170 | 2021-10-06 | 13 | 45.53 | 0.55 | 46.08 | 0.01597
2021-10-06 | 14 | 116955 | 2021-10-06 | 14 | 47.04 | 0.56 | 47.6 | 0.024682
2021-10-06 | 15 | 107020 | 2021-10-06 | 15 | 47.02 | 0.6 | 47.62 | 0.022595
2021-10-06 | 16 | 82525 | 2021-10-06 | 16 | 49.64 | 0.56 | 50.2 | 0.018367
2021-10-06 | 17 | 35445 | 2021-10-06 | 17 | 76.23 | 0.69 | 76.92 | 0.012088
2021-10-06 | 18 | 7865 | 2021-10-06 | 18 | 81.29 | 0.63 | 81.92 | 0.0028566
2021-10-06 | 19 | 0 | 2021-10-06 | 19 | 90.65 | 0.81 | 91.46 | 0
2021-10-06 | 20 | 0 | 2021-10-06 | 20 | 69.02 | 0.68 | 69.7 | 0
2021-10-06 | 21 | 0 | 2021-10-06 | 21 | 72.56 | 0.65 | 73.21 | 0
2021-10-06 | 22 | 0 | 2021-10-06 | 22 | 60.14 | 0.89 | 61.03 | 0
2021-10-06 | 23 | 0 | 2021-10-06 | 23 | 55.78 | 1.12 | 56.9 | 0
2021-10-06 | 24 | 0 | 2021-10-06 | 24 | 47.01 | 0.46 | 47.47 | 0
2021-10-07 | 1 | 0 | 2021-10-07 | 1 | 48.71 | 0.49 | 49.2 | 0
2021-10-07 | 2 | 0 | 2021-10-07 | 2 | 51.88 | 0.46 | 52.34 | 0
2021-10-07 | 3 | 0 | 2021-10-07 | 3 | 52.91 | 0.48 | 53.39 | 0
2021-10-07 | 4 | 0 | 2021-10-07 | 4 | 50.47 | 0.46 | 50.93 | 0
2021-10-07 | 5 | 0 | 2021-10-07 | 5 | 50.24 | 0.48 | 50.72 | 0
2021-10-07 | 6 | 5 | 2021-10-07 | 6 | 60.8 | 0.69 | 61.49 | 1.3631e-06
2021-10-07 | 7 | 0 | 2021-10-07 | 7 | 63.3 | 2.01 | 65.31 | 0
2021-10-07 | 8 | 12805 | 2021-10-07 | 8 | 85.37 | 1.14 | 86.51 | 0.0049113
2021-10-07 | 9 | 49930 | 2021-10-07 | 9 | 74.8 | 1 | 75.8 | 0.01678
2021-10-07 | 10 | 85015 | 2021-10-07 | 10 | 51.47 | 0.77 | 52.24 | 0.01969
2021-10-07 | 11 | 107865 | 2021-10-07 | 11 | 50.2 | 0.73 | 50.93 | 0.024356
2021-10-07 | 12 | 120560 | 2021-10-07 | 12 | 49.92 | 0.73 | 50.65 | 0.027073
2021-10-07 | 13 | 123640 | 2021-10-07 | 13 | 49.47 | 0.73 | 50.2 | 0.027518
2021-10-07 | 14 | 120225 | 2021-10-07 | 14 | 49.79 | 0.72 | 50.51 | 0.026923
2021-10-07 | 15 | 105365 | 2021-10-07 | 15 | 51.47 | 0.74 | 52.21 | 0.02439
2021-10-07 | 16 | 80945 | 2021-10-07 | 16 | 56.01 | 0.87 | 56.88 | 0.020413
2021-10-07 | 17 | 44250 | 2021-10-07 | 17 | 64.37 | 0.78 | 65.15 | 0.012782
2021-10-07 | 18 | 8315 | 2021-10-07 | 18 | 80.7 | 0.88 | 81.58 | 0.0030075
2021-10-07 | 19 | 5 | 2021-10-07 | 19 | 83.7 | 1.07 | 84.77 | 1.8792e-06
2021-10-07 | 20 | 0 | 2021-10-07 | 20 | 80.47 | 1.06 | 81.53 | 0
2021-10-07 | 21 | 0 | 2021-10-07 | 21 | 77.15 | 1.09 | 78.24 | 0
2021-10-07 | 22 | 0 | 2021-10-07 | 22 | 71.01 | 1.16 | 72.17 | 0
2021-10-07 | 23 | 0 | 2021-10-07 | 23 | 54.3 | 1.14 | 55.44 | 0
2021-10-07 | 24 | 0 | 2021-10-07 | 24 | 44.76 | 0.6 | 45.36 | 0
2021-10-08 | 1 | 0 | 2021-10-08 | 1 | 43.75 | 0.61 | 44.36 | 0
2021-10-08 | 2 | 0 | 2021-10-08 | 2 | 43.82 | 0.6 | 44.42 | 0
2021-10-08 | 3 | 0 | 2021-10-08 | 3 | 42.51 | 0.63 | 43.14 | 0
2021-10-08 | 4 | 0 | 2021-10-08 | 4 | 42.43 | 0.74 | 43.17 | 0
2021-10-08 | 5 | 0 | 2021-10-08 | 5 | 43.2 | 0.6 | 43.8 | 0
2021-10-08 | 6 | 0 | 2021-10-08 | 6 | 47.06 | 0.66 | 47.72 | 0
2021-10-08 | 7 | 5 | 2021-10-08 | 7 | 64.02 | 1 | 65.02 | 1.4414e-06
2021-10-08 | 8 | 12300 | 2021-10-08 | 8 | 78.17 | 1.44 | 79.61 | 0.0043414
2021-10-08 | 9 | 48935 | 2021-10-08 | 9 | 76.07 | 1.5 | 77.57 | 0.016829
2021-10-08 | 10 | 84140 | 2021-10-08 | 10 | 69.5 | 1.23 | 70.73 | 0.026385
2021-10-08 | 11 | 106770 | 2021-10-08 | 11 | 74.63 | 1.22 | 75.85 | 0.035905
2021-10-08 | 12 | 120655 | 2021-10-08 | 12 | 70.77 | 2.08 | 72.85 | 0.03897
2021-10-08 | 13 | 124775 | 2021-10-08 | 13 | 53.34 | 1.02 | 54.36 | 0.030072
2021-10-08 | 14 | 120065 | 2021-10-08 | 14 | 70.64 | 1.34 | 71.98 | 0.038316
2021-10-08 | 15 | 106490 | 2021-10-08 | 15 | 77.46 | 1.82 | 79.28 | 0.037431
2021-10-08 | 16 | 81700 | 2021-10-08 | 16 | 74.47 | 1.24 | 75.71 | 0.027424
2021-10-08 | 17 | 42415 | 2021-10-08 | 17 | 81.98 | 0.99 | 82.97 | 0.015603
2021-10-08 | 18 | 3760 | 2021-10-08 | 18 | 90.05 | 1.27 | 91.32 | 0.0015223
2021-10-08 | 19 | 0 | 2021-10-08 | 19 | 76.3 | 1.11 | 77.41 | 0
2021-10-08 | 20 | 0 | 2021-10-08 | 20 | 60.48 | 0.98 | 61.46 | 0
2021-10-08 | 21 | 0 | 2021-10-08 | 21 | 60.37 | 0.96 | 61.33 | 0
2021-10-08 | 22 | 0 | 2021-10-08 | 22 | 49.21 | 0.99 | 50.2 | 0
2021-10-08 | 23 | 0 | 2021-10-08 | 23 | 44.02 | 0.97 | 44.99 | 0
2021-10-08 | 24 | 0 | 2021-10-08 | 24 | 42.76 | 0.71 | 43.47 | 0
2021-10-09 | 1 | 0 | 2021-10-09 | 1 | 44.45 | 0.44 | 44.89 | 0
2021-10-09 | 2 | 0 | 2021-10-09 | 2 | 45.65 | 0.44 | 46.09 | 0
2021-10-09 | 3 | 0 | 2021-10-09 | 3 | 45.58 | 0.46 | 46.04 | 0
2021-10-09 | 4 | 0 | 2021-10-09 | 4 | 44.38 | 0.44 | 44.82 | 0
2021-10-09 | 5 | 0 | 2021-10-09 | 5 | 43.87 | 0.42 | 44.29 | 0
2021-10-09 | 6 | 0 | 2021-10-09 | 6 | 43.84 | 0.47 | 44.31 | 0
2021-10-09 | 7 | 5 | 2021-10-09 | 7 | 43.32 | 0.53 | 43.85 | 9.7206e-07
2021-10-09 | 8 | 3980 | 2021-10-09 | 8 | 43.2 | 0.54 | 43.74 | 0.00077182
2021-10-09 | 9 | 9670 | 2021-10-09 | 9 | 42.27 | 0.5 | 42.77 | 0.0018337
2021-10-09 | 10 | 17820 | 2021-10-09 | 10 | 44.43 | 0.49 | 44.92 | 0.003549
2021-10-09 | 11 | 42835 | 2021-10-09 | 11 | 44.84 | 0.53 | 45.37 | 0.0086163
2021-10-09 | 12 | 25385 | 2021-10-09 | 12 | 50.79 | 0.76 | 51.55 | 0.0058018
2021-10-09 | 13 | 24740 | 2021-10-09 | 13 | 45.94 | 0.6 | 46.54 | 0.0051048
2021-10-09 | 14 | 18650 | 2021-10-09 | 14 | 44.26 | 0.5 | 44.76 | 0.003701
2021-10-09 | 15 | 16360 | 2021-10-09 | 15 | 42.98 | 0.5 | 43.48 | 0.0031538
2021-10-09 | 16 | 16290 | 2021-10-09 | 16 | 44.67 | 0.49 | 45.16 | 0.0032616
2021-10-09 | 17 | 13505 | 2021-10-09 | 17 | 60.55 | 0.75 | 61.3 | 0.0036704
2021-10-09 | 18 | 5665 | 2021-10-09 | 18 | 67.88 | 0.61 | 68.49 | 0.0017202
2021-10-09 | 19 | 0 | 2021-10-09 | 19 | 64.79 | 0.61 | 65.4 | 0
2021-10-09 | 20 | 0 | 2021-10-09 | 20 | 73.07 | 0.65 | 73.72 | 0
2021-10-09 | 21 | 0 | 2021-10-09 | 21 | 68.78 | 0.87 | 69.65 | 0
2021-10-09 | 22 | 0 | 2021-10-09 | 22 | 48.26 | 0.78 | 49.04 | 0
2021-10-09 | 23 | 0 | 2021-10-09 | 23 | 39.24 | 0.51 | 39.75 | 0
2021-10-09 | 24 | 0 | 2021-10-09 | 24 | 39.49 | 0.55 | 40.04 | 0
2021-10-10 | 1 | 0 | 2021-10-10 | 1 | 42.33 | 0.44 | 42.77 | 0
2021-10-10 | 2 | 0 | 2021-10-10 | 2 | 43.81 | 0.41 | 44.22 | 0
2021-10-10 | 3 | 0 | 2021-10-10 | 3 | 42.64 | 0.45 | 43.09 | 0
2021-10-10 | 4 | 0 | 2021-10-10 | 4 | 43.85 | 0.43 | 44.28 | 0
2021-10-10 | 5 | 0 | 2021-10-10 | 5 | 49.87 | 0.49 | 50.36 | 0
2021-10-10 | 6 | 5 | 2021-10-10 | 6 | 45.89 | 0.45 | 46.34 | 1.0273e-06
2021-10-10 | 7 | 0 | 2021-10-10 | 7 | 55.27 | 0.62 | 55.89 | 0
2021-10-10 | 8 | 3760 | 2021-10-10 | 8 | 77.38 | 1.15 | 78.53 | 0.0013091
2021-10-10 | 9 | 17320 | 2021-10-10 | 9 | 79.73 | 0.9 | 80.63 | 0.0061915
2021-10-10 | 10 | 41625 | 2021-10-10 | 10 | 76.83 | 0.9 | 77.73 | 0.014345
2021-10-10 | 11 | 73890 | 2021-10-10 | 11 | 67.99 | 1.48 | 69.47 | 0.022758
2021-10-10 | 12 | 60530 | 2021-10-10 | 12 | 71.56 | 0.83 | 72.39 | 0.019427
2021-10-10 | 13 | 48180 | 2021-10-10 | 13 | 70.6 | 0.77 | 71.37 | 0.015245
2021-10-10 | 14 | 45460 | 2021-10-10 | 14 | 72.49 | 0.92 | 73.41 | 0.014796
2021-10-10 | 15 | 31835 | 2021-10-10 | 15 | 74.83 | 0.72 | 75.55 | 0.010663
2021-10-10 | 16 | 29215 | 2021-10-10 | 16 | 72.95 | 0.63 | 73.58 | 0.0095306
2021-10-10 | 17 | 18530 | 2021-10-10 | 17 | 72.82 | 0.82 | 73.64 | 0.0060498
2021-10-10 | 18 | 4795 | 2021-10-10 | 18 | 64.41 | 1.37 | 65.78 | 0.0013984
2021-10-10 | 19 | 0 | 2021-10-10 | 19 | 55.23 | 0.73 | 55.96 | 0
2021-10-10 | 20 | 0 | 2021-10-10 | 20 | 79.04 | 0.92 | 79.96 | 0
2021-10-10 | 21 | 0 | 2021-10-10 | 21 | 67.98 | 1.42 | 69.4 | 0
2021-10-10 | 22 | 0 | 2021-10-10 | 22 | 53.65 | 0.91 | 54.56 | 0
2021-10-10 | 23 | 0 | 2021-10-10 | 23 | 43.62 | 0.52 | 44.14 | 0
2021-10-10 | 24 | 0 | 2021-10-10 | 24 | 46.51 | 0.47 | 46.98 | 0
2021-10-11 | 1 | 0 | 2021-10-11 | 1 | 44.81 | 0.53 | 45.34 | 0
2021-10-11 | 2 | 0 | 2021-10-11 | 2 | 43.49 | 0.53 | 44.02 | 0
2021-10-11 | 3 | 0 | 2021-10-11 | 3 | 44.61 | 0.56 | 45.17 | 0
2021-10-11 | 4 | 0 | 2021-10-11 | 4 | 44.83 | 0.53 | 45.36 | 0
2021-10-11 | 5 | 0 | 2021-10-11 | 5 | 43.41 | 0.55 | 43.96 | 0
2021-10-11 | 6 | 0 | 2021-10-11 | 6 | 46.21 | 0.59 | 46.8 | 0
2021-10-11 | 7 | 5 | 2021-10-11 | 7 | 48.14 | 0.7 | 48.84 | 1.0827e-06
2021-10-11 | 8 | 10320 | 2021-10-11 | 8 | 71.99 | 1.51 | 73.5 | 0.003363
2021-10-11 | 9 | 45670 | 2021-10-11 | 9 | 61.12 | 0.96 | 62.08 | 0.01257
2021-10-11 | 10 | 80755 | 2021-10-11 | 10 | 65.26 | 1.05 | 66.31 | 0.023741
2021-10-11 | 11 | 103400 | 2021-10-11 | 11 | 46.83 | 0.83 | 47.66 | 0.021849
2021-10-11 | 12 | 76510 | 2021-10-11 | 12 | 43.59 | 0.82 | 44.41 | 0.015064
2021-10-11 | 13 | 43660 | 2021-10-11 | 13 | 42.11 | 0.82 | 42.93 | 0.00831
2021-10-11 | 14 | 49510 | 2021-10-11 | 14 | 47.27 | 0.86 | 48.13 | 0.010565
2021-10-11 | 15 | 60255 | 2021-10-11 | 15 | 50.7 | 1.12 | 51.82 | 0.013843
2021-10-11 | 16 | 50080 | 2021-10-11 | 16 | 50.02 | 0.84 | 50.86 | 0.011293
2021-10-11 | 17 | 39730 | 2021-10-11 | 17 | 59.16 | 0.95 | 60.11 | 0.010588
2021-10-11 | 18 | 6215 | 2021-10-11 | 18 | 84.4 | 1.56 | 85.96 | 0.0023686
2021-10-11 | 19 | 0 | 2021-10-11 | 19 | 93.18 | 1.42 | 94.6 | 0
2021-10-11 | 20 | 0 | 2021-10-11 | 20 | 68.75 | 1.27 | 70.02 | 0
2021-10-11 | 21 | 0 | 2021-10-11 | 21 | 57.83 | 0.91 | 58.74 | 0
2021-10-11 | 22 | 0 | 2021-10-11 | 22 | 47.99 | 1.16 | 49.15 | 0
2021-10-11 | 23 | 0 | 2021-10-11 | 23 | 42.71 | 0.97 | 43.68 | 0
2021-10-11 | 24 | 0 | 2021-10-11 | 24 | 43.76 | 0.63 | 44.39 | 0
2021-10-12 | 1 | 0 | 2021-10-12 | 1 | 45.1 | 0.53 | 45.63 | 0
2021-10-12 | 2 | 0 | 2021-10-12 | 2 | 45.71 | 0.51 | 46.22 | 0
2021-10-12 | 3 | 0 | 2021-10-12 | 3 | 42.51 | 0.53 | 43.04 | 0
2021-10-12 | 4 | 0 | 2021-10-12 | 4 | 42.68 | 0.49 | 43.17 | 0
2021-10-12 | 5 | 0 | 2021-10-12 | 5 | 43.72 | 0.5 | 44.22 | 0
2021-10-12 | 6 | 5 | 2021-10-12 | 6 | 44.34 | 0.5 | 44.84 | 9.9401e-07
2021-10-12 | 7 | 0 | 2021-10-12 | 7 | 54.2 | 0.78 | 54.98 | 0
2021-10-12 | 8 | 11415 | 2021-10-12 | 8 | 70.77 | 1.26 | 72.03 | 0.0036454
2021-10-12 | 9 | 41125 | 2021-10-12 | 9 | 56.68 | 1.06 | 57.74 | 0.010528
2021-10-12 | 10 | 77080 | 2021-10-12 | 10 | 45.09 | 0.79 | 45.88 | 0.015679
2021-10-12 | 11 | 95115 | 2021-10-12 | 11 | 44.99 | 0.74 | 45.73 | 0.019284
2021-10-12 | 12 | 111275 | 2021-10-12 | 12 | 43.78 | 0.74 | 44.52 | 0.021964
2021-10-12 | 13 | 93575 | 2021-10-12 | 13 | 42.69 | 0.74 | 43.43 | 0.018018
2021-10-12 | 14 | 105775 | 2021-10-12 | 14 | 43.68 | 0.74 | 44.42 | 0.020831
2021-10-12 | 15 | 88040 | 2021-10-12 | 15 | 45.86 | 0.73 | 46.59 | 0.018186
2021-10-12 | 16 | 75290 | 2021-10-12 | 16 | 54.98 | 0.78 | 55.76 | 0.018613
2021-10-12 | 17 | 36915 | 2021-10-12 | 17 | 62.13 | 0.82 | 62.95 | 0.010303
2021-10-12 | 18 | 5375 | 2021-10-12 | 18 | 75.14 | 1.51 | 76.65 | 0.0018266
2021-10-12 | 19 | 5 | 2021-10-12 | 19 | 68.68 | 1.28 | 69.96 | 1.5509e-06
2021-10-12 | 20 | 0 | 2021-10-12 | 20 | 73.71 | 1.1 | 74.81 | 0
2021-10-12 | 21 | 0 | 2021-10-12 | 21 | 75.7 | 1.16 | 76.86 | 0
2021-10-12 | 22 | 0 | 2021-10-12 | 22 | 49.92 | 1.12 | 51.04 | 0
2021-10-12 | 23 | 0 | 2021-10-12 | 23 | 58.71 | 1.51 | 60.22 | 0
2021-10-12 | 24 | 0 | 2021-10-12 | 24 | 48.35 | 0.71 | 49.06 | 0
2021-10-13 | 1 | 0 | 2021-10-13 | 1 | 51.26 | 0.99 | 52.25 | 0
2021-10-13 | 2 | 0 | 2021-10-13 | 2 | 51.5 | 1 | 52.5 | 0
2021-10-13 | 3 | 0 | 2021-10-13 | 3 | 47.79 | 0.97 | 48.76 | 0
2021-10-13 | 4 | 0 | 2021-10-13 | 4 | 47.18 | 0.98 | 48.16 | 0
2021-10-13 | 5 | 0 | 2021-10-13 | 5 | 48.3 | 0.98 | 49.28 | 0
2021-10-13 | 6 | 0 | 2021-10-13 | 6 | 49.42 | 1.08 | 50.5 | 0
2021-10-13 | 7 | 5 | 2021-10-13 | 7 | 69.93 | 1.38 | 71.31 | 1.5808e-06
2021-10-13 | 8 | 9255 | 2021-10-13 | 8 | 95.75 | 2.37 | 98.12 | 0.0040261
2021-10-13 | 9 | 45065 | 2021-10-13 | 9 | 73.88 | 1.5 | 75.38 | 0.015061
2021-10-13 | 10 | 79980 | 2021-10-13 | 10 | 47.73 | 1.37 | 49.1 | 0.017411
2021-10-13 | 11 | 103190 | 2021-10-13 | 11 | 46.79 | 1.33 | 48.12 | 0.022015
2021-10-13 | 12 | 116225 | 2021-10-13 | 12 | 44.23 | 1.27 | 45.5 | 0.023446
2021-10-13 | 13 | 120245 | 2021-10-13 | 13 | 45.89 | 1.26 | 47.15 | 0.025136
2021-10-13 | 14 | 115160 | 2021-10-13 | 14 | 49.27 | 1.29 | 50.56 | 0.025814
2021-10-13 | 15 | 101050 | 2021-10-13 | 15 | 56.06 | 1.34 | 57.4 | 0.025716
2021-10-13 | 16 | 76390 | 2021-10-13 | 16 | 61.77 | 1.36 | 63.13 | 0.021381
2021-10-13 | 17 | 36115 | 2021-10-13 | 17 | 80.02 | 1.5 | 81.52 | 0.013053
2021-10-13 | 18 | 5425 | 2021-10-13 | 18 | 81.56 | 1.5 | 83.06 | 0.0019978
2021-10-13 | 19 | 0 | 2021-10-13 | 19 | 78.13 | 1.54 | 79.67 | 0
2021-10-13 | 20 | 0 | 2021-10-13 | 20 | 88.11 | 1.53 | 89.64 | 0
2021-10-13 | 21 | 0 | 2021-10-13 | 21 | 65.8 | 1.59 | 67.39 | 0
2021-10-13 | 22 | 0 | 2021-10-13 | 22 | 51.72 | 1.52 | 53.24 | 0
2021-10-13 | 23 | 0 | 2021-10-13 | 23 | 59.74 | 1.56 | 61.3 | 0
2021-10-13 | 24 | 0 | 2021-10-13 | 24 | 60.95 | 1.16 | 62.11 | 0
2021-10-14 | 1 | 0 | 2021-10-14 | 1 | 55.81 | 4.35 | 60.16 | 0
2021-10-14 | 2 | 0 | 2021-10-14 | 2 | 54.92 | 4.28 | 59.2 | 0
2021-10-14 | 3 | 0 | 2021-10-14 | 3 | 51.32 | 4.21 | 55.53 | 0
2021-10-14 | 4 | 0 | 2021-10-14 | 4 | 44.73 | 4.15 | 48.88 | 0
2021-10-14 | 5 | 0 | 2021-10-14 | 5 | 42.99 | 4.13 | 47.12 | 0
2021-10-14 | 6 | 5 | 2021-10-14 | 6 | 46.93 | 4.19 | 51.12 | 1.1332e-06
2021-10-14 | 7 | 0 | 2021-10-14 | 7 | 67.6 | 4.66 | 72.26 | 0
2021-10-14 | 8 | 9235 | 2021-10-14 | 8 | 117.04 | 5.57 | 122.61 | 0.0050202
2021-10-14 | 9 | 43870 | 2021-10-14 | 9 | 88.61 | 4.98 | 93.59 | 0.018203
2021-10-14 | 10 | 78075 | 2021-10-14 | 10 | 71.9 | 5.15 | 77.05 | 0.026671
2021-10-14 | 11 | 100305 | 2021-10-14 | 11 | 56.52 | 4.57 | 61.09 | 0.027167
2021-10-14 | 12 | 107075 | 2021-10-14 | 12 | 55.39 | 4.44 | 59.83 | 0.028403
2021-10-14 | 13 | 101515 | 2021-10-14 | 13 | 64.1 | 4.58 | 68.68 | 0.030911
2021-10-14 | 14 | 69930 | 2021-10-14 | 14 | 85.84 | 5.67 | 91.51 | 0.028372
2021-10-14 | 15 | 52700 | 2021-10-14 | 15 | 104.62 | 5.93 | 110.55 | 0.02583
2021-10-14 | 16 | 35740 | 2021-10-14 | 16 | 101.65 | 4.99 | 106.64 | 0.016898
2021-10-14 | 17 | 12600 | 2021-10-14 | 17 | 104.09 | 4.92 | 109.01 | 0.0060896
2021-10-14 | 18 | 2585 | 2021-10-14 | 18 | 90.41 | 4.78 | 95.19 | 0.001091
2021-10-14 | 19 | 0 | 2021-10-14 | 19 | 78.16 | 4.7 | 82.86 | 0
2021-10-14 | 20 | 0 | 2021-10-14 | 20 | 87.44 | 4.81 | 92.25 | 0
2021-10-14 | 21 | 0 | 2021-10-14 | 21 | 83.67 | 4.78 | 88.45 | 0
2021-10-14 | 22 | 0 | 2021-10-14 | 22 | 100.35 | 5.1 | 105.45 | 0
2021-10-14 | 23 | 0 | 2021-10-14 | 23 | 78.26 | 5.48 | 83.74 | 0
2021-10-14 | 24 | 0 | 2021-10-14 | 24 | 55.61 | 4.57 | 60.18 | 0
2021-10-15 | 1 | 0 | 2021-10-15 | 1 | 66.65 | 2.2 | 68.85 | 0
2021-10-15 | 2 | 0 | 2021-10-15 | 2 | 73.95 | 2.32 | 76.27 | 0
2021-10-15 | 3 | 0 | 2021-10-15 | 3 | 89.16 | 2.36 | 91.52 | 0
2021-10-15 | 4 | 0 | 2021-10-15 | 4 | 73.1 | 2.32 | 75.42 | 0
2021-10-15 | 5 | 0 | 2021-10-15 | 5 | 73.92 | 2.38 | 76.3 | 0
2021-10-15 | 6 | 0 | 2021-10-15 | 6 | 84.73 | 2.4 | 87.13 | 0
2021-10-15 | 7 | 0 | 2021-10-15 | 7 | 96.24 | 2.94 | 99.18 | 0
2021-10-15 | 8 | 1835 | 2021-10-15 | 8 | 129.78 | 5.67 | 135.45 | 0.001102
2021-10-15 | 9 | 7860 | 2021-10-15 | 9 | 139.05 | 3.95 | 143 | 0.0049833
2021-10-15 | 10 | 18620 | 2021-10-15 | 10 | 74.25 | 3.06 | 77.31 | 0.0063822
2021-10-15 | 11 | 12950 | 2021-10-15 | 11 | 56.79 | 2.52 | 59.31 | 0.0034053
2021-10-15 | 12 | 17695 | 2021-10-15 | 12 | 61.85 | 2.5 | 64.35 | 0.0050484
2021-10-15 | 13 | 26190 | 2021-10-15 | 13 | 63.17 | 2.5 | 65.67 | 0.0076253
2021-10-15 | 14 | 26340 | 2021-10-15 | 14 | 87.77 | 3.5 | 91.27 | 0.010659
2021-10-15 | 15 | 22970 | 2021-10-15 | 15 | 117.64 | 3.38 | 121.02 | 0.012325
2021-10-15 | 16 | 15395 | 2021-10-15 | 16 | 127.29 | 3.21 | 130.5 | 0.0089073
2021-10-15 | 17 | 9435 | 2021-10-15 | 17 | 148.3 | 3.83 | 152.13 | 0.0063637
2021-10-15 | 18 | 2100 | 2021-10-15 | 18 | 176.38 | 2.87 | 179.25 | 0.0016689
2021-10-15 | 19 | 0 | 2021-10-15 | 19 | 139.42 | 3.74 | 143.16 | 0
2021-10-15 | 20 | 0 | 2021-10-15 | 20 | 112.21 | 4.39 | 116.6 | 0
2021-10-15 | 21 | 0 | 2021-10-15 | 21 | 102.84 | 4.41 | 107.25 | 0
2021-10-15 | 22 | 0 | 2021-10-15 | 22 | 89.13 | 3.94 | 93.07 | 0
2021-10-15 | 23 | 0 | 2021-10-15 | 23 | 84.13 | 3.44 | 87.57 | 0
2021-10-15 | 24 | 0 | 2021-10-15 | 24 | 57.99 | 2.31 | 60.3 | 0
2021-10-16 | 1 | 0 | 2021-10-16 | 1 | 57.94 | 1.92 | 59.86 | 0
2021-10-16 | 2 | 0 | 2021-10-16 | 2 | 74.18 | 1.92 | 76.1 | 0
2021-10-16 | 3 | 0 | 2021-10-16 | 3 | 64.93 | 1.88 | 66.81 | 0
2021-10-16 | 4 | 0 | 2021-10-16 | 4 | 69.76 | 1.92 | 71.68 | 0
2021-10-16 | 5 | 0 | 2021-10-16 | 5 | 56.75 | 1.9 | 58.65 | 0
2021-10-16 | 6 | 0 | 2021-10-16 | 6 | 52.93 | 1.9 | 54.83 | 0
2021-10-16 | 7 | 0 | 2021-10-16 | 7 | 52.32 | 1.89 | 54.21 | 0
2021-10-16 | 8 | 2680 | 2021-10-16 | 8 | 64.87 | 2.07 | 66.94 | 0.00079538
2021-10-16 | 9 | 8945 | 2021-10-16 | 9 | 63.83 | 1.92 | 65.75 | 0.0026075
2021-10-16 | 10 | 37870 | 2021-10-16 | 10 | 62.75 | 1.83 | 64.58 | 0.010843
2021-10-16 | 11 | 80240 | 2021-10-16 | 11 | 53.55 | 1.81 | 55.36 | 0.019694
2021-10-16 | 12 | 83750 | 2021-10-16 | 12 | 62.03 | 1.94 | 63.97 | 0.023753
2021-10-16 | 13 | 67175 | 2021-10-16 | 13 | 66.21 | 1.95 | 68.16 | 0.0203
2021-10-16 | 14 | 45175 | 2021-10-16 | 14 | 51.84 | 1.89 | 53.73 | 0.010761
2021-10-16 | 15 | 71645 | 2021-10-16 | 15 | 55.13 | 1.86 | 56.99 | 0.018103
2021-10-16 | 16 | 47060 | 2021-10-16 | 16 | 82.56 | 2.28 | 84.84 | 0.017701
2021-10-16 | 17 | 20690 | 2021-10-16 | 17 | 94.11 | 2.28 | 96.39 | 0.0088419
2021-10-16 | 18 | 3750 | 2021-10-16 | 18 | 102.47 | 2.79 | 105.26 | 0.00175
2021-10-16 | 19 | 0 | 2021-10-16 | 19 | 156.56 | 4.53 | 161.09 | 0
2021-10-16 | 20 | 0 | 2021-10-16 | 20 | 142.02 | 4.58 | 146.6 | 0
2021-10-16 | 21 | 0 | 2021-10-16 | 21 | 87.24 | 2.47 | 89.71 | 0
2021-10-16 | 22 | 0 | 2021-10-16 | 22 | 57.57 | 2.13 | 59.7 | 0
2021-10-16 | 23 | 0 | 2021-10-16 | 23 | 51.08 | 1.96 | 53.04 | 0
2021-10-16 | 24 | 0 | 2021-10-16 | 24 | 46.34 | 1.86 | 48.2 | 0
2021-10-17 | 1 | 0 | 2021-10-17 | 1 | 45.64 | 1.17 | 46.81 | 0
2021-10-17 | 2 | 0 | 2021-10-17 | 2 | 38.85 | 1.15 | 40 | 0
2021-10-17 | 3 | 0 | 2021-10-17 | 3 | 37.29 | 1.13 | 38.42 | 0
2021-10-17 | 4 | 0 | 2021-10-17 | 4 | 35.47 | 1.21 | 36.68 | 0
2021-10-17 | 5 | 0 | 2021-10-17 | 5 | 35.09 | 1.2 | 36.29 | 0
2021-10-17 | 6 | 0 | 2021-10-17 | 6 | 34.73 | 1.19 | 35.92 | 0
2021-10-17 | 7 | 0 | 2021-10-17 | 7 | 37.02 | 1.3 | 38.32 | 0
2021-10-17 | 8 | 6750 | 2021-10-17 | 8 | 37.14 | 1.4 | 38.54 | 0.0011534
2021-10-17 | 9 | 46350 | 2021-10-17 | 9 | 40.06 | 1.22 | 41.28 | 0.0084829
2021-10-17 | 10 | 82855 | 2021-10-17 | 10 | 34.88 | 1.26 | 36.14 | 0.013276
2021-10-17 | 11 | 106835 | 2021-10-17 | 11 | 10.06 | 1.25 | 11.31 | 0.0053571
2021-10-17 | 12 | 126945 | 2021-10-17 | 12 | 8.58 | 1.5 | 10.08 | 0.0056732
2021-10-17 | 13 | 132045 | 2021-10-17 | 13 | 34.07 | 1.18 | 35.25 | 0.020636
2021-10-17 | 14 | 84480 | 2021-10-17 | 14 | 35.73 | 1.13 | 36.86 | 0.013806
2021-10-17 | 15 | 64095 | 2021-10-17 | 15 | 34.55 | 1.31 | 35.86 | 0.01019
2021-10-17 | 16 | 34575 | 2021-10-17 | 16 | 37.59 | 1.2 | 38.79 | 0.0059462
2021-10-17 | 17 | 24200 | 2021-10-17 | 17 | 39.25 | 1.93 | 41.18 | 0.0044183
2021-10-17 | 18 | 3865 | 2021-10-17 | 18 | 46.17 | 1.23 | 47.4 | 0.00081224
2021-10-17 | 19 | 0 | 2021-10-17 | 19 | 79.79 | 1.66 | 81.45 | 0
2021-10-17 | 20 | 0 | 2021-10-17 | 20 | 61.5 | 1.42 | 62.92 | 0
2021-10-17 | 21 | 0 | 2021-10-17 | 21 | 45.46 | 1.18 | 46.64 | 0
2021-10-17 | 22 | 0 | 2021-10-17 | 22 | 47.6 | 1.29 | 48.89 | 0
2021-10-17 | 23 | 0 | 2021-10-17 | 23 | 46.7 | 1.4 | 48.1 | 0
2021-10-17 | 24 | 0 | 2021-10-17 | 24 | 47.32 | 1.36 | 48.68 | 0
2021-10-18 | 1 | 0 | 2021-10-18 | 1 | 42.89 | 0.34 | 43.23 | 0
2021-10-18 | 2 | 0 | 2021-10-18 | 2 | 35.95 | 0.3 | 36.25 | 0
2021-10-18 | 3 | 0 | 2021-10-18 | 3 | 35.89 | 0.4 | 36.29 | 0
2021-10-18 | 4 | 0 | 2021-10-18 | 4 | 34.98 | 0.33 | 35.31 | 0
2021-10-18 | 5 | 0 | 2021-10-18 | 5 | 35.44 | 0.31 | 35.75 | 0
2021-10-18 | 6 | 0 | 2021-10-18 | 6 | 39.81 | 0.44 | 40.25 | 0
2021-10-18 | 7 | 0 | 2021-10-18 | 7 | 43.3 | 0.41 | 43.71 | 0
2021-10-18 | 8 | 7695 | 2021-10-18 | 8 | 47.15 | 0.68 | 47.83 | 0.0016318
2021-10-18 | 9 | 41340 | 2021-10-18 | 9 | 44.93 | 0.64 | 45.57 | 0.0083523
2021-10-18 | 10 | 85665 | 2021-10-18 | 10 | 37.14 | 0.57 | 37.71 | 0.014322
2021-10-18 | 11 | 111230 | 2021-10-18 | 11 | 41.72 | 0.55 | 42.27 | 0.020845
2021-10-18 | 12 | 108905 | 2021-10-18 | 12 | 42.44 | 0.54 | 42.98 | 0.020752
2021-10-18 | 13 | 118880 | 2021-10-18 | 13 | 42.37 | 0.53 | 42.9 | 0.022611
2021-10-18 | 14 | 66660 | 2021-10-18 | 14 | 43.66 | 0.51 | 44.17 | 0.013054
2021-10-18 | 15 | 103575 | 2021-10-18 | 15 | 43.84 | 0.51 | 44.35 | 0.020366
2021-10-18 | 16 | 75635 | 2021-10-18 | 16 | 46.48 | 0.51 | 46.99 | 0.015757
2021-10-18 | 17 | 32330 | 2021-10-18 | 17 | 48.6 | 0.53 | 49.13 | 0.0070422
2021-10-18 | 18 | 2755 | 2021-10-18 | 18 | 58.12 | 0.65 | 58.77 | 0.00071785
2021-10-18 | 19 | 0 | 2021-10-18 | 19 | 58.58 | 0.65 | 59.23 | 0
2021-10-18 | 20 | 0 | 2021-10-18 | 20 | 55.65 | 0.65 | 56.3 | 0
2021-10-18 | 21 | 0 | 2021-10-18 | 21 | 51.89 | 0.74 | 52.63 | 0
2021-10-18 | 22 | 0 | 2021-10-18 | 22 | 44.83 | 0.66 | 45.49 | 0
2021-10-18 | 23 | 0 | 2021-10-18 | 23 | 42.12 | 0.77 | 42.89 | 0
2021-10-18 | 24 | 0 | 2021-10-18 | 24 | 39.41 | 0.38 | 39.79 | 0
2021-10-19 | 1 | 0 | 2021-10-19 | 1 | 38.67 | 1.11 | 39.78 | 0
2021-10-19 | 2 | 0 | 2021-10-19 | 2 | 38.05 | 1.08 | 39.13 | 0
2021-10-19 | 3 | 0 | 2021-10-19 | 3 | 38.13 | 1.08 | 39.21 | 0
2021-10-19 | 4 | 0 | 2021-10-19 | 4 | 38.82 | 1.08 | 39.9 | 0
2021-10-19 | 5 | 0 | 2021-10-19 | 5 | 40.12 | 1.09 | 41.21 | 0
2021-10-19 | 6 | 0 | 2021-10-19 | 6 | 40.85 | 1.11 | 41.96 | 0
2021-10-19 | 7 | 0 | 2021-10-19 | 7 | 49.31 | 1.19 | 50.5 | 0
2021-10-19 | 8 | 8285 | 2021-10-19 | 8 | 55.15 | 1.43 | 56.58 | 0.0020783
2021-10-19 | 9 | 40415 | 2021-10-19 | 9 | 61.65 | 1.5 | 63.15 | 0.011315
2021-10-19 | 10 | 43955 | 2021-10-19 | 10 | 48.48 | 1.38 | 49.86 | 0.0097166
2021-10-19 | 11 | 86065 | 2021-10-19 | 11 | 41.83 | 1.4 | 43.23 | 0.016496
2021-10-19 | 12 | 61180 | 2021-10-19 | 12 | 38.28 | 1.31 | 39.59 | 0.010739
2021-10-19 | 13 | 88610 | 2021-10-19 | 13 | 36.65 | 1.33 | 37.98 | 0.014921
2021-10-19 | 14 | 129805 | 2021-10-19 | 14 | 36.53 | 1.32 | 37.85 | 0.021783
2021-10-19 | 15 | 44270 | 2021-10-19 | 15 | 36.44 | 1.32 | 37.76 | 0.0074113
2021-10-19 | 16 | 22450 | 2021-10-19 | 16 | 38.18 | 1.32 | 39.5 | 0.0039316
2021-10-19 | 17 | 13220 | 2021-10-19 | 17 | 42.25 | 1.29 | 43.54 | 0.002552
2021-10-19 | 18 | 3550 | 2021-10-19 | 18 | 54.47 | 1.39 | 55.86 | 0.00087919
2021-10-19 | 19 | 5 | 2021-10-19 | 19 | 52.41 | 1.33 | 53.74 | 1.1913e-06
2021-10-19 | 20 | 0 | 2021-10-19 | 20 | 57.72 | 1.45 | 59.17 | 0
2021-10-19 | 21 | 0 | 2021-10-19 | 21 | 45.5 | 1.34 | 46.84 | 0
2021-10-19 | 22 | 0 | 2021-10-19 | 22 | 41.99 | 1.35 | 43.34 | 0
2021-10-19 | 23 | 0 | 2021-10-19 | 23 | 41.06 | 1.38 | 42.44 | 0
2021-10-19 | 24 | 0 | 2021-10-19 | 24 | 38.16 | 1.11 | 39.27 | 0
2021-10-20 | 1 | 0 | 2021-10-20 | 1 | 38.48 | 0.59 | 39.07 | 0
2021-10-20 | 2 | 0 | 2021-10-20 | 2 | 38.14 | 0.59 | 38.73 | 0
2021-10-20 | 3 | 0 | 2021-10-20 | 3 | 37.28 | 0.59 | 37.87 | 0
2021-10-20 | 4 | 0 | 2021-10-20 | 4 | 37.96 | 0.58 | 38.54 | 0
2021-10-20 | 5 | 0 | 2021-10-20 | 5 | 40.26 | 0.59 | 40.85 | 0
2021-10-20 | 6 | 0 | 2021-10-20 | 6 | 42.09 | 0.61 | 42.7 | 0
2021-10-20 | 7 | 5 | 2021-10-20 | 7 | 56.3 | 0.73 | 57.03 | 1.2642e-06
2021-10-20 | 8 | 8170 | 2021-10-20 | 8 | 63.64 | 1.33 | 64.97 | 0.0023534
2021-10-20 | 9 | 18025 | 2021-10-20 | 9 | 52.08 | 1.01 | 53.09 | 0.0042427
2021-10-20 | 10 | 86880 | 2021-10-20 | 10 | 43.02 | 0.8 | 43.82 | 0.016879
2021-10-20 | 11 | 111760 | 2021-10-20 | 11 | 38.07 | 0.86 | 38.93 | 0.01929
2021-10-20 | 12 | 125580 | 2021-10-20 | 12 | 37.34 | 0.77 | 38.11 | 0.021218
2021-10-20 | 13 | 125930 | 2021-10-20 | 13 | 36.64 | 0.82 | 37.46 | 0.020915
2021-10-20 | 14 | 103280 | 2021-10-20 | 14 | 37.11 | 0.82 | 37.93 | 0.017368
2021-10-20 | 15 | 103330 | 2021-10-20 | 15 | 38.73 | 0.8 | 39.53 | 0.01811
2021-10-20 | 16 | 65805 | 2021-10-20 | 16 | 54 | 0.91 | 54.91 | 0.01602
2021-10-20 | 17 | 14110 | 2021-10-20 | 17 | 61.24 | 1.76 | 63 | 0.0039411
2021-10-20 | 18 | 2815 | 2021-10-20 | 18 | 75.84 | 1.12 | 76.96 | 0.0009605
2021-10-20 | 19 | 5 | 2021-10-20 | 19 | 96.66 | 2.07 | 98.73 | 2.1886e-06
2021-10-20 | 20 | 0 | 2021-10-20 | 20 | 70.42 | 1.08 | 71.5 | 0
2021-10-20 | 21 | 0 | 2021-10-20 | 21 | 62.57 | 1.13 | 63.7 | 0
2021-10-20 | 22 | 0 | 2021-10-20 | 22 | 65.31 | 1.24 | 66.55 | 0
2021-10-20 | 23 | 0 | 2021-10-20 | 23 | 72.17 | 2.11 | 74.28 | 0
2021-10-20 | 24 | 0 | 2021-10-20 | 24 | 41.69 | 0.72 | 42.41 | 0
2021-10-21 | 1 | 0 | 2021-10-21 | 1 | 39.71 | 1.6 | 41.31 | 0
2021-10-21 | 2 | 0 | 2021-10-21 | 2 | 40.33 | 1.59 | 41.92 | 0
2021-10-21 | 3 | 0 | 2021-10-21 | 3 | 39.09 | 1.61 | 40.7 | 0
2021-10-21 | 4 | 0 | 2021-10-21 | 4 | 39.23 | 1.62 | 40.85 | 0
2021-10-21 | 5 | 0 | 2021-10-21 | 5 | 40.28 | 1.64 | 41.92 | 0
2021-10-21 | 6 | 5 | 2021-10-21 | 6 | 48.05 | 1.68 | 49.73 | 1.1024e-06
2021-10-21 | 7 | 0 | 2021-10-21 | 7 | 65.26 | 1.81 | 67.07 | 0
2021-10-21 | 8 | 7285 | 2021-10-21 | 8 | 77.83 | 2.53 | 80.36 | 0.0025955
2021-10-21 | 9 | 21735 | 2021-10-21 | 9 | 76.43 | 2.46 | 78.89 | 0.0076021
2021-10-21 | 10 | 29190 | 2021-10-21 | 10 | 70.86 | 2.27 | 73.13 | 0.0094642
2021-10-21 | 11 | 66065 | 2021-10-21 | 11 | 57.75 | 2.16 | 59.91 | 0.017548
2021-10-21 | 12 | 118370 | 2021-10-21 | 12 | 49.28 | 2.07 | 51.35 | 0.026949
2021-10-21 | 13 | 107380 | 2021-10-21 | 13 | 44.47 | 1.9 | 46.37 | 0.022076
2021-10-21 | 14 | 74885 | 2021-10-21 | 14 | 45.12 | 1.88 | 47 | 0.015604
2021-10-21 | 15 | 54870 | 2021-10-21 | 15 | 45.53 | 1.88 | 47.41 | 0.011533
2021-10-21 | 16 | 61295 | 2021-10-21 | 16 | 50.31 | 1.87 | 52.18 | 0.01418
2021-10-21 | 17 | 14035 | 2021-10-21 | 17 | 60.48 | 1.93 | 62.41 | 0.0038835
2021-10-21 | 18 | 2765 | 2021-10-21 | 18 | 65.69 | 2.36 | 68.05 | 0.00083421
2021-10-21 | 19 | 0 | 2021-10-21 | 19 | 80.28 | 3.2 | 83.48 | 0
2021-10-21 | 20 | 0 | 2021-10-21 | 20 | 59.62 | 2.2 | 61.82 | 0
2021-10-21 | 21 | 0 | 2021-10-21 | 21 | 62.72 | 2.02 | 64.74 | 0
2021-10-21 | 22 | 0 | 2021-10-21 | 22 | 73.97 | 2.83 | 76.8 | 0
2021-10-21 | 23 | 0 | 2021-10-21 | 23 | 61.66 | 2.74 | 64.4 | 0
2021-10-21 | 24 | 0 | 2021-10-21 | 24 | 46.95 | 2.01 | 48.96 | 0
2021-10-22 | 1 | 0 | 2021-10-22 | 1 | 46.4 | 1.61 | 48.01 | 0
2021-10-22 | 2 | 0 | 2021-10-22 | 2 | 46.27 | 1.48 | 47.75 | 0
2021-10-22 | 3 | 0 | 2021-10-22 | 3 | 45.46 | 1.41 | 46.87 | 0
2021-10-22 | 4 | 0 | 2021-10-22 | 4 | 51.1 | 1.49 | 52.59 | 0
2021-10-22 | 5 | 0 | 2021-10-22 | 5 | 51.61 | 1.47 | 53.08 | 0
2021-10-22 | 6 | 5 | 2021-10-22 | 6 | 88.7 | 1.92 | 90.62 | 2.0089e-06
2021-10-22 | 7 | 0 | 2021-10-22 | 7 | 75.05 | 2.35 | 77.4 | 0
2021-10-22 | 8 | 3160 | 2021-10-22 | 8 | 66.63 | 3.55 | 70.18 | 0.00098323
2021-10-22 | 9 | 19885 | 2021-10-22 | 9 | 66.2 | 2.01 | 68.21 | 0.0060135
2021-10-22 | 10 | 26750 | 2021-10-22 | 10 | 62.16 | 1.91 | 64.07 | 0.0075986
2021-10-22 | 11 | 106310 | 2021-10-22 | 11 | 59.2 | 1.87 | 61.07 | 0.028784
2021-10-22 | 12 | 118740 | 2021-10-22 | 12 | 57.64 | 1.77 | 59.41 | 0.031276
2021-10-22 | 13 | 75275 | 2021-10-22 | 13 | 59.9 | 1.97 | 61.87 | 0.020648
2021-10-22 | 14 | 44475 | 2021-10-22 | 14 | 50.42 | 1.73 | 52.15 | 0.010283
2021-10-22 | 15 | 56070 | 2021-10-22 | 15 | 57.83 | 1.82 | 59.65 | 0.014828
2021-10-22 | 16 | 34235 | 2021-10-22 | 16 | 53.4 | 1.77 | 55.17 | 0.0083739
2021-10-22 | 17 | 13405 | 2021-10-22 | 17 | 63.33 | 1.83 | 65.16 | 0.0038726
2021-10-22 | 18 | 2715 | 2021-10-22 | 18 | 75.38 | 2.84 | 78.22 | 0.00094155
2021-10-22 | 19 | 0 | 2021-10-22 | 19 | 68.47 | 2.29 | 70.76 | 0
2021-10-22 | 20 | 0 | 2021-10-22 | 20 | 62.08 | 1.86 | 63.94 | 0
2021-10-22 | 21 | 0 | 2021-10-22 | 21 | 61.25 | 1.88 | 63.13 | 0
2021-10-22 | 22 | 0 | 2021-10-22 | 22 | 45.52 | 1.8 | 47.32 | 0
2021-10-22 | 23 | 0 | 2021-10-22 | 23 | 42.82 | 1.82 | 44.64 | 0
2021-10-22 | 24 | 0 | 2021-10-22 | 24 | 42.36 | 1.51 | 43.87 | 0
2021-10-23 | 1 | 0 | 2021-10-23 | 1 | 42.53 | 0.48 | 43.01 | 0
2021-10-23 | 2 | 0 | 2021-10-23 | 2 | 41.11 | 0.47 | 41.58 | 0
2021-10-23 | 3 | 0 | 2021-10-23 | 3 | 40.07 | 0.45 | 40.52 | 0
2021-10-23 | 4 | 0 | 2021-10-23 | 4 | 40.65 | 0.45 | 41.1 | 0
2021-10-23 | 5 | 0 | 2021-10-23 | 5 | 42.37 | 0.44 | 42.81 | 0
2021-10-23 | 6 | 0 | 2021-10-23 | 6 | 41.97 | 0.47 | 42.44 | 0
2021-10-23 | 7 | 0 | 2021-10-23 | 7 | 41.57 | 0.57 | 42.14 | 0
2021-10-23 | 8 | 1065 | 2021-10-23 | 8 | 42.6 | 0.57 | 43.17 | 0.00020384
2021-10-23 | 9 | 11755 | 2021-10-23 | 9 | 47.9 | 0.59 | 48.49 | 0.0025271
2021-10-23 | 10 | 24265 | 2021-10-23 | 10 | 47.11 | 0.56 | 47.67 | 0.0051284
2021-10-23 | 11 | 71040 | 2021-10-23 | 11 | 41.47 | 0.5 | 41.97 | 0.013219
2021-10-23 | 12 | 45220 | 2021-10-23 | 12 | 42.36 | 0.49 | 42.85 | 0.0085908
2021-10-23 | 13 | 55915 | 2021-10-23 | 13 | 40.79 | 0.45 | 41.24 | 0.010224
2021-10-23 | 14 | 107670 | 2021-10-23 | 14 | 38.85 | 0.46 | 39.31 | 0.018765
2021-10-23 | 15 | 110575 | 2021-10-23 | 15 | 38.12 | 0.45 | 38.57 | 0.018909
2021-10-23 | 16 | 80755 | 2021-10-23 | 16 | 37.28 | 0.46 | 37.74 | 0.013512
2021-10-23 | 17 | 33405 | 2021-10-23 | 17 | 46.28 | 0.49 | 46.77 | 0.0069268
2021-10-23 | 18 | 2125 | 2021-10-23 | 18 | 60.37 | 0.56 | 60.93 | 0.00057404
2021-10-23 | 19 | 0 | 2021-10-23 | 19 | 54.85 | 0.53 | 55.38 | 0
2021-10-23 | 20 | 0 | 2021-10-23 | 20 | 61.05 | 0.56 | 61.61 | 0
2021-10-23 | 21 | 0 | 2021-10-23 | 21 | 53.48 | 0.48 | 53.96 | 0
2021-10-23 | 22 | 0 | 2021-10-23 | 22 | 49.78 | 0.76 | 50.54 | 0
2021-10-23 | 23 | 0 | 2021-10-23 | 23 | 40.74 | 0.6 | 41.34 | 0
2021-10-23 | 24 | 0 | 2021-10-23 | 24 | 38.26 | 0.55 | 38.81 | 0
2021-10-24 | 1 | 0 | 2021-10-24 | 1 | 40.28 | 0.22 | 40.5 | 0
2021-10-24 | 2 | 0 | 2021-10-24 | 2 | 37.29 | 0.22 | 37.51 | 0
2021-10-24 | 3 | 0 | 2021-10-24 | 3 | 38.41 | 0.24 | 38.65 | 0
2021-10-24 | 4 | 0 | 2021-10-24 | 4 | 37.12 | 0.22 | 37.34 | 0
2021-10-24 | 5 | 0 | 2021-10-24 | 5 | 36.42 | 0.23 | 36.65 | 0
2021-10-24 | 6 | 5 | 2021-10-24 | 6 | 36.83 | 0.23 | 37.06 | 8.2154e-07
2021-10-24 | 7 | 0 | 2021-10-24 | 7 | 37.25 | 0.27 | 37.52 | 0
2021-10-24 | 8 | 7145 | 2021-10-24 | 8 | 38.01 | 0.31 | 38.32 | 0.0012139
2021-10-24 | 9 | 47925 | 2021-10-24 | 9 | 40.13 | 0.32 | 40.45 | 0.0085948
2021-10-24 | 10 | 89560 | 2021-10-24 | 10 | 35.97 | 0.23 | 36.2 | 0.014374
2021-10-24 | 11 | 118915 | 2021-10-24 | 11 | 32.29 | 0.28 | 32.57 | 0.017172
2021-10-24 | 12 | 134200 | 2021-10-24 | 12 | 33.04 | 0.36 | 33.4 | 0.019873
2021-10-24 | 13 | 137995 | 2021-10-24 | 13 | 33.55 | 0.29 | 33.84 | 0.020704
2021-10-24 | 14 | 131095 | 2021-10-24 | 14 | 32.95 | 0.33 | 33.28 | 0.019343
2021-10-24 | 15 | 113810 | 2021-10-24 | 15 | 36.77 | 0.25 | 37.02 | 0.01868
2021-10-24 | 16 | 82560 | 2021-10-24 | 16 | 38.65 | 0.24 | 38.89 | 0.014235
2021-10-24 | 17 | 32095 | 2021-10-24 | 17 | 47.5 | 0.28 | 47.78 | 0.0067989
2021-10-24 | 18 | 1630 | 2021-10-24 | 18 | 66.09 | 0.38 | 66.47 | 0.00048036
2021-10-24 | 19 | 0 | 2021-10-24 | 19 | 69.98 | 0.48 | 70.46 | 0
2021-10-24 | 20 | 0 | 2021-10-24 | 20 | 71.72 | 0.46 | 72.18 | 0
2021-10-24 | 21 | 0 | 2021-10-24 | 21 | 63.19 | 0.37 | 63.56 | 0
2021-10-24 | 22 | 0 | 2021-10-24 | 22 | 48.32 | 0.46 | 48.78 | 0
2021-10-24 | 23 | 0 | 2021-10-24 | 23 | 39.56 | 0.36 | 39.92 | 0
2021-10-24 | 24 | 0 | 2021-10-24 | 24 | 36.63 | 0.29 | 36.92 | 0
2021-10-25 | 1 | 0 | 2021-10-25 | 1 | 39.32 | 0.53 | 39.85 | 0
2021-10-25 | 2 | 0 | 2021-10-25 | 2 | 38.1 | 0.52 | 38.62 | 0
2021-10-25 | 3 | 0 | 2021-10-25 | 3 | 38.47 | 0.52 | 38.99 | 0
2021-10-25 | 4 | 0 | 2021-10-25 | 4 | 37.79 | 0.51 | 38.3 | 0
2021-10-25 | 5 | 0 | 2021-10-25 | 5 | 39.06 | 0.52 | 39.58 | 0
2021-10-25 | 6 | 0 | 2021-10-25 | 6 | 39.2 | 0.54 | 39.74 | 0
2021-10-25 | 7 | 5 | 2021-10-25 | 7 | 46.88 | 0.62 | 47.5 | 1.053e-06
2021-10-25 | 8 | 500 | 2021-10-25 | 8 | 77.12 | 1.28 | 78.4 | 0.0001738
2021-10-25 | 9 | 1560 | 2021-10-25 | 9 | 77.33 | 1.78 | 79.11 | 0.00054716
2021-10-25 | 10 | 2155 | 2021-10-25 | 10 | 79.04 | 1.03 | 80.07 | 0.00076502
2021-10-25 | 11 | 4400 | 2021-10-25 | 11 | 67.41 | 0.95 | 68.36 | 0.0013336
2021-10-25 | 12 | 7045 | 2021-10-25 | 12 | 59.97 | 0.97 | 60.94 | 0.0019034
2021-10-25 | 13 | 8665 | 2021-10-25 | 13 | 92.64 | 1.52 | 94.16 | 0.0036173
2021-10-25 | 14 | 7835 | 2021-10-25 | 14 | 80.29 | 1.07 | 81.36 | 0.0028262
2021-10-25 | 15 | 8270 | 2021-10-25 | 15 | 81.93 | 2.04 | 83.97 | 0.0030788
2021-10-25 | 16 | 4370 | 2021-10-25 | 16 | 80.28 | 1.02 | 81.3 | 0.0015752
2021-10-25 | 17 | 1205 | 2021-10-25 | 17 | 72.29 | 1.11 | 73.4 | 0.00039214
2021-10-25 | 18 | 510 | 2021-10-25 | 18 | 77.09 | 1.56 | 78.65 | 0.00017784
2021-10-25 | 19 | 0 | 2021-10-25 | 19 | 76.64 | 2.28 | 78.92 | 0
2021-10-25 | 20 | 0 | 2021-10-25 | 20 | 64.3 | 1.07 | 65.37 | 0
2021-10-25 | 21 | 0 | 2021-10-25 | 21 | 63.18 | 1.16 | 64.34 | 0
2021-10-25 | 22 | 0 | 2021-10-25 | 22 | 49.01 | 1.2 | 50.21 | 0
2021-10-25 | 23 | 0 | 2021-10-25 | 23 | 42.66 | 0.98 | 43.64 | 0
2021-10-25 | 24 | 0 | 2021-10-25 | 24 | 42.51 | 0.55 | 43.06 | 0
2021-10-26 | 1 | 0 | 2021-10-26 | 1 | 52.16 | 0.66 | 52.82 | 0
2021-10-26 | 2 | 0 | 2021-10-26 | 2 | 55.31 | 0.71 | 56.02 | 0
2021-10-26 | 3 | 0 | 2021-10-26 | 3 | 50.29 | 0.66 | 50.95 | 0
2021-10-26 | 4 | 0 | 2021-10-26 | 4 | 45.48 | 0.62 | 46.1 | 0
2021-10-26 | 5 | 0 | 2021-10-26 | 5 | 48.03 | 0.67 | 48.7 | 0
2021-10-26 | 6 | 5 | 2021-10-26 | 6 | 47.88 | 0.7 | 48.58 | 1.0769e-06
2021-10-26 | 7 | 0 | 2021-10-26 | 7 | 56.06 | 0.89 | 56.95 | 0
2021-10-26 | 8 | 5 | 2021-10-26 | 8 | 69.43 | 1.21 | 70.64 | 1.5659e-06
2021-10-26 | 9 | 3860 | 2021-10-26 | 9 | 83.41 | 1.22 | 84.63 | 0.0014483
2021-10-26 | 10 | 7270 | 2021-10-26 | 10 | 82.24 | 1.16 | 83.4 | 0.0026882
2021-10-26 | 11 | 9255 | 2021-10-26 | 11 | 81.9 | 1.15 | 83.05 | 0.0034078
2021-10-26 | 12 | 6950 | 2021-10-26 | 12 | 67.98 | 1.03 | 69.01 | 0.0021264
2021-10-26 | 13 | 11650 | 2021-10-26 | 13 | 80.39 | 1.12 | 81.51 | 0.0042101
2021-10-26 | 14 | 8965 | 2021-10-26 | 14 | 88.78 | 1.23 | 90.01 | 0.0035776
2021-10-26 | 15 | 6070 | 2021-10-26 | 15 | 68.62 | 1.39 | 70.01 | 0.0018841
2021-10-26 | 16 | 4155 | 2021-10-26 | 16 | 80.07 | 2.26 | 82.33 | 0.0015166
2021-10-26 | 17 | 2705 | 2021-10-26 | 17 | 90.15 | 2.13 | 92.28 | 0.0011067
2021-10-26 | 18 | 510 | 2021-10-26 | 18 | 82.83 | 1.19 | 84.02 | 0.00018998
2021-10-26 | 19 | 0 | 2021-10-26 | 19 | 85.06 | 1.29 | 86.35 | 0
2021-10-26 | 20 | 0 | 2021-10-26 | 20 | 68.35 | 1.16 | 69.51 | 0
2021-10-26 | 21 | 0 | 2021-10-26 | 21 | 52.73 | 1.09 | 53.82 | 0
2021-10-26 | 22 | 0 | 2021-10-26 | 22 | 46.75 | 1.15 | 47.9 | 0
2021-10-26 | 23 | 0 | 2021-10-26 | 23 | 45.76 | 1.13 | 46.89 | 0
2021-10-26 | 24 | 0 | 2021-10-26 | 24 | 47.59 | 0.7 | 48.29 | 0
2021-10-27 | 1 | 0 | 2021-10-27 | 1 | 49.34 | 0.71 | 50.05 | 0
2021-10-27 | 2 | 0 | 2021-10-27 | 2 | 49.18 | 0.93 | 50.11 | 0
2021-10-27 | 3 | 0 | 2021-10-27 | 3 | 45.85 | 0.74 | 46.59 | 0
2021-10-27 | 4 | 0 | 2021-10-27 | 4 | 48.68 | 0.67 | 49.35 | 0
2021-10-27 | 5 | 0 | 2021-10-27 | 5 | 49.21 | 0.7 | 49.91 | 0
2021-10-27 | 6 | 5 | 2021-10-27 | 6 | 50.18 | 0.71 | 50.89 | 1.1281e-06
2021-10-27 | 7 | 0 | 2021-10-27 | 7 | 49.39 | 0.77 | 50.16 | 0
2021-10-27 | 8 | 35 | 2021-10-27 | 8 | 63 | 1.25 | 64.25 | 9.97e-06
2021-10-27 | 9 | 4610 | 2021-10-27 | 9 | 62.34 | 1.16 | 63.5 | 0.0012979
2021-10-27 | 10 | 7885 | 2021-10-27 | 10 | 54.73 | 1.06 | 55.79 | 0.0019504
2021-10-27 | 11 | 23585 | 2021-10-27 | 11 | 61.32 | 1.12 | 62.44 | 0.0065291
2021-10-27 | 12 | 25005 | 2021-10-27 | 12 | 71.06 | 2.04 | 73.1 | 0.008104
2021-10-27 | 13 | 20115 | 2021-10-27 | 13 | 77.69 | 1.42 | 79.11 | 0.0070551
2021-10-27 | 14 | 34325 | 2021-10-27 | 14 | 64.95 | 1.27 | 66.22 | 0.010078
2021-10-27 | 15 | 24615 | 2021-10-27 | 15 | 52.99 | 1.1 | 54.09 | 0.005903
2021-10-27 | 16 | 13660 | 2021-10-27 | 16 | 54.63 | 1.1 | 55.73 | 0.0033752
2021-10-27 | 17 | 8400 | 2021-10-27 | 17 | 70.29 | 1.27 | 71.56 | 0.002665
2021-10-27 | 18 | 1040 | 2021-10-27 | 18 | 71.63 | 1.26 | 72.89 | 0.00033609
2021-10-27 | 19 | 0 | 2021-10-27 | 19 | 71.6 | 1.37 | 72.97 | 0
2021-10-27 | 20 | 0 | 2021-10-27 | 20 | 75.76 | 1.2 | 76.96 | 0
2021-10-27 | 21 | 0 | 2021-10-27 | 21 | 68.82 | 1.22 | 70.04 | 0
2021-10-27 | 22 | 0 | 2021-10-27 | 22 | 64.36 | 1.34 | 65.7 | 0
2021-10-27 | 23 | 0 | 2021-10-27 | 23 | 50.86 | 1.26 | 52.12 | 0
2021-10-27 | 24 | 0 | 2021-10-27 | 24 | 47.12 | 0.76 | 47.88 | 0
2021-10-28 | 1 | 0 | 2021-10-28 | 1 | 48.86 | 1 | 49.86 | 0
2021-10-28 | 2 | 0 | 2021-10-28 | 2 | 49.9 | 0.98 | 50.88 | 0
2021-10-28 | 3 | 0 | 2021-10-28 | 3 | 49.42 | 0.98 | 50.4 | 0
2021-10-28 | 4 | 0 | 2021-10-28 | 4 | 49.59 | 1.01 | 50.6 | 0
2021-10-28 | 5 | 0 | 2021-10-28 | 5 | 51.89 | 1.03 | 52.92 | 0
2021-10-28 | 6 | 5 | 2021-10-28 | 6 | 53.97 | 1.1 | 55.07 | 1.2208e-06
2021-10-28 | 7 | 0 | 2021-10-28 | 7 | 55.24 | 1.2 | 56.44 | 0
2021-10-28 | 8 | 4745 | 2021-10-28 | 8 | 76.94 | 2.07 | 79.01 | 0.0016622
2021-10-28 | 9 | 19360 | 2021-10-28 | 9 | 61.51 | 1.67 | 63.18 | 0.005423
2021-10-28 | 10 | 24670 | 2021-10-28 | 10 | 58.36 | 1.41 | 59.77 | 0.0065374
2021-10-28 | 11 | 25260 | 2021-10-28 | 11 | 70.27 | 1.6 | 71.87 | 0.0080489
2021-10-28 | 12 | 40845 | 2021-10-28 | 12 | 57.01 | 1.59 | 58.6 | 0.010612
2021-10-28 | 13 | 39050 | 2021-10-28 | 13 | 49.35 | 1.34 | 50.69 | 0.008776
2021-10-28 | 14 | 52190 | 2021-10-28 | 14 | 47.73 | 1.27 | 49 | 0.011338
2021-10-28 | 15 | 91060 | 2021-10-28 | 15 | 46.33 | 1.33 | 47.66 | 0.019241
2021-10-28 | 16 | 78115 | 2021-10-28 | 16 | 47.5 | 1.33 | 48.83 | 0.016911
2021-10-28 | 17 | 27805 | 2021-10-28 | 17 | 67.57 | 1.39 | 68.96 | 0.0085011
2021-10-28 | 18 | 1620 | 2021-10-28 | 18 | 108.45 | 1.69 | 110.14 | 0.00079107
2021-10-28 | 19 | 0 | 2021-10-28 | 19 | 121.9 | 2.57 | 124.47 | 0
2021-10-28 | 20 | 0 | 2021-10-28 | 20 | 84 | 1.63 | 85.63 | 0
2021-10-28 | 21 | 0 | 2021-10-28 | 21 | 76.76 | 1.4 | 78.16 | 0
2021-10-28 | 22 | 0 | 2021-10-28 | 22 | 66.14 | 1.64 | 67.78 | 0
2021-10-28 | 23 | 0 | 2021-10-28 | 23 | 58.4 | 1.75 | 60.15 | 0
2021-10-28 | 24 | 0 | 2021-10-28 | 24 | 71.16 | 1.87 | 73.03 | 0
2021-10-29 | 1 | 0 | 2021-10-29 | 1 | 52.02 | 0.52 | 52.54 | 0
2021-10-29 | 2 | 0 | 2021-10-29 | 2 | 52.4 | 0.37 | 52.77 | 0
2021-10-29 | 3 | 0 | 2021-10-29 | 3 | 50.52 | 0.32 | 50.84 | 0
2021-10-29 | 4 | 0 | 2021-10-29 | 4 | 52.67 | 0.39 | 53.06 | 0
2021-10-29 | 5 | 0 | 2021-10-29 | 5 | 51.11 | 0.36 | 51.47 | 0
2021-10-29 | 6 | 0 | 2021-10-29 | 6 | 55.49 | 0.52 | 56.01 | 0
2021-10-29 | 7 | 0 | 2021-10-29 | 7 | 64.55 | 0.6 | 65.15 | 0
2021-10-29 | 8 | 4620 | 2021-10-29 | 8 | 78.07 | 0.99 | 79.06 | 0.0016194
2021-10-29 | 9 | 24510 | 2021-10-29 | 9 | 67.83 | 0.82 | 68.65 | 0.00746
2021-10-29 | 10 | 22150 | 2021-10-29 | 10 | 66.34 | 1.65 | 67.99 | 0.0066769
2021-10-29 | 11 | 44075 | 2021-10-29 | 11 | 59.98 | 1.81 | 61.79 | 0.012074
2021-10-29 | 12 | 87450 | 2021-10-29 | 12 | 52.16 | 0.84 | 53 | 0.020549
2021-10-29 | 13 | 130580 | 2021-10-29 | 13 | 47.94 | 0.7 | 48.64 | 0.02816
2021-10-29 | 14 | 125670 | 2021-10-29 | 14 | 54.67 | 0.81 | 55.48 | 0.030912
2021-10-29 | 15 | 109095 | 2021-10-29 | 15 | 51.1 | 0.73 | 51.83 | 0.025069
2021-10-29 | 16 | 77510 | 2021-10-29 | 16 | 52.69 | 0.76 | 53.45 | 0.018368
2021-10-29 | 17 | 26665 | 2021-10-29 | 17 | 61.81 | 0.81 | 62.62 | 0.007403
2021-10-29 | 18 | 1150 | 2021-10-29 | 18 | 79.91 | 1.69 | 81.6 | 0.00041605
2021-10-29 | 19 | 0 | 2021-10-29 | 19 | 65.88 | 1.18 | 67.06 | 0
2021-10-29 | 20 | 0 | 2021-10-29 | 20 | 56.79 | 0.8 | 57.59 | 0
2021-10-29 | 21 | 0 | 2021-10-29 | 21 | 56.26 | 0.82 | 57.08 | 0
2021-10-29 | 22 | 0 | 2021-10-29 | 22 | 49.15 | 0.84 | 49.99 | 0
2021-10-29 | 23 | 0 | 2021-10-29 | 23 | 42.53 | 0.79 | 43.32 | 0
2021-10-29 | 24 | 0 | 2021-10-29 | 24 | 43.57 | 0.42 | 43.99 | 0
2021-10-30 | 1 | 0 | 2021-10-30 | 1 | 52.46 | 1.61 | 54.07 | 0
2021-10-30 | 2 | 0 | 2021-10-30 | 2 | 66.48 | 1.7 | 68.18 | 0
2021-10-30 | 3 | 0 | 2021-10-30 | 3 | 62.5 | 1.72 | 64.22 | 0
2021-10-30 | 4 | 0 | 2021-10-30 | 4 | 57.09 | 1.77 | 58.86 | 0
2021-10-30 | 5 | 0 | 2021-10-30 | 5 | 64.44 | 1.93 | 66.37 | 0
2021-10-30 | 6 | 0 | 2021-10-30 | 6 | 73.79 | 1.87 | 75.66 | 0
2021-10-30 | 7 | 5 | 2021-10-30 | 7 | 96.26 | 2.19 | 98.45 | 2.1824e-06
2021-10-30 | 8 | 5 | 2021-10-30 | 8 | 55.85 | 1.8 | 57.65 | 1.278e-06
2021-10-30 | 9 | 4280 | 2021-10-30 | 9 | 75.83 | 1.77 | 77.6 | 0.0014725
2021-10-30 | 10 | 5530 | 2021-10-30 | 10 | 89.45 | 1.81 | 91.26 | 0.0022375
2021-10-30 | 11 | 11790 | 2021-10-30 | 11 | 78.99 | 1.78 | 80.77 | 0.004222
2021-10-30 | 12 | 14975 | 2021-10-30 | 12 | 87.19 | 2.6 | 89.79 | 0.0059614
2021-10-30 | 13 | 15935 | 2021-10-30 | 13 | 86.89 | 1.96 | 88.85 | 0.0062772
2021-10-30 | 14 | 12485 | 2021-10-30 | 14 | 92.84 | 2.02 | 94.86 | 0.0052508
2021-10-30 | 15 | 5040 | 2021-10-30 | 15 | 77.17 | 2.38 | 79.55 | 0.0017776
2021-10-30 | 16 | 3250 | 2021-10-30 | 16 | 68.51 | 1.75 | 70.26 | 0.0010124
2021-10-30 | 17 | 1035 | 2021-10-30 | 17 | 81.97 | 1.75 | 83.72 | 0.00038417
2021-10-30 | 18 | 0 | 2021-10-30 | 18 | 71.52 | 1.63 | 73.15 | 0
2021-10-30 | 19 | 0 | 2021-10-30 | 19 | 58.67 | 1.64 | 60.31 | 0
2021-10-30 | 20 | 0 | 2021-10-30 | 20 | 70.34 | 1.75 | 72.09 | 0
2021-10-30 | 21 | 0 | 2021-10-30 | 21 | 80.8 | 1.94 | 82.74 | 0
2021-10-30 | 22 | 0 | 2021-10-30 | 22 | 73.67 | 2.14 | 75.81 | 0
2021-10-30 | 23 | 0 | 2021-10-30 | 23 | 68.19 | 2.02 | 70.21 | 0
2021-10-30 | 24 | 0 | 2021-10-30 | 24 | 64.72 | 2.85 | 67.57 | 0
2021-10-31 | 1 | 0 | 2021-10-31 | 1 | 51.15 | 0.93 | 52.08 | 0
2021-10-31 | 2 | 0 | 2021-10-31 | 2 | 44.49 | 0.69 | 45.18 | 0
2021-10-31 | 3 | 0 | 2021-10-31 | 3 | 48 | 0.73 | 48.73 | 0
2021-10-31 | 4 | 0 | 2021-10-31 | 4 | 50.48 | 0.78 | 51.26 | 0
2021-10-31 | 5 | 0 | 2021-10-31 | 5 | 54.54 | 0.77 | 55.31 | 0
2021-10-31 | 6 | 5 | 2021-10-31 | 6 | 51.49 | 0.72 | 52.21 | 1.1574e-06
2021-10-31 | 7 | 0 | 2021-10-31 | 7 | 50.76 | 0.79 | 51.55 | 0
2021-10-31 | 8 | 515 | 2021-10-31 | 8 | 46.27 | 0.94 | 47.21 | 0.00010779
2021-10-31 | 9 | 17700 | 2021-10-31 | 9 | 44.98 | 0.8 | 45.78 | 0.0035926
2021-10-31 | 10 | 69695 | 2021-10-31 | 10 | 41.33 | 0.67 | 42 | 0.012978
2021-10-31 | 11 | 86460 | 2021-10-31 | 11 | 39.74 | 1.62 | 41.36 | 0.015854
2021-10-31 | 12 | 65370 | 2021-10-31 | 12 | 39.93 | 1.37 | 41.3 | 0.01197
2021-10-31 | 13 | 73425 | 2021-10-31 | 13 | 41.28 | 1.26 | 42.54 | 0.013848
2021-10-31 | 14 | 74535 | 2021-10-31 | 14 | 42.74 | 1.32 | 44.06 | 0.01456
2021-10-31 | 15 | 64830 | 2021-10-31 | 15 | 45.12 | 0.7 | 45.82 | 0.01317
2021-10-31 | 16 | 36975 | 2021-10-31 | 16 | 46.52 | 0.72 | 47.24 | 0.0077441
2021-10-31 | 17 | 14575 | 2021-10-31 | 17 | 52.59 | 0.72 | 53.31 | 0.0034449
2021-10-31 | 18 | 530 | 2021-10-31 | 18 | 68.53 | 0.83 | 69.36 | 0.00016298
2021-10-31 | 19 | 0 | 2021-10-31 | 19 | 81.2 | 0.85 | 82.05 | 0
2021-10-31 | 20 | 0 | 2021-10-31 | 20 | 64.31 | 0.79 | 65.1 | 0
2021-10-31 | 21 | 0 | 2021-10-31 | 21 | 60.66 | 0.99 | 61.65 | 0
2021-10-31 | 22 | 0 | 2021-10-31 | 22 | 54.76 | 0.9 | 55.66 | 0
2021-10-31 | 23 | 0 | 2021-10-31 | 23 | 42.72 | 0.8 | 43.52 | 0
2021-10-31 | 24 | 0 | 2021-10-31 | 24 | 44.17 | 1.37 | 45.54 | 0
2021-11-01 | 1 | 0 | 2021-11-01 | 1 | 44.73 | 1.81 | 46.54 | 0
2021-11-01 | 2 | 0 | 2021-11-01 | 2 | 42.31 | 1.68 | 43.99 | 0
2021-11-01 | 3 | 0 | 2021-11-01 | 3 | 41.8 | 1.7 | 43.5 | 0
2021-11-01 | 4 | 0 | 2021-11-01 | 4 | 40.61 | 1.68 | 42.29 | 0
2021-11-01 | 5 | 0 | 2021-11-01 | 5 | 43.06 | 1.67 | 44.73 | 0
2021-11-01 | 6 | 0 | 2021-11-01 | 6 | 44.61 | 1.81 | 46.42 | 0
2021-11-01 | 7 | 0 | 2021-11-01 | 7 | 46.05 | 1.99 | 48.04 | 0
2021-11-01 | 8 | 3570 | 2021-11-01 | 8 | 86.85 | 2.91 | 89.76 | 0.0014207
2021-11-01 | 9 | 37530 | 2021-11-01 | 9 | 67.58 | 2.29 | 69.87 | 0.011626
2021-11-01 | 10 | 82460 | 2021-11-01 | 10 | 42.39 | 2.07 | 44.46 | 0.016254
2021-11-01 | 11 | 111695 | 2021-11-01 | 11 | 37.91 | 2.01 | 39.92 | 0.019769
2021-11-01 | 12 | 129090 | 2021-11-01 | 12 | 37.47 | 2.03 | 39.5 | 0.022607
2021-11-01 | 13 | 133990 | 2021-11-01 | 13 | 35.12 | 2.05 | 37.17 | 0.022081
2021-11-01 | 14 | 126035 | 2021-11-01 | 14 | 34.55 | 2.07 | 36.62 | 0.020463
2021-11-01 | 15 | 109605 | 2021-11-01 | 15 | 32.92 | 2.04 | 34.96 | 0.016989
2021-11-01 | 16 | 75805 | 2021-11-01 | 16 | 35.45 | 2.02 | 37.47 | 0.012593
2021-11-01 | 17 | 23565 | 2021-11-01 | 17 | 38.93 | 2 | 40.93 | 0.0042763
2021-11-01 | 18 | 1000 | 2021-11-01 | 18 | 48.28 | 1.99 | 50.27 | 0.00022288
2021-11-01 | 19 | 0 | 2021-11-01 | 19 | 52.59 | 2.01 | 54.6 | 0
2021-11-01 | 20 | 0 | 2021-11-01 | 20 | 57.6 | 2.09 | 59.69 | 0
2021-11-01 | 21 | 0 | 2021-11-01 | 21 | 51.71 | 2.12 | 53.83 | 0
2021-11-01 | 22 | 0 | 2021-11-01 | 22 | 46.26 | 2.08 | 48.34 | 0
2021-11-01 | 23 | 0 | 2021-11-01 | 23 | 44.89 | 2.13 | 47.02 | 0
2021-11-01 | 24 | 0 | 2021-11-01 | 24 | 39.57 | 1.79 | 41.36 | 0
2021-11-02 | 1 | 0 | 2021-11-02 | 1 | 39.55 | 0.52 | 40.07 | 0
2021-11-02 | 2 | 0 | 2021-11-02 | 2 | 39.43 | 0.5 | 39.93 | 0
2021-11-02 | 3 | 0 | 2021-11-02 | 3 | 39.5 | 0.49 | 39.99 | 0
2021-11-02 | 4 | 0 | 2021-11-02 | 4 | 38.66 | 0.49 | 39.15 | 0
2021-11-02 | 5 | 0 | 2021-11-02 | 5 | 40.63 | 0.49 | 41.12 | 0
2021-11-02 | 6 | 5 | 2021-11-02 | 6 | 45.4 | 0.57 | 45.97 | 1.0191e-06
2021-11-02 | 7 | 0 | 2021-11-02 | 7 | 54.37 | 0.74 | 55.11 | 0
2021-11-02 | 8 | 2060 | 2021-11-02 | 8 | 62.94 | 1.13 | 64.07 | 0.00058516
2021-11-02 | 9 | 24950 | 2021-11-02 | 9 | 66.36 | 1.29 | 67.65 | 0.0074833
2021-11-02 | 10 | 69725 | 2021-11-02 | 10 | 59.85 | 1.11 | 60.96 | 0.018845
2021-11-02 | 11 | 108980 | 2021-11-02 | 11 | 53.06 | 0.86 | 53.92 | 0.026053
2021-11-02 | 12 | 98460 | 2021-11-02 | 12 | 46.61 | 0.82 | 47.43 | 0.020705
2021-11-02 | 13 | 78560 | 2021-11-02 | 13 | 50.53 | 0.82 | 51.35 | 0.017885
2021-11-02 | 14 | 78125 | 2021-11-02 | 14 | 61.51 | 0.97 | 62.48 | 0.021641
2021-11-02 | 15 | 55315 | 2021-11-02 | 15 | 59.84 | 0.91 | 60.75 | 0.014899
2021-11-02 | 16 | 13060 | 2021-11-02 | 16 | 59.79 | 0.95 | 60.74 | 0.003517
2021-11-02 | 17 | 7085 | 2021-11-02 | 17 | 66.94 | 0.94 | 67.88 | 0.0021322
2021-11-02 | 18 | 500 | 2021-11-02 | 18 | 80.48 | 0.97 | 81.45 | 0.00018056
2021-11-02 | 19 | 0 | 2021-11-02 | 19 | 93.95 | 1.09 | 95.04 | 0
2021-11-02 | 20 | 0 | 2021-11-02 | 20 | 80.24 | 1.02 | 81.26 | 0
2021-11-02 | 21 | 0 | 2021-11-02 | 21 | 70.18 | 1.32 | 71.5 | 0
2021-11-02 | 22 | 0 | 2021-11-02 | 22 | 55.98 | 0.92 | 56.9 | 0
2021-11-02 | 23 | 0 | 2021-11-02 | 23 | 54.36 | 1.07 | 55.43 | 0
2021-11-02 | 24 | 0 | 2021-11-02 | 24 | 59.51 | 2.03 | 61.54 | 0
2021-11-03 | 1 | 0 | 2021-11-03 | 1 | 46.8 | 1.15 | 47.95 | 0
2021-11-03 | 2 | 0 | 2021-11-03 | 2 | 44.64 | 0.87 | 45.51 | 0
2021-11-03 | 3 | 0 | 2021-11-03 | 3 | 44.7 | 0.87 | 45.57 | 0
2021-11-03 | 4 | 0 | 2021-11-03 | 4 | 45.51 | 0.87 | 46.38 | 0
2021-11-03 | 5 | 0 | 2021-11-03 | 5 | 45.52 | 0.88 | 46.4 | 0
2021-11-03 | 6 | 5 | 2021-11-03 | 6 | 47.7 | 1.01 | 48.71 | 1.0798e-06
2021-11-03 | 7 | 0 | 2021-11-03 | 7 | 68.1 | 1.22 | 69.32 | 0
2021-11-03 | 8 | 4095 | 2021-11-03 | 8 | 67.25 | 1.56 | 68.81 | 0.0012493
2021-11-03 | 9 | 35000 | 2021-11-03 | 9 | 73.35 | 1.51 | 74.86 | 0.011616
2021-11-03 | 10 | 78615 | 2021-11-03 | 10 | 51.27 | 1.28 | 52.55 | 0.018316
2021-11-03 | 11 | 110405 | 2021-11-03 | 11 | 46.91 | 1.21 | 48.12 | 0.023554
2021-11-03 | 12 | 123440 | 2021-11-03 | 12 | 45.44 | 1.65 | 47.09 | 0.025771
2021-11-03 | 13 | 103650 | 2021-11-03 | 13 | 45.28 | 1.69 | 46.97 | 0.021585
2021-11-03 | 14 | 68830 | 2021-11-03 | 14 | 46.71 | 1.19 | 47.9 | 0.014617
2021-11-03 | 15 | 57575 | 2021-11-03 | 15 | 46.29 | 1.2 | 47.49 | 0.012122
2021-11-03 | 16 | 37435 | 2021-11-03 | 16 | 46.08 | 1.18 | 47.26 | 0.0078438
2021-11-03 | 17 | 19655 | 2021-11-03 | 17 | 59.67 | 1.29 | 60.96 | 0.0053122
2021-11-03 | 18 | 1000 | 2021-11-03 | 18 | 84.39 | 1.55 | 85.94 | 0.00038102
2021-11-03 | 19 | 0 | 2021-11-03 | 19 | 101.26 | 1.87 | 103.13 | 0
2021-11-03 | 20 | 0 | 2021-11-03 | 20 | 89.1 | 1.72 | 90.82 | 0
2021-11-03 | 21 | 0 | 2021-11-03 | 21 | 67.21 | 1.26 | 68.47 | 0
2021-11-03 | 22 | 0 | 2021-11-03 | 22 | 54.34 | 1.19 | 55.53 | 0
2021-11-03 | 23 | 0 | 2021-11-03 | 23 | 51.38 | 1.31 | 52.69 | 0
2021-11-03 | 24 | 0 | 2021-11-03 | 24 | 51.14 | 1 | 52.14 | 0
2021-11-04 | 1 | 0 | 2021-11-04 | 1 | 50.03 | 1.15 | 51.18 | 0
2021-11-04 | 2 | 0 | 2021-11-04 | 2 | 49.81 | 1.14 | 50.95 | 0
2021-11-04 | 3 | 0 | 2021-11-04 | 3 | 56.48 | 1.15 | 57.63 | 0
2021-11-04 | 4 | 0 | 2021-11-04 | 4 | 57.09 | 1.13 | 58.22 | 0
2021-11-04 | 5 | 0 | 2021-11-04 | 5 | 56.1 | 1.14 | 57.24 | 0
2021-11-04 | 6 | 5 | 2021-11-04 | 6 | 57.17 | 1.31 | 58.48 | 1.2964e-06
2021-11-04 | 7 | 0 | 2021-11-04 | 7 | 81.49 | 1.79 | 83.28 | 0
2021-11-04 | 8 | 3070 | 2021-11-04 | 8 | 91.25 | 1.96 | 93.21 | 0.0012687
2021-11-04 | 9 | 34960 | 2021-11-04 | 9 | 87.39 | 1.86 | 89.25 | 0.013834
2021-11-04 | 10 | 81610 | 2021-11-04 | 10 | 75.97 | 1.68 | 77.65 | 0.028096
2021-11-04 | 11 | 109220 | 2021-11-04 | 11 | 57.22 | 2.12 | 59.34 | 0.028735
2021-11-04 | 12 | 124695 | 2021-11-04 | 12 | 55.13 | 1.81 | 56.94 | 0.031479
2021-11-04 | 13 | 129820 | 2021-11-04 | 13 | 53.33 | 1.46 | 54.79 | 0.031535
2021-11-04 | 14 | 127610 | 2021-11-04 | 14 | 55.96 | 1.46 | 57.42 | 0.032486
2021-11-04 | 15 | 76910 | 2021-11-04 | 15 | 56.62 | 1.47 | 58.09 | 0.019808
2021-11-04 | 16 | 45840 | 2021-11-04 | 16 | 79.52 | 2 | 81.52 | 0.016568
2021-11-04 | 17 | 19305 | 2021-11-04 | 17 | 106.08 | 2.92 | 109 | 0.0093293
2021-11-04 | 18 | 1000 | 2021-11-04 | 18 | 107.37 | 2.62 | 109.99 | 0.00048765
2021-11-04 | 19 | 0 | 2021-11-04 | 19 | 107.02 | 2.63 | 109.65 | 0
2021-11-04 | 20 | 0 | 2021-11-04 | 20 | 111.65 | 2.62 | 114.27 | 0
2021-11-04 | 21 | 0 | 2021-11-04 | 21 | 100.11 | 1.69 | 101.8 | 0
2021-11-04 | 22 | 0 | 2021-11-04 | 22 | 103.01 | 1.65 | 104.66 | 0
2021-11-04 | 23 | 0 | 2021-11-04 | 23 | 66.19 | 1.69 | 67.88 | 0
2021-11-04 | 24 | 0 | 2021-11-04 | 24 | 60.14 | 1.42 | 61.56 | 0
2021-11-05 | 1 | 0 | 2021-11-05 | 1 | 52.36 | 1.73 | 54.09 | 0
2021-11-05 | 2 | 0 | 2021-11-05 | 2 | 51.05 | 1.71 | 52.76 | 0
2021-11-05 | 3 | 0 | 2021-11-05 | 3 | 55.06 | 1.75 | 56.81 | 0
2021-11-05 | 4 | 0 | 2021-11-05 | 4 | 59.85 | 1.74 | 61.59 | 0
2021-11-05 | 5 | 0 | 2021-11-05 | 5 | 57.13 | 1.7 | 58.83 | 0
2021-11-05 | 6 | 0 | 2021-11-05 | 6 | 62.83 | 1.92 | 64.75 | 0
2021-11-05 | 7 | 0 | 2021-11-05 | 7 | 115.07 | 2.54 | 117.61 | 0
2021-11-05 | 8 | 3070 | 2021-11-05 | 8 | 181.42 | 5.51 | 186.93 | 0.0025443
2021-11-05 | 9 | 33840 | 2021-11-05 | 9 | 133.3 | 3.34 | 136.64 | 0.0205
2021-11-05 | 10 | 82100 | 2021-11-05 | 10 | 83.48 | 2.25 | 85.73 | 0.031205
2021-11-05 | 11 | 111355 | 2021-11-05 | 11 | 54.85 | 2.05 | 56.9 | 0.028092
2021-11-05 | 12 | 127885 | 2021-11-05 | 12 | 52.31 | 2.04 | 54.35 | 0.030816
2021-11-05 | 13 | 133100 | 2021-11-05 | 13 | 49.42 | 2.04 | 51.46 | 0.030367
2021-11-05 | 14 | 127145 | 2021-11-05 | 14 | 48.78 | 2.96 | 51.74 | 0.029166
2021-11-05 | 15 | 110025 | 2021-11-05 | 15 | 48.72 | 2.05 | 50.77 | 0.024766
2021-11-05 | 16 | 75485 | 2021-11-05 | 16 | 48.27 | 2.07 | 50.34 | 0.016847
2021-11-05 | 17 | 20385 | 2021-11-05 | 17 | 64.85 | 2.68 | 67.53 | 0.0061033
2021-11-05 | 18 | 1000 | 2021-11-05 | 18 | 84.9 | 3.22 | 88.12 | 0.00039069
2021-11-05 | 19 | 0 | 2021-11-05 | 19 | 79.23 | 2.58 | 81.81 | 0
2021-11-05 | 20 | 0 | 2021-11-05 | 20 | 76.37 | 2.56 | 78.93 | 0
2021-11-05 | 21 | 0 | 2021-11-05 | 21 | 66.9 | 2.15 | 69.05 | 0
2021-11-05 | 22 | 0 | 2021-11-05 | 22 | 77.74 | 2.23 | 79.97 | 0
2021-11-05 | 23 | 0 | 2021-11-05 | 23 | 95.14 | 2.59 | 97.73 | 0
2021-11-05 | 24 | 0 | 2021-11-05 | 24 | 56.98 | 2.24 | 59.22 | 0
2021-11-06 | 1 | 0 | 2021-11-06 | 1 | 75.5 | 0.86 | 76.36 | 0
2021-11-06 | 2 | 0 | 2021-11-06 | 2 | 127.26 | 1 | 128.26 | 0
2021-11-06 | 3 | 0 | 2021-11-06 | 3 | 97.31 | 0.83 | 98.14 | 0
2021-11-06 | 4 | 0 | 2021-11-06 | 4 | 65.49 | 0.87 | 66.36 | 0
2021-11-06 | 5 | 0 | 2021-11-06 | 5 | 53.96 | 0.64 | 54.6 | 0
2021-11-06 | 6 | 0 | 2021-11-06 | 6 | 85.05 | 0.99 | 86.04 | 0
2021-11-06 | 7 | 0 | 2021-11-06 | 7 | 73.23 | 1.08 | 74.31 | 0
2021-11-06 | 8 | 2570 | 2021-11-06 | 8 | 77.06 | 1.31 | 78.37 | 0.00089297
2021-11-06 | 9 | 32785 | 2021-11-06 | 9 | 74.98 | 1.19 | 76.17 | 0.011072
2021-11-06 | 10 | 81570 | 2021-11-06 | 10 | 49.94 | 0.7 | 50.64 | 0.018314
2021-11-06 | 11 | 109830 | 2021-11-06 | 11 | 43.94 | 0.61 | 44.55 | 0.021693
2021-11-06 | 12 | 123730 | 2021-11-06 | 12 | 42.23 | 0.55 | 42.78 | 0.023468
2021-11-06 | 13 | 128255 | 2021-11-06 | 13 | 39.68 | 0.59 | 40.27 | 0.022899
2021-11-06 | 14 | 121440 | 2021-11-06 | 14 | 38.35 | 0.65 | 39 | 0.020998
2021-11-06 | 15 | 104170 | 2021-11-06 | 15 | 39.74 | 0.64 | 40.38 | 0.018649
2021-11-06 | 16 | 72360 | 2021-11-06 | 16 | 39.51 | 0.62 | 40.13 | 0.012874
2021-11-06 | 17 | 18710 | 2021-11-06 | 17 | 53.65 | 0.7 | 54.35 | 0.0045085
2021-11-06 | 18 | 500 | 2021-11-06 | 18 | 88.32 | 0.82 | 89.14 | 0.0001976
2021-11-06 | 19 | 0 | 2021-11-06 | 19 | 65.85 | 1.52 | 67.37 | 0
2021-11-06 | 20 | 0 | 2021-11-06 | 20 | 67.63 | 0.77 | 68.4 | 0
2021-11-06 | 21 | 0 | 2021-11-06 | 21 | 56.44 | 0.71 | 57.15 | 0
2021-11-06 | 22 | 0 | 2021-11-06 | 22 | 61.68 | 0.9 | 62.58 | 0
2021-11-06 | 23 | 0 | 2021-11-06 | 23 | 58.52 | 0.96 | 59.48 | 0
2021-11-06 | 24 | 0 | 2021-11-06 | 24 | 52.56 | 0.98 | 53.54 | 0
2021-11-07 | 1 | 0 | 2021-11-07 | 1 | 51.21 | 0.8 | 52.01 | 0
2021-11-07 | 2 | 0 | 2021-11-07 | 2 | 50.71 | 0.64 | 51.35 | 0
2021-11-07 | 02X | 0 | 2021-11-07 | 02X | 50.67 | 0.61 | 51.28 | 0
2021-11-07 | 3 | 0 | 2021-11-07 | 3 | 55.14 | 0.77 | 55.91 | 0
2021-11-07 | 4 | 0 | 2021-11-07 | 4 | 50.88 | 0.62 | 51.5 | 0
2021-11-07 | 5 | 0 | 2021-11-07 | 5 | 52.72 | 0.59 | 53.31 | 0
2021-11-07 | 6 | 0 | 2021-11-07 | 6 | 55.35 | 0.59 | 55.94 | 0
2021-11-07 | 7 | 2570 | 2021-11-07 | 7 | 65.35 | 0.86 | 66.21 | 0.00075442
2021-11-07 | 8 | 31700 | 2021-11-07 | 8 | 72.13 | 0.83 | 72.96 | 0.010254
2021-11-07 | 9 | 82020 | 2021-11-07 | 9 | 53.84 | 0.86 | 54.7 | 0.019891
2021-11-07 | 10 | 109840 | 2021-11-07 | 10 | 49.93 | 0.59 | 50.52 | 0.024602
2021-11-07 | 11 | 123850 | 2021-11-07 | 11 | 46.53 | 0.56 | 47.09 | 0.025857
2021-11-07 | 12 | 127130 | 2021-11-07 | 12 | 45.27 | 0.53 | 45.8 | 0.025815
2021-11-07 | 13 | 121740 | 2021-11-07 | 13 | 46.56 | 0.55 | 47.11 | 0.025427
2021-11-07 | 14 | 104295 | 2021-11-07 | 14 | 49.56 | 0.57 | 50.13 | 0.02318
2021-11-07 | 15 | 71065 | 2021-11-07 | 15 | 49.54 | 0.61 | 50.15 | 0.015801
2021-11-07 | 16 | 18205 | 2021-11-07 | 16 | 71.73 | 0.68 | 72.41 | 0.0058445
2021-11-07 | 17 | 560 | 2021-11-07 | 17 | 80.42 | 0.58 | 81 | 0.00020111
2021-11-07 | 18 | 0 | 2021-11-07 | 18 | 97.53 | 1.1 | 98.63 | 0
2021-11-07 | 19 | 0 | 2021-11-07 | 19 | 91.29 | 0.85 | 92.14 | 0
2021-11-07 | 20 | 0 | 2021-11-07 | 20 | 86.5 | 1.07 | 87.57 | 0
2021-11-07 | 21 | 0 | 2021-11-07 | 21 | 72.23 | 1.18 | 73.41 | 0
2021-11-07 | 22 | 0 | 2021-11-07 | 22 | 58.17 | 0.69 | 58.86 | 0
2021-11-07 | 23 | 0 | 2021-11-07 | 23 | 63.77 | 1.05 | 64.82 | 0
2021-11-07 | 24 | 0 | 2021-11-07 | 24 | 58.97 | 1.14 | 60.11 | 0
2021-11-08 | 1 | 0 | 2021-11-08 | 1 | 50.14 | 0.64 | 50.78 | 0
2021-11-08 | 2 | 0 | 2021-11-08 | 2 | 48.09 | 0.56 | 48.65 | 0
2021-11-08 | 3 | 0 | 2021-11-08 | 3 | 48.58 | 0.6 | 49.18 | 0
2021-11-08 | 4 | 0 | 2021-11-08 | 4 | 49.65 | 0.59 | 50.24 | 0
2021-11-08 | 5 | 0 | 2021-11-08 | 5 | 56.75 | 0.61 | 57.36 | 0
2021-11-08 | 6 | 0 | 2021-11-08 | 6 | 75.23 | 1.39 | 76.62 | 0
2021-11-08 | 7 | 530 | 2021-11-08 | 7 | 90.55 | 1.41 | 91.96 | 0.00021609
2021-11-08 | 8 | 24985 | 2021-11-08 | 8 | 92.23 | 1.62 | 93.85 | 0.010396
2021-11-08 | 9 | 74395 | 2021-11-08 | 9 | 62.14 | 1.29 | 63.43 | 0.020922
2021-11-08 | 10 | 101210 | 2021-11-08 | 10 | 56.21 | 1.36 | 57.57 | 0.025833
2021-11-08 | 11 | 115885 | 2021-11-08 | 11 | 46.21 | 0.92 | 47.13 | 0.024215
2021-11-08 | 12 | 120845 | 2021-11-08 | 12 | 45.04 | 0.92 | 45.96 | 0.024624
2021-11-08 | 13 | 115080 | 2021-11-08 | 13 | 46.26 | 0.93 | 47.19 | 0.024077
2021-11-08 | 14 | 97420 | 2021-11-08 | 14 | 48.02 | 0.92 | 48.94 | 0.021138
2021-11-08 | 15 | 66175 | 2021-11-08 | 15 | 76.01 | 0.98 | 76.99 | 0.022588
2021-11-08 | 16 | 15330 | 2021-11-08 | 16 | 88.39 | 1.3 | 89.69 | 0.0060959
2021-11-08 | 17 | 540 | 2021-11-08 | 17 | 95.55 | 1.23 | 96.78 | 0.0002317
2021-11-08 | 18 | 0 | 2021-11-08 | 18 | 99.37 | 1.46 | 100.83 | 0
2021-11-08 | 19 | 0 | 2021-11-08 | 19 | 93.35 | 1.35 | 94.7 | 0
2021-11-08 | 20 | 0 | 2021-11-08 | 20 | 83.72 | 1.59 | 85.31 | 0
2021-11-08 | 21 | 0 | 2021-11-08 | 21 | 78.36 | 1.17 | 79.53 | 0
2021-11-08 | 22 | 0 | 2021-11-08 | 22 | 72.82 | 1.38 | 74.2 | 0
2021-11-08 | 23 | 0 | 2021-11-08 | 23 | 62.88 | 1.74 | 64.62 | 0
2021-11-08 | 24 | 0 | 2021-11-08 | 24 | 50.59 | 1.29 | 51.88 | 0
2021-11-09 | 1 | 0 | 2021-11-09 | 1 | 76.57 | 1.36 | 77.93 | 0
2021-11-09 | 2 | 0 | 2021-11-09 | 2 | 57.97 | 1.11 | 59.08 | 0
2021-11-09 | 3 | 0 | 2021-11-09 | 3 | 47.23 | 1.04 | 48.27 | 0
2021-11-09 | 4 | 0 | 2021-11-09 | 4 | 57.9 | 1.1 | 59 | 0
2021-11-09 | 5 | 0 | 2021-11-09 | 5 | 70.03 | 1.76 | 71.79 | 0
2021-11-09 | 6 | 0 | 2021-11-09 | 6 | 52.37 | 1.42 | 53.79 | 0
2021-11-09 | 7 | 2070 | 2021-11-09 | 7 | 73.73 | 1.93 | 75.66 | 0.00069437
2021-11-09 | 8 | 24835 | 2021-11-09 | 8 | 63.99 | 1.74 | 65.73 | 0.0072374
2021-11-09 | 9 | 70860 | 2021-11-09 | 9 | 60.72 | 1.75 | 62.47 | 0.019626
2021-11-09 | 10 | 96590 | 2021-11-09 | 10 | 48.24 | 1.44 | 49.68 | 0.021275
2021-11-09 | 11 | 110815 | 2021-11-09 | 11 | 52.26 | 1.41 | 53.67 | 0.026368
2021-11-09 | 12 | 114480 | 2021-11-09 | 12 | 46.73 | 1.4 | 48.13 | 0.024429
2021-11-09 | 13 | 107560 | 2021-11-09 | 13 | 45.38 | 1.39 | 46.77 | 0.022303
2021-11-09 | 14 | 90465 | 2021-11-09 | 14 | 54.3 | 1.39 | 55.69 | 0.022336
2021-11-09 | 15 | 59640 | 2021-11-09 | 15 | 55.54 | 1.46 | 57 | 0.015072
2021-11-09 | 16 | 13290 | 2021-11-09 | 16 | 67.75 | 1.41 | 69.16 | 0.0040751
2021-11-09 | 17 | 550 | 2021-11-09 | 17 | 72.6 | 1.43 | 74.03 | 0.00018052
2021-11-09 | 18 | 0 | 2021-11-09 | 18 | 69.63 | 1.36 | 70.99 | 0
2021-11-09 | 19 | 0 | 2021-11-09 | 19 | 65.61 | 1.35 | 66.96 | 0
2021-11-09 | 20 | 0 | 2021-11-09 | 20 | 66.36 | 1.36 | 67.72 | 0
2021-11-09 | 21 | 0 | 2021-11-09 | 21 | 48.97 | 1.46 | 50.43 | 0
2021-11-09 | 22 | 0 | 2021-11-09 | 22 | 44.92 | 1.38 | 46.3 | 0
2021-11-09 | 23 | 0 | 2021-11-09 | 23 | 45.44 | 1.56 | 47 | 0
2021-11-09 | 24 | 0 | 2021-11-09 | 24 | 41.93 | 1.78 | 43.71 | 0
2021-11-10 | 1 | 0 | 2021-11-10 | 1 | 43.96 | 0.73 | 44.69 | 0
2021-11-10 | 2 | 0 | 2021-11-10 | 2 | 39.66 | 0.64 | 40.3 | 0
2021-11-10 | 3 | 0 | 2021-11-10 | 3 | 39.67 | 0.63 | 40.3 | 0
2021-11-10 | 4 | 0 | 2021-11-10 | 4 | 39.67 | 0.59 | 40.26 | 0
2021-11-10 | 5 | 0 | 2021-11-10 | 5 | 40.26 | 0.6 | 40.86 | 0
2021-11-10 | 6 | 5 | 2021-11-10 | 6 | 40.01 | 0.73 | 40.74 | 9.0312e-07
2021-11-10 | 7 | 0 | 2021-11-10 | 7 | 44 | 0.82 | 44.82 | 0
2021-11-10 | 8 | 525 | 2021-11-10 | 8 | 58.17 | 1.14 | 59.31 | 0.00013805
2021-11-10 | 9 | 3430 | 2021-11-10 | 9 | 68.31 | 1.41 | 69.72 | 0.0010602
2021-11-10 | 10 | 28665 | 2021-11-10 | 10 | 50.82 | 1.14 | 51.96 | 0.0066035
2021-11-10 | 11 | 18135 | 2021-11-10 | 11 | 39.38 | 0.97 | 40.35 | 0.0032443
2021-11-10 | 12 | 29760 | 2021-11-10 | 12 | 37.04 | 0.95 | 37.99 | 0.0050125
2021-11-10 | 13 | 72105 | 2021-11-10 | 13 | 35.34 | 0.99 | 36.33 | 0.011614
2021-11-10 | 14 | 61635 | 2021-11-10 | 14 | 34.8 | 0.98 | 35.78 | 0.0097774
2021-11-10 | 15 | 68045 | 2021-11-10 | 15 | 37.7 | 0.94 | 38.64 | 0.011657
2021-11-10 | 16 | 12780 | 2021-11-10 | 16 | 47.79 | 0.99 | 48.78 | 0.0027639
2021-11-10 | 17 | 530 | 2021-11-10 | 17 | 49.67 | 0.96 | 50.63 | 0.00011897
2021-11-10 | 18 | 0 | 2021-11-10 | 18 | 47.64 | 0.89 | 48.53 | 0
2021-11-10 | 19 | 0 | 2021-11-10 | 19 | 43.08 | 0.96 | 44.04 | 0
2021-11-10 | 20 | 0 | 2021-11-10 | 20 | 40.56 | 0.95 | 41.51 | 0
2021-11-10 | 21 | 0 | 2021-11-10 | 21 | 37.32 | 0.95 | 38.27 | 0
2021-11-10 | 22 | 0 | 2021-11-10 | 22 | 35.44 | 1.02 | 36.46 | 0
2021-11-10 | 23 | 0 | 2021-11-10 | 23 | 34.77 | 1.32 | 36.09 | 0
2021-11-10 | 24 | 0 | 2021-11-10 | 24 | 36.74 | 0.87 | 37.61 | 0
2021-11-11 | 1 | 0 | 2021-11-11 | 1 | 35.87 | 0.67 | 36.54 | 0
2021-11-11 | 2 | 0 | 2021-11-11 | 2 | 34.17 | 0.58 | 34.75 | 0
2021-11-11 | 3 | 0 | 2021-11-11 | 3 | 33.51 | 0.59 | 34.1 | 0
2021-11-11 | 4 | 0 | 2021-11-11 | 4 | 33.22 | 0.58 | 33.8 | 0
2021-11-11 | 5 | 0 | 2021-11-11 | 5 | 33.06 | 0.62 | 33.68 | 0
2021-11-11 | 6 | 0 | 2021-11-11 | 6 | 36.11 | 0.61 | 36.72 | 0
2021-11-11 | 7 | 1075 | 2021-11-11 | 7 | 39.37 | 0.7 | 40.07 | 0.00019098
2021-11-11 | 8 | 20690 | 2021-11-11 | 8 | 39.48 | 0.95 | 40.43 | 0.0037087
2021-11-11 | 9 | 68855 | 2021-11-11 | 9 | 34.88 | 1.01 | 35.89 | 0.010956
2021-11-11 | 10 | 84665 | 2021-11-11 | 10 | 32.76 | 1.02 | 33.78 | 0.01268
2021-11-11 | 11 | 114455 | 2021-11-11 | 11 | 30.52 | 1.02 | 31.54 | 0.016005
2021-11-11 | 12 | 118565 | 2021-11-11 | 12 | 22.19 | 1.14 | 23.33 | 0.012264
2021-11-11 | 13 | 116485 | 2021-11-11 | 13 | 30.53 | 1.02 | 31.55 | 0.016294
2021-11-11 | 14 | 98060 | 2021-11-11 | 14 | 34.28 | 0.92 | 35.2 | 0.015303
2021-11-11 | 15 | 46355 | 2021-11-11 | 15 | 35.68 | 0.9 | 36.58 | 0.0075179
2021-11-11 | 16 | 9930 | 2021-11-11 | 16 | 36.45 | 0.89 | 37.34 | 0.0016439
2021-11-11 | 17 | 555 | 2021-11-11 | 17 | 49.86 | 0.92 | 50.78 | 0.00012495
2021-11-11 | 18 | 0 | 2021-11-11 | 18 | 46.9 | 0.87 | 47.77 | 0
2021-11-11 | 19 | 0 | 2021-11-11 | 19 | 53.92 | 0.91 | 54.83 | 0
2021-11-11 | 20 | 0 | 2021-11-11 | 20 | 47.06 | 0.97 | 48.03 | 0
2021-11-11 | 21 | 0 | 2021-11-11 | 21 | 38.17 | 0.92 | 39.09 | 0
2021-11-11 | 22 | 0 | 2021-11-11 | 22 | 35.28 | 0.92 | 36.2 | 0
2021-11-11 | 23 | 0 | 2021-11-11 | 23 | 33.7 | 1.03 | 34.73 | 0
2021-11-11 | 24 | 0 | 2021-11-11 | 24 | 35.63 | 0.91 | 36.54 | 0
2021-11-12 | 1 | 0 | 2021-11-12 | 1 | 36.17 | 0.5 | 36.67 | 0
2021-11-12 | 2 | 0 | 2021-11-12 | 2 | 34.33 | 0.49 | 34.82 | 0
2021-11-12 | 3 | 0 | 2021-11-12 | 3 | 35.8 | 0.47 | 36.27 | 0
2021-11-12 | 4 | 0 | 2021-11-12 | 4 | 34.71 | 0.49 | 35.2 | 0
2021-11-12 | 5 | 0 | 2021-11-12 | 5 | 33.65 | 0.45 | 34.1 | 0
2021-11-12 | 6 | 0 | 2021-11-12 | 6 | 36.24 | 0.59 | 36.83 | 0
2021-11-12 | 7 | 0 | 2021-11-12 | 7 | 37.85 | 1.65 | 39.5 | 0
2021-11-12 | 8 | 500 | 2021-11-12 | 8 | 44.26 | 0.97 | 45.23 | 0.00010027
2021-11-12 | 9 | 2175 | 2021-11-12 | 9 | 42.42 | 0.93 | 43.35 | 0.00041803
2021-11-12 | 10 | 2210 | 2021-11-12 | 10 | 52.46 | 0.89 | 53.35 | 0.00052273
2021-11-12 | 11 | 2250 | 2021-11-12 | 11 | 54.49 | 0.94 | 55.43 | 0.00055295
2021-11-12 | 12 | 2730 | 2021-11-12 | 12 | 55.62 | 0.92 | 56.54 | 0.00068434
2021-11-12 | 13 | 3280 | 2021-11-12 | 13 | 55.34 | 0.87 | 56.21 | 0.00081741
2021-11-12 | 14 | 2130 | 2021-11-12 | 14 | 55.45 | 0.87 | 56.32 | 0.00053186
2021-11-12 | 15 | 500 | 2021-11-12 | 15 | 53.45 | 0.87 | 54.32 | 0.00012042
2021-11-12 | 16 | 0 | 2021-11-12 | 16 | 45.63 | 0.82 | 46.45 | 0
2021-11-12 | 17 | 0 | 2021-11-12 | 17 | 42.31 | 0.81 | 43.12 | 0
2021-11-12 | 18 | 0 | 2021-11-12 | 18 | 40.46 | 0.78 | 41.24 | 0
2021-11-12 | 19 | 0 | 2021-11-12 | 19 | 40.18 | 0.85 | 41.03 | 0
2021-11-12 | 20 | 0 | 2021-11-12 | 20 | 37 | 0.79 | 37.79 | 0
2021-11-12 | 21 | 0 | 2021-11-12 | 21 | 35.66 | 0.83 | 36.49 | 0
2021-11-12 | 22 | 0 | 2021-11-12 | 22 | 34.39 | 0.84 | 35.23 | 0
2021-11-12 | 23 | 0 | 2021-11-12 | 23 | 34.44 | 0.9 | 35.34 | 0
2021-11-12 | 24 | 0 | 2021-11-12 | 24 | 51.87 | 1.42 | 53.29 | 0
2021-11-13 | 1 | 0 | 2021-11-13 | 1 | 38.39 | 0.31 | 38.7 | 0
2021-11-13 | 2 | 0 | 2021-11-13 | 2 | 36.86 | 0.23 | 37.09 | 0
2021-11-13 | 3 | 0 | 2021-11-13 | 3 | 37.07 | 0.21 | 37.28 | 0
2021-11-13 | 4 | 0 | 2021-11-13 | 4 | 37.21 | 0.22 | 37.43 | 0
2021-11-13 | 5 | 0 | 2021-11-13 | 5 | 44.76 | 0.65 | 45.41 | 0
2021-11-13 | 6 | 0 | 2021-11-13 | 6 | 62.08 | 1.31 | 63.39 | 0
2021-11-13 | 7 | 1035 | 2021-11-13 | 7 | 66.66 | 0.72 | 67.38 | 0.00030919
2021-11-13 | 8 | 22140 | 2021-11-13 | 8 | 50.31 | 2.09 | 52.4 | 0.0051436
2021-11-13 | 9 | 70870 | 2021-11-13 | 9 | 37.09 | 0.34 | 37.43 | 0.011761
2021-11-13 | 10 | 101430 | 2021-11-13 | 10 | 33.82 | 0.23 | 34.05 | 0.015312
2021-11-13 | 11 | 116235 | 2021-11-13 | 11 | 35.56 | 0.26 | 35.82 | 0.018459
2021-11-13 | 12 | 121280 | 2021-11-13 | 12 | 34.63 | 0.25 | 34.88 | 0.018755
2021-11-13 | 13 | 117165 | 2021-11-13 | 13 | 35.23 | 0.24 | 35.47 | 0.018425
2021-11-13 | 14 | 98770 | 2021-11-13 | 14 | 36.98 | 0.23 | 37.21 | 0.016294
2021-11-13 | 15 | 54300 | 2021-11-13 | 15 | 39.44 | 0.23 | 39.67 | 0.0095503
2021-11-13 | 16 | 9130 | 2021-11-13 | 16 | 51.6 | 0.25 | 51.85 | 0.0020988
2021-11-13 | 17 | 0 | 2021-11-13 | 17 | 55.51 | 0.27 | 55.78 | 0
2021-11-13 | 18 | 0 | 2021-11-13 | 18 | 44.58 | 0.22 | 44.8 | 0
2021-11-13 | 19 | 0 | 2021-11-13 | 19 | 46.41 | 0.29 | 46.7 | 0
2021-11-13 | 20 | 0 | 2021-11-13 | 20 | 52.68 | 0.35 | 53.03 | 0
2021-11-13 | 21 | 0 | 2021-11-13 | 21 | 44.23 | 0.29 | 44.52 | 0
2021-11-13 | 22 | 0 | 2021-11-13 | 22 | 40.96 | 0.21 | 41.17 | 0
2021-11-13 | 23 | 0 | 2021-11-13 | 23 | 40.11 | 0.34 | 40.45 | 0
2021-11-13 | 24 | 0 | 2021-11-13 | 24 | 39.18 | 0.93 | 40.11 | 0
2021-11-14 | 1 | 0 | 2021-11-14 | 1 | 38.63 | 0.49 | 39.12 | 0
2021-11-14 | 2 | 0 | 2021-11-14 | 2 | 39.61 | 0.32 | 39.93 | 0
2021-11-14 | 3 | 0 | 2021-11-14 | 3 | 38.99 | 0.33 | 39.32 | 0
2021-11-14 | 4 | 0 | 2021-11-14 | 4 | 38.12 | 0.33 | 38.45 | 0
2021-11-14 | 5 | 0 | 2021-11-14 | 5 | 38.39 | 0.29 | 38.68 | 0
2021-11-14 | 6 | 0 | 2021-11-14 | 6 | 38.23 | 0.29 | 38.52 | 0
2021-11-14 | 7 | 1025 | 2021-11-14 | 7 | 38.7 | 0.35 | 39.05 | 0.00017746
2021-11-14 | 8 | 20975 | 2021-11-14 | 8 | 37.29 | 0.41 | 37.7 | 0.0035059
2021-11-14 | 9 | 74665 | 2021-11-14 | 9 | 36.42 | 0.4 | 36.82 | 0.012189
2021-11-14 | 10 | 105980 | 2021-11-14 | 10 | 35.53 | 0.3 | 35.83 | 0.016835
2021-11-14 | 11 | 121970 | 2021-11-14 | 11 | 36.69 | 0.32 | 37.01 | 0.020014
2021-11-14 | 12 | 128580 | 2021-11-14 | 12 | 39.45 | 0.35 | 39.8 | 0.022689
2021-11-14 | 13 | 91155 | 2021-11-14 | 13 | 43.18 | 0.46 | 43.64 | 0.017637
2021-11-14 | 14 | 33400 | 2021-11-14 | 14 | 44.72 | 0.34 | 45.06 | 0.0066726
2021-11-14 | 15 | 15325 | 2021-11-14 | 15 | 61.94 | 0.33 | 62.27 | 0.0042309
2021-11-14 | 16 | 6095 | 2021-11-14 | 16 | 57.06 | 0.48 | 57.54 | 0.0015549
2021-11-14 | 17 | 5 | 2021-11-14 | 17 | 59.15 | 0.39 | 59.54 | 1.3199e-06
2021-11-14 | 18 | 0 | 2021-11-14 | 18 | 80.69 | 0.64 | 81.33 | 0
2021-11-14 | 19 | 0 | 2021-11-14 | 19 | 76.12 | 0.62 | 76.74 | 0
2021-11-14 | 20 | 0 | 2021-11-14 | 20 | 68.87 | 0.52 | 69.39 | 0
2021-11-14 | 21 | 0 | 2021-11-14 | 21 | 65.09 | 0.48 | 65.57 | 0
2021-11-14 | 22 | 0 | 2021-11-14 | 22 | 51.11 | 0.5 | 51.61 | 0
2021-11-14 | 23 | 0 | 2021-11-14 | 23 | 41.35 | 0.36 | 41.71 | 0
2021-11-14 | 24 | 0 | 2021-11-14 | 24 | 40.46 | 0.37 | 40.83 | 0
2021-11-15 | 1 | 0 | 2021-11-15 | 1 | 40.88 | 0.37 | 41.25 | 0
2021-11-15 | 2 | 0 | 2021-11-15 | 2 | 41.32 | 0.36 | 41.68 | 0
2021-11-15 | 3 | 0 | 2021-11-15 | 3 | 40.79 | 0.37 | 41.16 | 0
2021-11-15 | 4 | 0 | 2021-11-15 | 4 | 40.88 | 0.36 | 41.24 | 0
2021-11-15 | 5 | 0 | 2021-11-15 | 5 | 41.07 | 0.41 | 41.48 | 0
2021-11-15 | 6 | 5 | 2021-11-15 | 6 | 40.99 | 0.45 | 41.44 | 9.1864e-07
2021-11-15 | 7 | 5 | 2021-11-15 | 7 | 43.37 | 0.64 | 44.01 | 9.7561e-07
2021-11-15 | 8 | 14420 | 2021-11-15 | 8 | 49.32 | 0.86 | 50.18 | 0.0032081
2021-11-15 | 9 | 70765 | 2021-11-15 | 9 | 42.94 | 0.75 | 43.69 | 0.013707
2021-11-15 | 10 | 90645 | 2021-11-15 | 10 | 38.83 | 0.7 | 39.53 | 0.015886
2021-11-15 | 11 | 69625 | 2021-11-15 | 11 | 39.71 | 0.68 | 40.39 | 0.012468
2021-11-15 | 12 | 27575 | 2021-11-15 | 12 | 41.22 | 0.86 | 42.08 | 0.0051445
2021-11-15 | 13 | 44205 | 2021-11-15 | 13 | 40.54 | 1.09 | 41.63 | 0.0081589
2021-11-15 | 14 | 75575 | 2021-11-15 | 14 | 40.91 | 0.65 | 41.56 | 0.013925
2021-11-15 | 15 | 32290 | 2021-11-15 | 15 | 43.34 | 0.66 | 44 | 0.0062991
2021-11-15 | 16 | 10135 | 2021-11-15 | 16 | 45.21 | 0.62 | 45.83 | 0.0020593
2021-11-15 | 17 | 35 | 2021-11-15 | 17 | 52.41 | 0.63 | 53.04 | 8.2305e-06
2021-11-15 | 18 | 0 | 2021-11-15 | 18 | 54.66 | 0.67 | 55.33 | 0
2021-11-15 | 19 | 0 | 2021-11-15 | 19 | 50.61 | 0.72 | 51.33 | 0
2021-11-15 | 20 | 0 | 2021-11-15 | 20 | 48.78 | 0.68 | 49.46 | 0
2021-11-15 | 21 | 0 | 2021-11-15 | 21 | 43.96 | 0.65 | 44.61 | 0
2021-11-15 | 22 | 0 | 2021-11-15 | 22 | 44.12 | 0.68 | 44.8 | 0
2021-11-15 | 23 | 0 | 2021-11-15 | 23 | 45.45 | 0.95 | 46.4 | 0
2021-11-15 | 24 | 0 | 2021-11-15 | 24 | 43.21 | 0.47 | 43.68 | 0
2021-11-16 | 1 | 0 | 2021-11-16 | 1 | 44.95 | 1.3 | 46.25 | 0
2021-11-16 | 2 | 0 | 2021-11-16 | 2 | 40.93 | 1.28 | 42.21 | 0
2021-11-16 | 3 | 0 | 2021-11-16 | 3 | 41.01 | 1.3 | 42.31 | 0
2021-11-16 | 4 | 0 | 2021-11-16 | 4 | 40.91 | 1.29 | 42.2 | 0
2021-11-16 | 5 | 0 | 2021-11-16 | 5 | 41.08 | 1.32 | 42.4 | 0
2021-11-16 | 6 | 5 | 2021-11-16 | 6 | 41.21 | 1.37 | 42.58 | 9.4391e-07
2021-11-16 | 7 | 1020 | 2021-11-16 | 7 | 58.39 | 1.58 | 59.97 | 0.0002712
2021-11-16 | 8 | 19430 | 2021-11-16 | 8 | 64.05 | 1.98 | 66.03 | 0.0056881
2021-11-16 | 9 | 71090 | 2021-11-16 | 9 | 52.34 | 1.94 | 54.28 | 0.017108
2021-11-16 | 10 | 87625 | 2021-11-16 | 10 | 39.55 | 1.62 | 41.17 | 0.015994
2021-11-16 | 11 | 111835 | 2021-11-16 | 11 | 38.47 | 1.62 | 40.09 | 0.019878
2021-11-16 | 12 | 127325 | 2021-11-16 | 12 | 43.88 | 1.59 | 45.47 | 0.025668
2021-11-16 | 13 | 114540 | 2021-11-16 | 13 | 42.03 | 1.59 | 43.62 | 0.022151
2021-11-16 | 14 | 81255 | 2021-11-16 | 14 | 50.86 | 1.62 | 52.48 | 0.018906
2021-11-16 | 15 | 25365 | 2021-11-16 | 15 | 55.56 | 1.8 | 57.36 | 0.0064506
2021-11-16 | 16 | 7660 | 2021-11-16 | 16 | 59.05 | 1.65 | 60.7 | 0.0020614
2021-11-16 | 17 | 5 | 2021-11-16 | 17 | 60.12 | 1.62 | 61.74 | 1.3686e-06
2021-11-16 | 18 | 0 | 2021-11-16 | 18 | 62.94 | 1.62 | 64.56 | 0
2021-11-16 | 19 | 0 | 2021-11-16 | 19 | 70.11 | 1.85 | 71.96 | 0
2021-11-16 | 20 | 0 | 2021-11-16 | 20 | 67.78 | 2.09 | 69.87 | 0
2021-11-16 | 21 | 0 | 2021-11-16 | 21 | 57.91 | 1.77 | 59.68 | 0
2021-11-16 | 22 | 0 | 2021-11-16 | 22 | 49.68 | 1.75 | 51.43 | 0
2021-11-16 | 23 | 0 | 2021-11-16 | 23 | 64.49 | 2.18 | 66.67 | 0
2021-11-16 | 24 | 0 | 2021-11-16 | 24 | 62.7 | 1.96 | 64.66 | 0
2021-11-17 | 1 | 0 | 2021-11-17 | 1 | 46.04 | 0.71 | 46.75 | 0
2021-11-17 | 2 | 0 | 2021-11-17 | 2 | 43.35 | 0.62 | 43.97 | 0
2021-11-17 | 3 | 0 | 2021-11-17 | 3 | 43.79 | 0.64 | 44.43 | 0
2021-11-17 | 4 | 0 | 2021-11-17 | 4 | 44.94 | 0.58 | 45.52 | 0
2021-11-17 | 5 | 0 | 2021-11-17 | 5 | 45.68 | 0.58 | 46.26 | 0
2021-11-17 | 6 | 0 | 2021-11-17 | 6 | 47.83 | 0.85 | 48.68 | 0
2021-11-17 | 7 | 525 | 2021-11-17 | 7 | 72.83 | 1.36 | 74.19 | 0.00017269
2021-11-17 | 8 | 19405 | 2021-11-17 | 8 | 53.26 | 1.26 | 54.52 | 0.0046906
2021-11-17 | 9 | 70590 | 2021-11-17 | 9 | 44.1 | 0.93 | 45.03 | 0.014093
2021-11-17 | 10 | 104440 | 2021-11-17 | 10 | 39.04 | 0.93 | 39.97 | 0.018508
2021-11-17 | 11 | 41875 | 2021-11-17 | 11 | 43.7 | 0.96 | 44.66 | 0.0082914
2021-11-17 | 12 | 32970 | 2021-11-17 | 12 | 46.33 | 0.91 | 47.24 | 0.0069053
2021-11-17 | 13 | 53665 | 2021-11-17 | 13 | 47.73 | 0.9 | 48.63 | 0.01157
2021-11-17 | 14 | 31340 | 2021-11-17 | 14 | 53.27 | 1.05 | 54.32 | 0.0075477
2021-11-17 | 15 | 32285 | 2021-11-17 | 15 | 57.94 | 0.97 | 58.91 | 0.0084323
2021-11-17 | 16 | 9865 | 2021-11-17 | 16 | 59.3 | 0.9 | 60.2 | 0.002633
2021-11-17 | 17 | 5 | 2021-11-17 | 17 | 57.78 | 0.9 | 58.68 | 1.3008e-06
2021-11-17 | 18 | 0 | 2021-11-17 | 18 | 72.8 | 0.97 | 73.77 | 0
2021-11-17 | 19 | 0 | 2021-11-17 | 19 | 66.85 | 1.14 | 67.99 | 0
2021-11-17 | 20 | 0 | 2021-11-17 | 20 | 55.46 | 0.94 | 56.4 | 0
2021-11-17 | 21 | 0 | 2021-11-17 | 21 | 46.81 | 0.95 | 47.76 | 0
2021-11-17 | 22 | 0 | 2021-11-17 | 22 | 48.71 | 1.01 | 49.72 | 0
2021-11-17 | 23 | 0 | 2021-11-17 | 23 | 55.67 | 1.23 | 56.9 | 0
2021-11-17 | 24 | 0 | 2021-11-17 | 24 | 62.06 | 1.07 | 63.13 | 0
2021-11-18 | 1 | 0 | 2021-11-18 | 1 | 70.26 | 1.73 | 71.99 | 0
2021-11-18 | 2 | 0 | 2021-11-18 | 2 | 42.28 | 0.98 | 43.26 | 0
2021-11-18 | 3 | 0 | 2021-11-18 | 3 | 74.75 | 1.05 | 75.8 | 0
2021-11-18 | 4 | 0 | 2021-11-18 | 4 | 57.51 | 0.91 | 58.42 | 0
2021-11-18 | 5 | 0 | 2021-11-18 | 5 | 45.51 | 0.8 | 46.31 | 0
2021-11-18 | 6 | 0 | 2021-11-18 | 6 | 47.52 | 0.99 | 48.51 | 0
2021-11-18 | 7 | 5 | 2021-11-18 | 7 | 60.75 | 2.69 | 63.44 | 1.4063e-06
2021-11-18 | 8 | 6930 | 2021-11-18 | 8 | 67.43 | 1.93 | 69.36 | 0.0021311
2021-11-18 | 9 | 53220 | 2021-11-18 | 9 | 60.19 | 1.85 | 62.04 | 0.014639
2021-11-18 | 10 | 38265 | 2021-11-18 | 10 | 40.99 | 1.16 | 42.15 | 0.0071508
2021-11-18 | 11 | 66730 | 2021-11-18 | 11 | 40.5 | 1.16 | 41.66 | 0.012325
2021-11-18 | 12 | 87655 | 2021-11-18 | 12 | 42.55 | 1.24 | 43.79 | 0.017018
2021-11-18 | 13 | 104550 | 2021-11-18 | 13 | 42.13 | 1.17 | 43.3 | 0.020071
2021-11-18 | 14 | 87100 | 2021-11-18 | 14 | 44 | 1.22 | 45.22 | 0.017462
2021-11-18 | 15 | 47110 | 2021-11-18 | 15 | 45.39 | 1.17 | 46.56 | 0.0097248
2021-11-18 | 16 | 10500 | 2021-11-18 | 16 | 63.93 | 1.81 | 65.74 | 0.0030604
2021-11-18 | 17 | 15 | 2021-11-18 | 17 | 60.2 | 1.29 | 61.49 | 4.0893e-06
2021-11-18 | 18 | 0 | 2021-11-18 | 18 | 55.99 | 1.2 | 57.19 | 0
2021-11-18 | 19 | 0 | 2021-11-18 | 19 | 59.17 | 1.39 | 60.56 | 0
2021-11-18 | 20 | 0 | 2021-11-18 | 20 | 50.43 | 1.3 | 51.73 | 0
2021-11-18 | 21 | 0 | 2021-11-18 | 21 | 44.05 | 1.15 | 45.2 | 0
2021-11-18 | 22 | 0 | 2021-11-18 | 22 | 45.76 | 1.33 | 47.09 | 0
2021-11-18 | 23 | 0 | 2021-11-18 | 23 | 43.44 | 1.35 | 44.79 | 0
2021-11-18 | 24 | 0 | 2021-11-18 | 24 | 46.33 | 2.21 | 48.54 | 0
2021-11-19 | 1 | 0 | 2021-11-19 | 1 | 37.33 | 0.98 | 38.31 | 0
2021-11-19 | 2 | 0 | 2021-11-19 | 2 | 36.64 | 0.78 | 37.42 | 0
2021-11-19 | 3 | 0 | 2021-11-19 | 3 | 39.56 | 0.79 | 40.35 | 0
2021-11-19 | 4 | 0 | 2021-11-19 | 4 | 39.14 | 0.8 | 39.94 | 0
2021-11-19 | 5 | 0 | 2021-11-19 | 5 | 38.68 | 0.79 | 39.47 | 0
2021-11-19 | 6 | 0 | 2021-11-19 | 6 | 40.36 | 0.87 | 41.23 | 0
2021-11-19 | 7 | 10 | 2021-11-19 | 7 | 58.45 | 1.01 | 59.46 | 2.6362e-06
2021-11-19 | 8 | 11980 | 2021-11-19 | 8 | 57.78 | 1.6 | 59.38 | 0.0031539
2021-11-19 | 9 | 49055 | 2021-11-19 | 9 | 39.11 | 1.12 | 40.23 | 0.0087496
2021-11-19 | 10 | 100185 | 2021-11-19 | 10 | 37.63 | 1.08 | 38.71 | 0.017194
2021-11-19 | 11 | 106815 | 2021-11-19 | 11 | 39.76 | 1.15 | 40.91 | 0.019374
2021-11-19 | 12 | 69280 | 2021-11-19 | 12 | 40.12 | 1.18 | 41.3 | 0.012686
2021-11-19 | 13 | 65340 | 2021-11-19 | 13 | 41.39 | 1.16 | 42.55 | 0.012326
2021-11-19 | 14 | 48795 | 2021-11-19 | 14 | 41.99 | 1.09 | 43.08 | 0.0093198
2021-11-19 | 15 | 50380 | 2021-11-19 | 15 | 44.68 | 1.11 | 45.79 | 0.010228
2021-11-19 | 16 | 3935 | 2021-11-19 | 16 | 46.58 | 1.16 | 47.74 | 0.00083288
2021-11-19 | 17 | 65 | 2021-11-19 | 17 | 57.34 | 1.17 | 58.51 | 1.6862e-05
2021-11-19 | 18 | 0 | 2021-11-19 | 18 | 47.69 | 1.27 | 48.96 | 0
2021-11-19 | 19 | 0 | 2021-11-19 | 19 | 58.1 | 1.15 | 59.25 | 0
2021-11-19 | 20 | 0 | 2021-11-19 | 20 | 51.17 | 1.26 | 52.43 | 0
2021-11-19 | 21 | 0 | 2021-11-19 | 21 | 48.37 | 1.3 | 49.67 | 0
2021-11-19 | 22 | 0 | 2021-11-19 | 22 | 41.97 | 1.14 | 43.11 | 0
2021-11-19 | 23 | 0 | 2021-11-19 | 23 | 38.15 | 1.15 | 39.3 | 0
2021-11-19 | 24 | 0 | 2021-11-19 | 24 | 43.64 | 0.88 | 44.52 | 0
2021-11-20 | 1 | 0 | 2021-11-20 | 1 | 42.94 | 0.37 | 43.31 | 0
2021-11-20 | 2 | 0 | 2021-11-20 | 2 | 43.25 | 0.39 | 43.64 | 0
2021-11-20 | 3 | 0 | 2021-11-20 | 3 | 43.11 | 0.39 | 43.5 | 0
2021-11-20 | 4 | 0 | 2021-11-20 | 4 | 44.62 | 0.39 | 45.01 | 0
2021-11-20 | 5 | 0 | 2021-11-20 | 5 | 44.93 | 0.4 | 45.33 | 0
2021-11-20 | 6 | 0 | 2021-11-20 | 6 | 48.72 | 0.61 | 49.33 | 0
2021-11-20 | 7 | 515 | 2021-11-20 | 7 | 63.25 | 0.66 | 63.91 | 0.00014593
2021-11-20 | 8 | 17800 | 2021-11-20 | 8 | 75.08 | 1.33 | 76.41 | 0.0060301
2021-11-20 | 9 | 66430 | 2021-11-20 | 9 | 70.5 | 1.52 | 72.02 | 0.021212
2021-11-20 | 10 | 102525 | 2021-11-20 | 10 | 45.41 | 0.59 | 46 | 0.020909
2021-11-20 | 11 | 119040 | 2021-11-20 | 11 | 41.27 | 0.42 | 41.69 | 0.022003
2021-11-20 | 12 | 124040 | 2021-11-20 | 12 | 40.4 | 0.41 | 40.81 | 0.022443
2021-11-20 | 13 | 117210 | 2021-11-20 | 13 | 39.54 | 0.41 | 39.95 | 0.02076
2021-11-20 | 14 | 99525 | 2021-11-20 | 14 | 39.82 | 0.4 | 40.22 | 0.017747
2021-11-20 | 15 | 51305 | 2021-11-20 | 15 | 42.05 | 0.32 | 42.37 | 0.0096377
2021-11-20 | 16 | 7250 | 2021-11-20 | 16 | 57.06 | 0.64 | 57.7 | 0.0018547
2021-11-20 | 17 | 20 | 2021-11-20 | 17 | 60.25 | 0.45 | 60.7 | 5.3824e-06
2021-11-20 | 18 | 0 | 2021-11-20 | 18 | 56.48 | 0.45 | 56.93 | 0
2021-11-20 | 19 | 0 | 2021-11-20 | 19 | 60.04 | 0.49 | 60.53 | 0
2021-11-20 | 20 | 0 | 2021-11-20 | 20 | 54.97 | 0.49 | 55.46 | 0
2021-11-20 | 21 | 0 | 2021-11-20 | 21 | 48.67 | 0.55 | 49.22 | 0
2021-11-20 | 22 | 0 | 2021-11-20 | 22 | 45.25 | 0.53 | 45.78 | 0
2021-11-20 | 23 | 0 | 2021-11-20 | 23 | 41.93 | 0.61 | 42.54 | 0
2021-11-20 | 24 | 0 | 2021-11-20 | 24 | 43.33 | 1.22 | 44.55 | 0
2021-11-21 | 1 | 0 | 2021-11-21 | 1 | 44.28 | 1.1 | 45.38 | 0
2021-11-21 | 2 | 0 | 2021-11-21 | 2 | 39.77 | 0.51 | 40.28 | 0
2021-11-21 | 3 | 0 | 2021-11-21 | 3 | 42.41 | 0.49 | 42.9 | 0
2021-11-21 | 4 | 0 | 2021-11-21 | 4 | 44.23 | 0.47 | 44.7 | 0
2021-11-21 | 5 | 0 | 2021-11-21 | 5 | 40.32 | 0.49 | 40.81 | 0
2021-11-21 | 6 | 0 | 2021-11-21 | 6 | 37.6 | 0.5 | 38.1 | 0
2021-11-21 | 7 | 5 | 2021-11-21 | 7 | 37.61 | 0.88 | 38.49 | 8.5324e-07
2021-11-21 | 8 | 6335 | 2021-11-21 | 8 | 38.41 | 0.64 | 39.05 | 0.0010968
2021-11-21 | 9 | 13385 | 2021-11-21 | 9 | 42.65 | 0.7 | 43.35 | 0.0025725
2021-11-21 | 10 | 14125 | 2021-11-21 | 10 | 42.01 | 0.56 | 42.57 | 0.0026659
2021-11-21 | 11 | 18860 | 2021-11-21 | 11 | 40.95 | 0.5 | 41.45 | 0.0034659
2021-11-21 | 12 | 28070 | 2021-11-21 | 12 | 40.87 | 0.44 | 41.31 | 0.0051411
2021-11-21 | 13 | 34385 | 2021-11-21 | 13 | 39.22 | 0.44 | 39.66 | 0.0060461
2021-11-21 | 14 | 47500 | 2021-11-21 | 14 | 38.4 | 0.44 | 38.84 | 0.0081795
2021-11-21 | 15 | 36075 | 2021-11-21 | 15 | 38.73 | 0.45 | 39.18 | 0.0062665
2021-11-21 | 16 | 7355 | 2021-11-21 | 16 | 46.42 | 0.51 | 46.93 | 0.0015303
2021-11-21 | 17 | 5 | 2021-11-21 | 17 | 62.12 | 0.76 | 62.88 | 1.3939e-06
2021-11-21 | 18 | 0 | 2021-11-21 | 18 | 73.91 | 0.66 | 74.57 | 0
2021-11-21 | 19 | 0 | 2021-11-21 | 19 | 69.29 | 0.93 | 70.22 | 0
2021-11-21 | 20 | 0 | 2021-11-21 | 20 | 49.84 | 0.67 | 50.51 | 0
2021-11-21 | 21 | 0 | 2021-11-21 | 21 | 57.46 | 0.95 | 58.41 | 0
2021-11-21 | 22 | 0 | 2021-11-21 | 22 | 43.1 | 0.66 | 43.76 | 0
2021-11-21 | 23 | 0 | 2021-11-21 | 23 | 39.07 | 0.6 | 39.67 | 0
2021-11-21 | 24 | 0 | 2021-11-21 | 24 | 45.77 | 0.67 | 46.44 | 0
2021-11-22 | 1 | 0 | 2021-11-22 | 1 | 38.3 | 0.71 | 39.01 | 0
2021-11-22 | 2 | 0 | 2021-11-22 | 2 | 36.1 | 0.59 | 36.69 | 0
2021-11-22 | 3 | 0 | 2021-11-22 | 3 | 34.81 | 0.61 | 35.42 | 0
2021-11-22 | 4 | 0 | 2021-11-22 | 4 | 34.87 | 0.59 | 35.46 | 0
2021-11-22 | 5 | 0 | 2021-11-22 | 5 | 34.96 | 0.65 | 35.61 | 0
2021-11-22 | 6 | 5 | 2021-11-22 | 6 | 35.39 | 0.79 | 36.18 | 8.0203e-07
2021-11-22 | 7 | 0 | 2021-11-22 | 7 | 42.01 | 1.02 | 43.03 | 0
2021-11-22 | 8 | 610 | 2021-11-22 | 8 | 52.92 | 1.96 | 54.88 | 0.00014842
2021-11-22 | 9 | 4490 | 2021-11-22 | 9 | 60.87 | 1.94 | 62.81 | 0.0012503
2021-11-22 | 10 | 10050 | 2021-11-22 | 10 | 43.35 | 1.08 | 44.43 | 0.0019797
2021-11-22 | 11 | 19350 | 2021-11-22 | 11 | 42 | 1.03 | 43.03 | 0.0036915
2021-11-22 | 12 | 26945 | 2021-11-22 | 12 | 43.96 | 0.97 | 44.93 | 0.0053675
2021-11-22 | 13 | 29125 | 2021-11-22 | 13 | 45.62 | 0.96 | 46.58 | 0.0060148
2021-11-22 | 14 | 27240 | 2021-11-22 | 14 | 44.74 | 1.01 | 45.75 | 0.0055253
2021-11-22 | 15 | 14630 | 2021-11-22 | 15 | 47.17 | 1.05 | 48.22 | 0.0031277
2021-11-22 | 16 | 3230 | 2021-11-22 | 16 | 51.27 | 1.15 | 52.42 | 0.00075068
2021-11-22 | 17 | 0 | 2021-11-22 | 17 | 52.81 | 1 | 53.81 | 0
2021-11-22 | 18 | 0 | 2021-11-22 | 18 | 63.26 | 1.64 | 64.9 | 0
2021-11-22 | 19 | 0 | 2021-11-22 | 19 | 53.78 | 1.07 | 54.85 | 0
2021-11-22 | 20 | 0 | 2021-11-22 | 20 | 56.71 | 1.02 | 57.73 | 0
2021-11-22 | 21 | 0 | 2021-11-22 | 21 | 52.86 | 1.02 | 53.88 | 0
2021-11-22 | 22 | 0 | 2021-11-22 | 22 | 46.47 | 0.96 | 47.43 | 0
2021-11-22 | 23 | 0 | 2021-11-22 | 23 | 39.69 | 1.11 | 40.8 | 0
2021-11-22 | 24 | 0 | 2021-11-22 | 24 | 41.8 | 0.88 | 42.68 | 0
2021-11-23 | 1 | 0 | 2021-11-23 | 1 | 42.64 | 0.77 | 43.41 | 0
2021-11-23 | 2 | 0 | 2021-11-23 | 2 | 41.86 | 0.73 | 42.59 | 0
2021-11-23 | 3 | 0 | 2021-11-23 | 3 | 42.94 | 0.74 | 43.68 | 0
2021-11-23 | 4 | 0 | 2021-11-23 | 4 | 43.2 | 0.73 | 43.93 | 0
2021-11-23 | 5 | 0 | 2021-11-23 | 5 | 39.73 | 0.73 | 40.46 | 0
2021-11-23 | 6 | 0 | 2021-11-23 | 6 | 43.68 | 0.9 | 44.58 | 0
2021-11-23 | 7 | 0 | 2021-11-23 | 7 | 71.5 | 1.3 | 72.8 | 0
2021-11-23 | 8 | 15135 | 2021-11-23 | 8 | 74.57 | 1.64 | 76.21 | 0.0051139
2021-11-23 | 9 | 60425 | 2021-11-23 | 9 | 75.11 | 1.71 | 76.82 | 0.02058
2021-11-23 | 10 | 102975 | 2021-11-23 | 10 | 47.05 | 1.13 | 48.18 | 0.021996
2021-11-23 | 11 | 98175 | 2021-11-23 | 11 | 58.56 | 1.04 | 59.6 | 0.025942
2021-11-23 | 12 | 121860 | 2021-11-23 | 12 | 55.83 | 1.06 | 56.89 | 0.030736
2021-11-23 | 13 | 121600 | 2021-11-23 | 13 | 52.68 | 1.04 | 53.72 | 0.028962
2021-11-23 | 14 | 103425 | 2021-11-23 | 14 | 55.53 | 1.04 | 56.57 | 0.02594
2021-11-23 | 15 | 54745 | 2021-11-23 | 15 | 62.83 | 1 | 63.83 | 0.015493
2021-11-23 | 16 | 9370 | 2021-11-23 | 16 | 79.38 | 1.33 | 80.71 | 0.0033529
2021-11-23 | 17 | 25 | 2021-11-23 | 17 | 70.45 | 1.84 | 72.29 | 8.0126e-06
2021-11-23 | 18 | 0 | 2021-11-23 | 18 | 72.89 | 1.05 | 73.94 | 0
2021-11-23 | 19 | 0 | 2021-11-23 | 19 | 75.23 | 1.15 | 76.38 | 0
2021-11-23 | 20 | 0 | 2021-11-23 | 20 | 69.59 | 1.09 | 70.68 | 0
2021-11-23 | 21 | 0 | 2021-11-23 | 21 | 71.61 | 1.03 | 72.64 | 0
2021-11-23 | 22 | 0 | 2021-11-23 | 22 | 73.79 | 1.04 | 74.83 | 0
2021-11-23 | 23 | 0 | 2021-11-23 | 23 | 71.26 | 1.31 | 72.57 | 0
2021-11-23 | 24 | 0 | 2021-11-23 | 24 | 81.75 | 1.09 | 82.84 | 0
2021-11-24 | 1 | 0 | 2021-11-24 | 1 | 73.68 | 0.59 | 74.27 | 0
2021-11-24 | 2 | 0 | 2021-11-24 | 2 | 68.36 | 0.5 | 68.86 | 0
2021-11-24 | 3 | 0 | 2021-11-24 | 3 | 62.76 | 0.54 | 63.3 | 0
2021-11-24 | 4 | 0 | 2021-11-24 | 4 | 68.67 | 0.53 | 69.2 | 0
2021-11-24 | 5 | 0 | 2021-11-24 | 5 | 71.46 | 0.55 | 72.01 | 0
2021-11-24 | 6 | 0 | 2021-11-24 | 6 | 73.5 | 0.75 | 74.25 | 0
2021-11-24 | 7 | 5 | 2021-11-24 | 7 | 88.57 | 0.91 | 89.48 | 1.9836e-06
2021-11-24 | 8 | 15050 | 2021-11-24 | 8 | 81.12 | 1.28 | 82.4 | 0.0054982
2021-11-24 | 9 | 60375 | 2021-11-24 | 9 | 73.99 | 0.93 | 74.92 | 0.020054
2021-11-24 | 10 | 103840 | 2021-11-24 | 10 | 65.31 | 0.84 | 66.15 | 0.030454
2021-11-24 | 11 | 122970 | 2021-11-24 | 11 | 46.53 | 0.8 | 47.33 | 0.025804
2021-11-24 | 12 | 129245 | 2021-11-24 | 12 | 46.16 | 0.78 | 46.94 | 0.026897
2021-11-24 | 13 | 121705 | 2021-11-24 | 13 | 48.57 | 0.82 | 49.39 | 0.02665
2021-11-24 | 14 | 101715 | 2021-11-24 | 14 | 49.71 | 0.83 | 50.54 | 0.022792
2021-11-24 | 15 | 52700 | 2021-11-24 | 15 | 51.56 | 0.81 | 52.37 | 0.012236
2021-11-24 | 16 | 9250 | 2021-11-24 | 16 | 76.81 | 1.23 | 78.04 | 0.0032005
2021-11-24 | 17 | 15 | 2021-11-24 | 17 | 81.03 | 1.04 | 82.07 | 5.458e-06
2021-11-24 | 18 | 0 | 2021-11-24 | 18 | 60.2 | 0.78 | 60.98 | 0
2021-11-24 | 19 | 0 | 2021-11-24 | 19 | 59.46 | 0.91 | 60.37 | 0
2021-11-24 | 20 | 0 | 2021-11-24 | 20 | 50.66 | 0.82 | 51.48 | 0
2021-11-24 | 21 | 0 | 2021-11-24 | 21 | 57.01 | 0.75 | 57.76 | 0
2021-11-24 | 22 | 0 | 2021-11-24 | 22 | 59.36 | 0.9 | 60.26 | 0
2021-11-24 | 23 | 0 | 2021-11-24 | 23 | 48.7 | 0.97 | 49.67 | 0
2021-11-24 | 24 | 0 | 2021-11-24 | 24 | 47.97 | 0.62 | 48.59 | 0
2021-11-25 | 1 | 0 | 2021-11-25 | 1 | 46.79 | 0.66 | 47.45 | 0
2021-11-25 | 2 | 0 | 2021-11-25 | 2 | 48.13 | 0.62 | 48.75 | 0
2021-11-25 | 3 | 0 | 2021-11-25 | 3 | 52.11 | 0.62 | 52.73 | 0
2021-11-25 | 4 | 0 | 2021-11-25 | 4 | 49.64 | 0.62 | 50.26 | 0
2021-11-25 | 5 | 0 | 2021-11-25 | 5 | 52.53 | 0.63 | 53.16 | 0
2021-11-25 | 6 | 0 | 2021-11-25 | 6 | 52.62 | 0.63 | 53.25 | 0
2021-11-25 | 7 | 5 | 2021-11-25 | 7 | 51.38 | 0.72 | 52.1 | 1.1549e-06
2021-11-25 | 8 | 14545 | 2021-11-25 | 8 | 51.61 | 0.72 | 52.33 | 0.0033746
2021-11-25 | 9 | 54775 | 2021-11-25 | 9 | 53.28 | 0.69 | 53.97 | 0.013107
2021-11-25 | 10 | 94275 | 2021-11-25 | 10 | 55.27 | 0.67 | 55.94 | 0.023382
2021-11-25 | 11 | 85760 | 2021-11-25 | 11 | 60.77 | 0.66 | 61.43 | 0.023357
2021-11-25 | 12 | 66620 | 2021-11-25 | 12 | 73.63 | 0.67 | 74.3 | 0.021946
2021-11-25 | 13 | 75240 | 2021-11-25 | 13 | 64.44 | 0.64 | 65.08 | 0.02171
2021-11-25 | 14 | 51640 | 2021-11-25 | 14 | 65.54 | 0.65 | 66.19 | 0.015154
2021-11-25 | 15 | 38880 | 2021-11-25 | 15 | 78.4 | 0.9 | 79.3 | 0.01367
2021-11-25 | 16 | 5235 | 2021-11-25 | 16 | 54.07 | 0.65 | 54.72 | 0.00127
2021-11-25 | 17 | 5 | 2021-11-25 | 17 | 53.19 | 0.99 | 54.18 | 1.2011e-06
2021-11-25 | 18 | 0 | 2021-11-25 | 18 | 51.98 | 0.8 | 52.78 | 0
2021-11-25 | 19 | 0 | 2021-11-25 | 19 | 47.83 | 0.66 | 48.49 | 0
2021-11-25 | 20 | 0 | 2021-11-25 | 20 | 48.49 | 0.65 | 49.14 | 0
2021-11-25 | 21 | 0 | 2021-11-25 | 21 | 48.38 | 0.65 | 49.03 | 0
2021-11-25 | 22 | 0 | 2021-11-25 | 22 | 47.67 | 0.65 | 48.32 | 0
2021-11-25 | 23 | 0 | 2021-11-25 | 23 | 44.1 | 0.73 | 44.83 | 0
2021-11-25 | 24 | 0 | 2021-11-25 | 24 | 43.8 | 0.85 | 44.65 | 0
2021-11-26 | 1 | 0 | 2021-11-26 | 1 | 46.22 | 0.38 | 46.6 | 0
2021-11-26 | 2 | 0 | 2021-11-26 | 2 | 46.02 | 0.36 | 46.38 | 0
2021-11-26 | 3 | 0 | 2021-11-26 | 3 | 45.75 | 0.34 | 46.09 | 0
2021-11-26 | 4 | 0 | 2021-11-26 | 4 | 44.97 | 0.35 | 45.32 | 0
2021-11-26 | 5 | 0 | 2021-11-26 | 5 | 44.46 | 0.36 | 44.82 | 0
2021-11-26 | 6 | 5 | 2021-11-26 | 6 | 43.32 | 0.63 | 43.95 | 9.7428e-07
2021-11-26 | 7 | 0 | 2021-11-26 | 7 | 45.49 | 0.52 | 46.01 | 0
2021-11-26 | 8 | 1515 | 2021-11-26 | 8 | 45.69 | 0.85 | 46.54 | 0.0003126
2021-11-26 | 9 | 5570 | 2021-11-26 | 9 | 47.6 | 0.71 | 48.31 | 0.001193
2021-11-26 | 10 | 14175 | 2021-11-26 | 10 | 68.52 | 0.75 | 69.27 | 0.0043533
2021-11-26 | 11 | 14660 | 2021-11-26 | 11 | 79.7 | 0.72 | 80.42 | 0.005227
2021-11-26 | 12 | 9995 | 2021-11-26 | 12 | 81.9 | 0.72 | 82.62 | 0.0036612
2021-11-26 | 13 | 18755 | 2021-11-26 | 13 | 79.84 | 1.07 | 80.91 | 0.0067278
2021-11-26 | 14 | 13300 | 2021-11-26 | 14 | 61.89 | 0.74 | 62.63 | 0.0036931
2021-11-26 | 15 | 19160 | 2021-11-26 | 15 | 62.63 | 0.65 | 63.28 | 0.0053755
2021-11-26 | 16 | 2030 | 2021-11-26 | 16 | 60.04 | 0.65 | 60.69 | 0.00054622
2021-11-26 | 17 | 0 | 2021-11-26 | 17 | 55.86 | 0.6 | 56.46 | 0
2021-11-26 | 18 | 0 | 2021-11-26 | 18 | 57.48 | 0.58 | 58.06 | 0
2021-11-26 | 19 | 0 | 2021-11-26 | 19 | 55.66 | 0.59 | 56.25 | 0
2021-11-26 | 20 | 0 | 2021-11-26 | 20 | 56.6 | 0.61 | 57.21 | 0
2021-11-26 | 21 | 0 | 2021-11-26 | 21 | 56.45 | 0.64 | 57.09 | 0
2021-11-26 | 22 | 0 | 2021-11-26 | 22 | 53.35 | 0.63 | 53.98 | 0
2021-11-26 | 23 | 0 | 2021-11-26 | 23 | 49.09 | 0.73 | 49.82 | 0
2021-11-26 | 24 | 0 | 2021-11-26 | 24 | 51.75 | 0.44 | 52.19 | 0
2021-11-27 | 1 | 0 | 2021-11-27 | 1 | 52.08 | 0.56 | 52.64 | 0
2021-11-27 | 2 | 0 | 2021-11-27 | 2 | 51.72 | 0.53 | 52.25 | 0
2021-11-27 | 3 | 0 | 2021-11-27 | 3 | 53.43 | 0.54 | 53.97 | 0
2021-11-27 | 4 | 0 | 2021-11-27 | 4 | 54.17 | 0.53 | 54.7 | 0
2021-11-27 | 5 | 0 | 2021-11-27 | 5 | 54.58 | 0.57 | 55.15 | 0
2021-11-27 | 6 | 0 | 2021-11-27 | 6 | 55.45 | 0.55 | 56 | 0
2021-11-27 | 7 | 0 | 2021-11-27 | 7 | 73.89 | 1.31 | 75.2 | 0
2021-11-27 | 8 | 1745 | 2021-11-27 | 8 | 61.75 | 0.81 | 62.56 | 0.000484
2021-11-27 | 9 | 7855 | 2021-11-27 | 9 | 55.47 | 0.66 | 56.13 | 0.0019548
2021-11-27 | 10 | 19580 | 2021-11-27 | 10 | 54.14 | 0.54 | 54.68 | 0.0047467
2021-11-27 | 11 | 33195 | 2021-11-27 | 11 | 49.65 | 0.6 | 50.25 | 0.0073954
2021-11-27 | 12 | 34040 | 2021-11-27 | 12 | 51.04 | 0.57 | 51.61 | 0.0077889
2021-11-27 | 13 | 52330 | 2021-11-27 | 13 | 50.68 | 0.54 | 51.22 | 0.011884
2021-11-27 | 14 | 71320 | 2021-11-27 | 14 | 48.87 | 0.61 | 49.48 | 0.015646
2021-11-27 | 15 | 44550 | 2021-11-27 | 15 | 54.4 | 0.54 | 54.94 | 0.010852
2021-11-27 | 16 | 8700 | 2021-11-27 | 16 | 60.19 | 0.62 | 60.81 | 0.0023456
2021-11-27 | 17 | 15 | 2021-11-27 | 17 | 80.37 | 0.85 | 81.22 | 5.4014e-06
2021-11-27 | 18 | 0 | 2021-11-27 | 18 | 80.73 | 0.99 | 81.72 | 0
2021-11-27 | 19 | 0 | 2021-11-27 | 19 | 70.95 | 0.59 | 71.54 | 0
2021-11-27 | 20 | 0 | 2021-11-27 | 20 | 83.03 | 0.99 | 84.02 | 0
2021-11-27 | 21 | 0 | 2021-11-27 | 21 | 83.56 | 1.24 | 84.8 | 0
2021-11-27 | 22 | 0 | 2021-11-27 | 22 | 83.23 | 0.96 | 84.19 | 0
2021-11-27 | 23 | 0 | 2021-11-27 | 23 | 65.25 | 0.78 | 66.03 | 0
2021-11-27 | 24 | 0 | 2021-11-27 | 24 | 69.81 | 1.88 | 71.69 | 0
2021-11-28 | 1 | 0 | 2021-11-28 | 1 | 78.36 | 1.51 | 79.87 | 0
2021-11-28 | 2 | 0 | 2021-11-28 | 2 | 72.03 | 1 | 73.03 | 0
2021-11-28 | 3 | 0 | 2021-11-28 | 3 | 66.45 | 1.07 | 67.52 | 0
2021-11-28 | 4 | 0 | 2021-11-28 | 4 | 62.78 | 0.75 | 63.53 | 0
2021-11-28 | 5 | 0 | 2021-11-28 | 5 | 62.4 | 0.76 | 63.16 | 0
2021-11-28 | 6 | 0 | 2021-11-28 | 6 | 59.81 | 0.73 | 60.54 | 0
2021-11-28 | 7 | 0 | 2021-11-28 | 7 | 59.75 | 0.9 | 60.65 | 0
2021-11-28 | 8 | 5385 | 2021-11-28 | 8 | 58.19 | 0.8 | 58.99 | 0.0014084
2021-11-28 | 9 | 26790 | 2021-11-28 | 9 | 58.43 | 0.81 | 59.24 | 0.0070363
2021-11-28 | 10 | 85915 | 2021-11-28 | 10 | 76.08 | 0.97 | 77.05 | 0.029349
2021-11-28 | 11 | 114755 | 2021-11-28 | 11 | 101.88 | 1.02 | 102.9 | 0.052353
2021-11-28 | 12 | 73555 | 2021-11-28 | 12 | 97.64 | 1.08 | 98.72 | 0.032194
2021-11-28 | 13 | 51250 | 2021-11-28 | 13 | 114.46 | 1.01 | 115.47 | 0.026237
2021-11-28 | 14 | 30830 | 2021-11-28 | 14 | 119.43 | 1.55 | 120.98 | 0.016536
2021-11-28 | 15 | 15920 | 2021-11-28 | 15 | 116.05 | 1.03 | 117.08 | 0.0082638
2021-11-28 | 16 | 4415 | 2021-11-28 | 16 | 99.37 | 0.92 | 100.29 | 0.0019631
2021-11-28 | 17 | 5 | 2021-11-28 | 17 | 130.98 | 1.24 | 132.22 | 2.931e-06
2021-11-28 | 18 | 0 | 2021-11-28 | 18 | 128.67 | 1.17 | 129.84 | 0
2021-11-28 | 19 | 0 | 2021-11-28 | 19 | 91.29 | 0.83 | 92.12 | 0
2021-11-28 | 20 | 0 | 2021-11-28 | 20 | 94.94 | 0.85 | 95.79 | 0
2021-11-28 | 21 | 0 | 2021-11-28 | 21 | 95.48 | 0.95 | 96.43 | 0
2021-11-28 | 22 | 0 | 2021-11-28 | 22 | 88.92 | 0.85 | 89.77 | 0
2021-11-28 | 23 | 0 | 2021-11-28 | 23 | 84.23 | 1.26 | 85.49 | 0
2021-11-28 | 24 | 0 | 2021-11-28 | 24 | 68.1 | 0.99 | 69.09 | 0
2021-11-29 | 1 | 0 | 2021-11-29 | 1 | 102.63 | 1.89 | 104.52 | 0
2021-11-29 | 2 | 0 | 2021-11-29 | 2 | 107.14 | 1.93 | 109.07 | 0
2021-11-29 | 3 | 0 | 2021-11-29 | 3 | 94.74 | 1.74 | 96.48 | 0
2021-11-29 | 4 | 0 | 2021-11-29 | 4 | 150.17 | 2.36 | 152.53 | 0
2021-11-29 | 5 | 0 | 2021-11-29 | 5 | 91.26 | 2.04 | 93.3 | 0
2021-11-29 | 6 | 5 | 2021-11-29 | 6 | 109.32 | 3.1 | 112.42 | 2.4921e-06
2021-11-29 | 7 | 0 | 2021-11-29 | 7 | 153.04 | 3.95 | 156.99 | 0
2021-11-29 | 8 | 2080 | 2021-11-29 | 8 | 173.9 | 5.69 | 179.59 | 0.0016562
2021-11-29 | 9 | 11655 | 2021-11-29 | 9 | 150.71 | 2.63 | 153.34 | 0.0079236
2021-11-29 | 10 | 31660 | 2021-11-29 | 10 | 155.37 | 2.09 | 157.46 | 0.022102
2021-11-29 | 11 | 106160 | 2021-11-29 | 11 | 147.24 | 2.2 | 149.44 | 0.070337
2021-11-29 | 12 | 122685 | 2021-11-29 | 12 | 130.82 | 2.52 | 133.34 | 0.072528
2021-11-29 | 13 | 116625 | 2021-11-29 | 13 | 83.77 | 2.05 | 85.82 | 0.044375
2021-11-29 | 14 | 95630 | 2021-11-29 | 14 | 78.85 | 1.97 | 80.82 | 0.034266
2021-11-29 | 15 | 45425 | 2021-11-29 | 15 | 81.8 | 1.99 | 83.79 | 0.016875
2021-11-29 | 16 | 8105 | 2021-11-29 | 16 | 107.65 | 2.04 | 109.69 | 0.0039416
2021-11-29 | 17 | 10 | 2021-11-29 | 17 | 127.21 | 2.01 | 129.22 | 5.7291e-06
2021-11-29 | 18 | 0 | 2021-11-29 | 18 | 136.59 | 2.13 | 138.72 | 0
2021-11-29 | 19 | 0 | 2021-11-29 | 19 | 135.07 | 2.11 | 137.18 | 0
2021-11-29 | 20 | 0 | 2021-11-29 | 20 | 134.36 | 1.95 | 136.31 | 0
2021-11-29 | 21 | 0 | 2021-11-29 | 21 | 132.26 | 1.97 | 134.23 | 0
2021-11-29 | 22 | 0 | 2021-11-29 | 22 | 129.46 | 1.97 | 131.43 | 0
2021-11-29 | 23 | 0 | 2021-11-29 | 23 | 113.64 | 2.38 | 116.02 | 0
2021-11-29 | 24 | 0 | 2021-11-29 | 24 | 101.91 | 3.58 | 105.49 | 0
2021-11-30 | 1 | 0 | 2021-11-30 | 1 | 117.38 | 1.64 | 119.02 | 0
2021-11-30 | 2 | 0 | 2021-11-30 | 2 | 111.46 | 1.54 | 113 | 0
2021-11-30 | 3 | 0 | 2021-11-30 | 3 | 110.75 | 1.58 | 112.33 | 0
2021-11-30 | 4 | 0 | 2021-11-30 | 4 | 134.55 | 1.63 | 136.18 | 0
2021-11-30 | 5 | 0 | 2021-11-30 | 5 | 138.5 | 1.7 | 140.2 | 0
2021-11-30 | 6 | 0 | 2021-11-30 | 6 | 120.14 | 1.96 | 122.1 | 0
2021-11-30 | 7 | 5 | 2021-11-30 | 7 | 137.65 | 2.29 | 139.94 | 3.1022e-06
2021-11-30 | 8 | 11855 | 2021-11-30 | 8 | 161.73 | 4.3 | 166.03 | 0.0087266
2021-11-30 | 9 | 48210 | 2021-11-30 | 9 | 166.18 | 3.24 | 169.42 | 0.036212
2021-11-30 | 10 | 98685 | 2021-11-30 | 10 | 131.77 | 3.31 | 135.08 | 0.059101
2021-11-30 | 11 | 117565 | 2021-11-30 | 11 | 73.9 | 1.52 | 75.42 | 0.039311
2021-11-30 | 12 | 104570 | 2021-11-30 | 12 | 71.85 | 1.5 | 73.35 | 0.034007
2021-11-30 | 13 | 89420 | 2021-11-30 | 13 | 79.49 | 1.56 | 81.05 | 0.032132
2021-11-30 | 14 | 64790 | 2021-11-30 | 14 | 77.54 | 1.55 | 79.09 | 0.022719
2021-11-30 | 15 | 22575 | 2021-11-30 | 15 | 82.94 | 1.56 | 84.5 | 0.0084574
2021-11-30 | 16 | 4840 | 2021-11-30 | 16 | 92.51 | 1.73 | 94.24 | 0.0020223
2021-11-30 | 17 | 0 | 2021-11-30 | 17 | 110.84 | 2.26 | 113.1 | 0
2021-11-30 | 18 | 0 | 2021-11-30 | 18 | 110.94 | 2.13 | 113.07 | 0
2021-11-30 | 19 | 0 | 2021-11-30 | 19 | 100.17 | 1.91 | 102.08 | 0
2021-11-30 | 20 | 0 | 2021-11-30 | 20 | 119.97 | 2.36 | 122.33 | 0
2021-11-30 | 21 | 0 | 2021-11-30 | 21 | 123.54 | 2.99 | 126.53 | 0
2021-11-30 | 22 | 0 | 2021-11-30 | 22 | 146.26 | 2.47 | 148.73 | 0
2021-11-30 | 23 | 0 | 2021-11-30 | 23 | 163.53 | 3.26 | 166.79 | 0
2021-11-30 | 24 | 0 | 2021-11-30 | 24 | 189.47 | 5.11 | 194.58 | 0
2021-12-01 | 1 | 0 | 2021-12-01 | 1 | 135.05 | 4.06 | 139.11 | 0
2021-12-01 | 2 | 0 | 2021-12-01 | 2 | 137.75 | 3.91 | 141.66 | 0
2021-12-01 | 3 | 0 | 2021-12-01 | 3 | 217.65 | 3.71 | 221.36 | 0
2021-12-01 | 4 | 0 | 2021-12-01 | 4 | 133.5 | 2.94 | 136.44 | 0
2021-12-01 | 5 | 0 | 2021-12-01 | 5 | 101.8 | 2.53 | 104.33 | 0
2021-12-01 | 6 | 0 | 2021-12-01 | 6 | 128.08 | 3.6 | 131.68 | 0
2021-12-01 | 7 | 0 | 2021-12-01 | 7 | 177.89 | 5.04 | 182.93 | 0
2021-12-01 | 8 | 6930 | 2021-12-01 | 8 | 203.31 | 5.46 | 208.77 | 0.0064144
2021-12-01 | 9 | 37635 | 2021-12-01 | 9 | 160.21 | 4.63 | 164.84 | 0.027505
2021-12-01 | 10 | 59995 | 2021-12-01 | 10 | 101.82 | 3.22 | 105.04 | 0.02794
2021-12-01 | 11 | 60095 | 2021-12-01 | 11 | 164.18 | 4.09 | 168.27 | 0.044833
2021-12-01 | 12 | 49495 | 2021-12-01 | 12 | 217.01 | 4.68 | 221.69 | 0.048648
2021-12-01 | 13 | 36475 | 2021-12-01 | 13 | 98.56 | 3.39 | 101.95 | 0.016487
2021-12-01 | 14 | 59400 | 2021-12-01 | 14 | 82.72 | 2.75 | 85.47 | 0.022509
2021-12-01 | 15 | 25670 | 2021-12-01 | 15 | 69.1 | 2.69 | 71.79 | 0.0081704
2021-12-01 | 16 | 7045 | 2021-12-01 | 16 | 64.35 | 2.59 | 66.94 | 0.0020908
2021-12-01 | 17 | 10 | 2021-12-01 | 17 | 84.56 | 2.77 | 87.33 | 3.8718e-06
2021-12-01 | 18 | 0 | 2021-12-01 | 18 | 119.11 | 2.71 | 121.82 | 0
2021-12-01 | 19 | 0 | 2021-12-01 | 19 | 111.19 | 2.92 | 114.11 | 0
2021-12-01 | 20 | 0 | 2021-12-01 | 20 | 95.02 | 2.76 | 97.78 | 0
2021-12-01 | 21 | 0 | 2021-12-01 | 21 | 95.36 | 2.83 | 98.19 | 0
2021-12-01 | 22 | 0 | 2021-12-01 | 22 | 70.44 | 2.68 | 73.12 | 0
2021-12-01 | 23 | 0 | 2021-12-01 | 23 | 64.79 | 2.8 | 67.59 | 0
2021-12-01 | 24 | 0 | 2021-12-01 | 24 | 61.43 | 2.45 | 63.88 | 0
2021-12-02 | 1 | 0 | 2021-12-02 | 1 | 55.26 | 1.91 | 57.17 | 0
2021-12-02 | 2 | 0 | 2021-12-02 | 2 | 51.94 | 2.19 | 54.13 | 0
2021-12-02 | 3 | 0 | 2021-12-02 | 3 | 54.76 | 1.72 | 56.48 | 0
2021-12-02 | 4 | 0 | 2021-12-02 | 4 | 53.48 | 1.85 | 55.33 | 0
2021-12-02 | 5 | 0 | 2021-12-02 | 5 | 55.23 | 1.99 | 57.22 | 0
2021-12-02 | 6 | 0 | 2021-12-02 | 6 | 61.75 | 1.12 | 62.87 | 0
2021-12-02 | 7 | 0 | 2021-12-02 | 7 | 97.23 | 1.27 | 98.5 | 0
2021-12-02 | 8 | 510 | 2021-12-02 | 8 | 57.6 | 0.86 | 58.46 | 0.00013219
2021-12-02 | 9 | 2075 | 2021-12-02 | 9 | 61.2 | 0.83 | 62.03 | 0.00057066
2021-12-02 | 10 | 1210 | 2021-12-02 | 10 | 59.52 | 0.73 | 60.25 | 0.00032322
2021-12-02 | 11 | 2460 | 2021-12-02 | 11 | 58.66 | 0.81 | 59.47 | 0.00064862
2021-12-02 | 12 | 10730 | 2021-12-02 | 12 | 56.65 | 1.01 | 57.66 | 0.002743
2021-12-02 | 13 | 38795 | 2021-12-02 | 13 | 70.07 | 1.3 | 71.37 | 0.012276
2021-12-02 | 14 | 17635 | 2021-12-02 | 14 | 136.81 | 3.58 | 140.39 | 0.010977
2021-12-02 | 15 | 8135 | 2021-12-02 | 15 | 65.91 | 1.1 | 67.01 | 0.0024169
2021-12-02 | 16 | 2165 | 2021-12-02 | 16 | 45.45 | 0.79 | 46.24 | 0.00044384
2021-12-02 | 17 | 5 | 2021-12-02 | 17 | 49.99 | 0.79 | 50.78 | 1.1257e-06
2021-12-02 | 18 | 0 | 2021-12-02 | 18 | 47.44 | 0.74 | 48.18 | 0
2021-12-02 | 19 | 0 | 2021-12-02 | 19 | 56.66 | 0.77 | 57.43 | 0
2021-12-02 | 20 | 0 | 2021-12-02 | 20 | 59.52 | 0.78 | 60.3 | 0
2021-12-02 | 21 | 0 | 2021-12-02 | 21 | 42.52 | 0.76 | 43.28 | 0
2021-12-02 | 22 | 0 | 2021-12-02 | 22 | 43.79 | 0.77 | 44.56 | 0
2021-12-02 | 23 | 0 | 2021-12-02 | 23 | 39.88 | 0.85 | 40.73 | 0
2021-12-02 | 24 | 0 | 2021-12-02 | 24 | 36.73 | 0.62 | 37.35 | 0
2021-12-03 | 1 | 0 | 2021-12-03 | 1 | 35.27 | 0.59 | 35.86 | 0
2021-12-03 | 2 | 0 | 2021-12-03 | 2 | 33.85 | 0.59 | 34.44 | 0
2021-12-03 | 3 | 0 | 2021-12-03 | 3 | 31.83 | 0.58 | 32.41 | 0
2021-12-03 | 4 | 0 | 2021-12-03 | 4 | 33.18 | 0.57 | 33.75 | 0
2021-12-03 | 5 | 0 | 2021-12-03 | 5 | 34.06 | 0.52 | 34.58 | 0
2021-12-03 | 6 | 0 | 2021-12-03 | 6 | 34.26 | 0.7 | 34.96 | 0
2021-12-03 | 7 | 0 | 2021-12-03 | 7 | 40.18 | 0.87 | 41.05 | 0
2021-12-03 | 8 | 2620 | 2021-12-03 | 8 | 52.65 | 1.11 | 53.76 | 0.00062448
2021-12-03 | 9 | 35310 | 2021-12-03 | 9 | 41.71 | 1.77 | 43.48 | 0.0068068
2021-12-03 | 10 | 59150 | 2021-12-03 | 10 | 36.87 | 0.87 | 37.74 | 0.0098972
2021-12-03 | 11 | 76715 | 2021-12-03 | 11 | 49.58 | 0.86 | 50.44 | 0.017156
2021-12-03 | 12 | 95560 | 2021-12-03 | 12 | 26.43 | 1.02 | 27.45 | 0.01163
2021-12-03 | 13 | 114130 | 2021-12-03 | 13 | 12.42 | 1.34 | 13.76 | 0.0069626
2021-12-03 | 14 | 102970 | 2021-12-03 | 14 | 42.48 | 0.94 | 43.42 | 0.019822
2021-12-03 | 15 | 43045 | 2021-12-03 | 15 | 51.1 | 0.84 | 51.94 | 0.0099124
2021-12-03 | 16 | 8025 | 2021-12-03 | 16 | 55.76 | 0.84 | 56.6 | 0.0020138
2021-12-03 | 17 | 10 | 2021-12-03 | 17 | 67.16 | 0.89 | 68.05 | 3.0171e-06
2021-12-03 | 18 | 0 | 2021-12-03 | 18 | 74.47 | 0.87 | 75.34 | 0
2021-12-03 | 19 | 0 | 2021-12-03 | 19 | 64.66 | 0.82 | 65.48 | 0
2021-12-03 | 20 | 0 | 2021-12-03 | 20 | 62.19 | 0.81 | 63 | 0
2021-12-03 | 21 | 0 | 2021-12-03 | 21 | 63.83 | 0.91 | 64.74 | 0
2021-12-03 | 22 | 0 | 2021-12-03 | 22 | 55.61 | 0.85 | 56.46 | 0
2021-12-03 | 23 | 0 | 2021-12-03 | 23 | 56.29 | 0.88 | 57.17 | 0
2021-12-03 | 24 | 0 | 2021-12-03 | 24 | 56.88 | 0.66 | 57.54 | 0
2021-12-04 | 1 | 0 | 2021-12-04 | 1 | 56.76 | 1.51 | 58.27 | 0
2021-12-04 | 2 | 0 | 2021-12-04 | 2 | 53.59 | 1.51 | 55.1 | 0
2021-12-04 | 3 | 0 | 2021-12-04 | 3 | 51.82 | 1.48 | 53.3 | 0
2021-12-04 | 4 | 0 | 2021-12-04 | 4 | 50.95 | 1.48 | 52.43 | 0
2021-12-04 | 5 | 0 | 2021-12-04 | 5 | 52.41 | 1.48 | 53.89 | 0
2021-12-04 | 6 | 0 | 2021-12-04 | 6 | 57.59 | 1.57 | 59.16 | 0
2021-12-04 | 7 | 0 | 2021-12-04 | 7 | 64.83 | 2.03 | 66.86 | 0
2021-12-04 | 8 | 8775 | 2021-12-04 | 8 | 58.31 | 1.61 | 59.92 | 0.0023312
2021-12-04 | 9 | 41895 | 2021-12-04 | 9 | 90.49 | 1.79 | 92.28 | 0.017141
2021-12-04 | 10 | 35815 | 2021-12-04 | 10 | 78.58 | 1.63 | 80.21 | 0.012736
2021-12-04 | 11 | 112395 | 2021-12-04 | 11 | 73.03 | 1.74 | 74.77 | 0.037259
2021-12-04 | 12 | 121780 | 2021-12-04 | 12 | 76.69 | 1.74 | 78.43 | 0.042346
2021-12-04 | 13 | 107210 | 2021-12-04 | 13 | 49.05 | 1.6 | 50.65 | 0.024075
2021-12-04 | 14 | 94450 | 2021-12-04 | 14 | 55.05 | 1.57 | 56.62 | 0.02371
2021-12-04 | 15 | 37615 | 2021-12-04 | 15 | 55.72 | 1.58 | 57.3 | 0.0095559
2021-12-04 | 16 | 7490 | 2021-12-04 | 16 | 56.26 | 1.53 | 57.79 | 0.0019191
2021-12-04 | 17 | 10 | 2021-12-04 | 17 | 115.47 | 2.01 | 117.48 | 5.2086e-06
2021-12-04 | 18 | 0 | 2021-12-04 | 18 | 173.8 | 2.34 | 176.14 | 0
2021-12-04 | 19 | 0 | 2021-12-04 | 19 | 107.78 | 1.76 | 109.54 | 0
2021-12-04 | 20 | 0 | 2021-12-04 | 20 | 91.87 | 2.08 | 93.95 | 0
2021-12-04 | 21 | 0 | 2021-12-04 | 21 | 61.84 | 1.89 | 63.73 | 0
2021-12-04 | 22 | 0 | 2021-12-04 | 22 | 48.39 | 1.55 | 49.94 | 0
2021-12-04 | 23 | 0 | 2021-12-04 | 23 | 45.98 | 1.6 | 47.58 | 0
2021-12-04 | 24 | 0 | 2021-12-04 | 24 | 43.54 | 1.65 | 45.19 | 0
2021-12-05 | 1 | 0 | 2021-12-05 | 1 | 44.56 | 0.94 | 45.5 | 0
2021-12-05 | 2 | 0 | 2021-12-05 | 2 | 40.88 | 0.88 | 41.76 | 0
2021-12-05 | 3 | 0 | 2021-12-05 | 3 | 39.73 | 0.85 | 40.58 | 0
2021-12-05 | 4 | 0 | 2021-12-05 | 4 | 39.48 | 0.85 | 40.33 | 0
2021-12-05 | 5 | 0 | 2021-12-05 | 5 | 39.97 | 0.85 | 40.82 | 0
2021-12-05 | 6 | 0 | 2021-12-05 | 6 | 40.8 | 0.85 | 41.65 | 0
2021-12-05 | 7 | 0 | 2021-12-05 | 7 | 40.97 | 0.91 | 41.88 | 0
2021-12-05 | 8 | 7440 | 2021-12-05 | 8 | 40.03 | 1.03 | 41.06 | 0.0013544
2021-12-05 | 9 | 37125 | 2021-12-05 | 9 | 39.89 | 0.95 | 40.84 | 0.0067221
2021-12-05 | 10 | 47065 | 2021-12-05 | 10 | 37.52 | 0.89 | 38.41 | 0.0080149
2021-12-05 | 11 | 50640 | 2021-12-05 | 11 | 36.57 | 0.87 | 37.44 | 0.0084059
2021-12-05 | 12 | 41630 | 2021-12-05 | 12 | 36.33 | 0.84 | 37.17 | 0.0068605
2021-12-05 | 13 | 53360 | 2021-12-05 | 13 | 35.05 | 0.86 | 35.91 | 0.0084954
2021-12-05 | 14 | 81600 | 2021-12-05 | 14 | 35.27 | 0.85 | 36.12 | 0.013068
2021-12-05 | 15 | 25205 | 2021-12-05 | 15 | 37.41 | 0.89 | 38.3 | 0.00428
2021-12-05 | 16 | 6470 | 2021-12-05 | 16 | 40.36 | 0.87 | 41.23 | 0.0011827
2021-12-05 | 17 | 5 | 2021-12-05 | 17 | 66.94 | 1.17 | 68.11 | 1.5099e-06
2021-12-05 | 18 | 0 | 2021-12-05 | 18 | 100.15 | 2.42 | 102.57 | 0
2021-12-05 | 19 | 0 | 2021-12-05 | 19 | 77.78 | 1.11 | 78.89 | 0
2021-12-05 | 20 | 0 | 2021-12-05 | 20 | 92.37 | 0.99 | 93.36 | 0
2021-12-05 | 21 | 0 | 2021-12-05 | 21 | 80.54 | 0.9 | 81.44 | 0
2021-12-05 | 22 | 0 | 2021-12-05 | 22 | 45.24 | 0.86 | 46.1 | 0
2021-12-05 | 23 | 0 | 2021-12-05 | 23 | 40.48 | 0.96 | 41.44 | 0
2021-12-05 | 24 | 0 | 2021-12-05 | 24 | 37.12 | 1.16 | 38.28 | 0
2021-12-06 | 1 | 0 | 2021-12-06 | 1 | 38.54 | 0.64 | 39.18 | 0
2021-12-06 | 2 | 0 | 2021-12-06 | 2 | 37.16 | 0.61 | 37.77 | 0
2021-12-06 | 3 | 0 | 2021-12-06 | 3 | 34.63 | 0.62 | 35.25 | 0
2021-12-06 | 4 | 0 | 2021-12-06 | 4 | 34.37 | 0.63 | 35 | 0
2021-12-06 | 5 | 0 | 2021-12-06 | 5 | 34.41 | 0.62 | 35.03 | 0
2021-12-06 | 6 | 0 | 2021-12-06 | 6 | 38.11 | 0.69 | 38.8 | 0
2021-12-06 | 7 | 5 | 2021-12-06 | 7 | 45.34 | 0.77 | 46.11 | 1.0222e-06
2021-12-06 | 8 | 0 | 2021-12-06 | 8 | 74.04 | 2.54 | 76.58 | 0
2021-12-06 | 9 | 515 | 2021-12-06 | 9 | 54.77 | 1.28 | 56.05 | 0.00012798
2021-12-06 | 10 | 3565 | 2021-12-06 | 10 | 71.24 | 1.99 | 73.23 | 0.0011575
2021-12-06 | 11 | 6190 | 2021-12-06 | 11 | 69.26 | 1.28 | 70.54 | 0.0019359
2021-12-06 | 12 | 9595 | 2021-12-06 | 12 | 55.01 | 1.19 | 56.2 | 0.0023908
2021-12-06 | 13 | 13580 | 2021-12-06 | 13 | 41.9 | 0.92 | 42.82 | 0.0025781
2021-12-06 | 14 | 14075 | 2021-12-06 | 14 | 39.59 | 0.87 | 40.46 | 0.0025248
2021-12-06 | 15 | 8565 | 2021-12-06 | 15 | 35.76 | 0.86 | 36.62 | 0.0013906
2021-12-06 | 16 | 4170 | 2021-12-06 | 16 | 35.29 | 0.86 | 36.15 | 0.00066834
2021-12-06 | 17 | 0 | 2021-12-06 | 17 | 45.52 | 0.9 | 46.42 | 0
2021-12-06 | 18 | 0 | 2021-12-06 | 18 | 62.83 | 1.07 | 63.9 | 0
2021-12-06 | 19 | 0 | 2021-12-06 | 19 | 50.1 | 0.92 | 51.02 | 0
2021-12-06 | 20 | 0 | 2021-12-06 | 20 | 38.79 | 0.89 | 39.68 | 0
2021-12-06 | 21 | 0 | 2021-12-06 | 21 | 47.13 | 1.27 | 48.4 | 0
2021-12-06 | 22 | 0 | 2021-12-06 | 22 | 33.59 | 1.02 | 34.61 | 0
2021-12-06 | 23 | 0 | 2021-12-06 | 23 | 28.13 | 1.18 | 29.31 | 0
2021-12-06 | 24 | 0 | 2021-12-06 | 24 | 25.5 | 0.96 | 26.46 | 0
2021-12-07 | 1 | 0 | 2021-12-07 | 1 | 28.26 | 0.84 | 29.1 | 0
2021-12-07 | 2 | 0 | 2021-12-07 | 2 | 27.03 | 0.79 | 27.82 | 0
2021-12-07 | 3 | 0 | 2021-12-07 | 3 | 23.48 | 0.83 | 24.31 | 0
2021-12-07 | 4 | 0 | 2021-12-07 | 4 | 21.05 | 0.84 | 21.89 | 0
2021-12-07 | 5 | 0 | 2021-12-07 | 5 | 23.2 | 0.83 | 24.03 | 0
2021-12-07 | 6 | 0 | 2021-12-07 | 6 | 18.86 | 0.91 | 19.77 | 0
2021-12-07 | 7 | 0 | 2021-12-07 | 7 | 40.26 | 1.31 | 41.57 | 0
2021-12-07 | 8 | 9200 | 2021-12-07 | 8 | 48.09 | 1.7 | 49.79 | 0.0020309
2021-12-07 | 9 | 38615 | 2021-12-07 | 9 | 35.98 | 1.18 | 37.16 | 0.0063619
2021-12-07 | 10 | 92755 | 2021-12-07 | 10 | 4.5 | 1.21 | 5.71 | 0.0023482
2021-12-07 | 11 | 114960 | 2021-12-07 | 11 | -22.56 | 1.14 | -21.42 | -0.010917
2021-12-07 | 12 | 111745 | 2021-12-07 | 12 | 42.6 | 1.11 | 43.71 | 0.021655
2021-12-07 | 13 | 87620 | 2021-12-07 | 13 | 50.12 | 1.04 | 51.16 | 0.019874
2021-12-07 | 14 | 51015 | 2021-12-07 | 14 | 52.31 | 1.06 | 53.37 | 0.012071
2021-12-07 | 15 | 26440 | 2021-12-07 | 15 | 53.97 | 1.08 | 55.05 | 0.0064532
2021-12-07 | 16 | 9325 | 2021-12-07 | 16 | 58.15 | 1.04 | 59.19 | 0.0024471
2021-12-07 | 17 | 5 | 2021-12-07 | 17 | 63.28 | 1 | 64.28 | 1.425e-06
2021-12-07 | 18 | 0 | 2021-12-07 | 18 | 93.04 | 1.44 | 94.48 | 0
2021-12-07 | 19 | 0 | 2021-12-07 | 19 | 72.03 | 1.12 | 73.15 | 0
2021-12-07 | 20 | 0 | 2021-12-07 | 20 | 66.61 | 1.02 | 67.63 | 0
2021-12-07 | 21 | 0 | 2021-12-07 | 21 | 67.99 | 1.14 | 69.13 | 0
2021-12-07 | 22 | 0 | 2021-12-07 | 22 | 67.23 | 1.25 | 68.48 | 0
2021-12-07 | 23 | 0 | 2021-12-07 | 23 | 58.1 | 1.27 | 59.37 | 0
2021-12-07 | 24 | 0 | 2021-12-07 | 24 | 55.26 | 1.17 | 56.43 | 0
2021-12-08 | 1 | 0 | 2021-12-08 | 1 | 24.82 | 1.1 | 25.92 | 0
2021-12-08 | 2 | 0 | 2021-12-08 | 2 | 34.66 | 1.07 | 35.73 | 0
2021-12-08 | 3 | 0 | 2021-12-08 | 3 | 20.3 | 1.35 | 21.65 | 0
2021-12-08 | 4 | 0 | 2021-12-08 | 4 | 32.77 | 1.16 | 33.93 | 0
2021-12-08 | 5 | 0 | 2021-12-08 | 5 | 16.24 | 1.16 | 17.4 | 0
2021-12-08 | 6 | 0 | 2021-12-08 | 6 | 42.35 | 1.27 | 43.62 | 0
2021-12-08 | 7 | 0 | 2021-12-08 | 7 | 72.89 | 1.94 | 74.83 | 0
2021-12-08 | 8 | 1080 | 2021-12-08 | 8 | 102.38 | 2.19 | 104.57 | 0.00050071
2021-12-08 | 9 | 7300 | 2021-12-08 | 9 | 93.52 | 1.31 | 94.83 | 0.0030692
2021-12-08 | 10 | 13700 | 2021-12-08 | 10 | 101.75 | 1.12 | 102.87 | 0.0062483
2021-12-08 | 11 | 19630 | 2021-12-08 | 11 | 108.26 | 1.32 | 109.58 | 0.0095369
2021-12-08 | 12 | 21605 | 2021-12-08 | 12 | 125.19 | 1.33 | 126.52 | 0.012119
2021-12-08 | 13 | 19945 | 2021-12-08 | 13 | 134.89 | 1.56 | 136.45 | 0.012066
2021-12-08 | 14 | 28715 | 2021-12-08 | 14 | 127.04 | 1.55 | 128.59 | 0.016371
2021-12-08 | 15 | 16055 | 2021-12-08 | 15 | 116.57 | 1.33 | 117.9 | 0.0083923
2021-12-08 | 16 | 5185 | 2021-12-08 | 16 | 113.91 | 1.39 | 115.3 | 0.0026505
2021-12-08 | 17 | 5 | 2021-12-08 | 17 | 121.29 | 1.29 | 122.58 | 2.7173e-06
2021-12-08 | 18 | 0 | 2021-12-08 | 18 | 134.7 | 1.31 | 136.01 | 0
2021-12-08 | 19 | 0 | 2021-12-08 | 19 | 124.23 | 1.3 | 125.53 | 0
2021-12-08 | 20 | 0 | 2021-12-08 | 20 | 106.65 | 1.28 | 107.93 | 0
2021-12-08 | 21 | 0 | 2021-12-08 | 21 | 114.36 | 1.42 | 115.78 | 0
2021-12-08 | 22 | 0 | 2021-12-08 | 22 | 114.71 | 1.37 | 116.08 | 0
2021-12-08 | 23 | 0 | 2021-12-08 | 23 | 121.99 | 1.52 | 123.51 | 0
2021-12-08 | 24 | 0 | 2021-12-08 | 24 | 128.2 | 1.68 | 129.88 | 0
2021-12-09 | 1 | 0 | 2021-12-09 | 1 | 105.89 | 1.11 | 107 | 0
2021-12-09 | 2 | 0 | 2021-12-09 | 2 | 109.97 | 0.57 | 110.54 | 0
2021-12-09 | 3 | 0 | 2021-12-09 | 3 | 95.35 | 0.66 | 96.01 | 0
2021-12-09 | 4 | 0 | 2021-12-09 | 4 | 104.45 | 0.59 | 105.04 | 0
2021-12-09 | 5 | 0 | 2021-12-09 | 5 | 83.38 | 0.68 | 84.06 | 0
2021-12-09 | 6 | 0 | 2021-12-09 | 6 | 87.37 | 0.76 | 88.13 | 0
2021-12-09 | 7 | 0 | 2021-12-09 | 7 | 142.99 | 1.49 | 144.48 | 0
2021-12-09 | 8 | 5070 | 2021-12-09 | 8 | 158.2 | 2.16 | 160.36 | 0.0036046
2021-12-09 | 9 | 29195 | 2021-12-09 | 9 | 135.67 | 0.92 | 136.59 | 0.01768
2021-12-09 | 10 | 89650 | 2021-12-09 | 10 | 146.74 | 1.17 | 147.91 | 0.05879
2021-12-09 | 11 | 112095 | 2021-12-09 | 11 | 72.45 | 0.9 | 73.35 | 0.036454
2021-12-09 | 12 | 92165 | 2021-12-09 | 12 | 64.78 | 0.78 | 65.56 | 0.026789
2021-12-09 | 13 | 110755 | 2021-12-09 | 13 | 65.21 | 0.78 | 65.99 | 0.032404
2021-12-09 | 14 | 55930 | 2021-12-09 | 14 | 69.81 | 0.78 | 70.59 | 0.017504
2021-12-09 | 15 | 18520 | 2021-12-09 | 15 | 73.5 | 0.85 | 74.35 | 0.0061049
2021-12-09 | 16 | 3825 | 2021-12-09 | 16 | 84.55 | 0.95 | 85.5 | 0.0014499
2021-12-09 | 17 | 0 | 2021-12-09 | 17 | 80.75 | 0.99 | 81.74 | 0
2021-12-09 | 18 | 0 | 2021-12-09 | 18 | 80.04 | 0.96 | 81 | 0
2021-12-09 | 19 | 0 | 2021-12-09 | 19 | 70.42 | 0.83 | 71.25 | 0
2021-12-09 | 20 | 0 | 2021-12-09 | 20 | 72.59 | 0.85 | 73.44 | 0
2021-12-09 | 21 | 0 | 2021-12-09 | 21 | 79.34 | 0.92 | 80.26 | 0
2021-12-09 | 22 | 0 | 2021-12-09 | 22 | 73.75 | 0.92 | 74.67 | 0
2021-12-09 | 23 | 0 | 2021-12-09 | 23 | 70.46 | 0.97 | 71.43 | 0
2021-12-09 | 24 | 0 | 2021-12-09 | 24 | 67.99 | 0.86 | 68.85 | 0
2021-12-10 | 1 | 0 | 2021-12-10 | 1 | 63.9 | 1.12 | 65.02 | 0
2021-12-10 | 2 | 0 | 2021-12-10 | 2 | 91.31 | 1.31 | 92.62 | 0
2021-12-10 | 3 | 0 | 2021-12-10 | 3 | 105.16 | 1.51 | 106.67 | 0
2021-12-10 | 4 | 0 | 2021-12-10 | 4 | 94.09 | 1.69 | 95.78 | 0
2021-12-10 | 5 | 0 | 2021-12-10 | 5 | 64.03 | 1.19 | 65.22 | 0
2021-12-10 | 6 | 0 | 2021-12-10 | 6 | 62.18 | 1.35 | 63.53 | 0
2021-12-10 | 7 | 0 | 2021-12-10 | 7 | 52.24 | 1.39 | 53.63 | 0
2021-12-10 | 8 | 15 | 2021-12-10 | 8 | 73.38 | 1.49 | 74.87 | 4.9791e-06
2021-12-10 | 9 | 1690 | 2021-12-10 | 9 | 72.56 | 1.38 | 73.94 | 0.00055401
2021-12-10 | 10 | 4155 | 2021-12-10 | 10 | 77.34 | 1.38 | 78.72 | 0.0014501
2021-12-10 | 11 | 8435 | 2021-12-10 | 11 | 61.72 | 1.37 | 63.09 | 0.0023594
2021-12-10 | 12 | 11615 | 2021-12-10 | 12 | 43.45 | 1.39 | 44.84 | 0.0023091
2021-12-10 | 13 | 14375 | 2021-12-10 | 13 | 38.62 | 1.44 | 40.06 | 0.0025531
2021-12-10 | 14 | 15490 | 2021-12-10 | 14 | 38.08 | 1.44 | 39.52 | 0.0027141
2021-12-10 | 15 | 8560 | 2021-12-10 | 15 | 36.38 | 1.29 | 37.67 | 0.0014296
2021-12-10 | 16 | 2620 | 2021-12-10 | 16 | 39.08 | 1.27 | 40.35 | 0.0004687
2021-12-10 | 17 | 40 | 2021-12-10 | 17 | 52.81 | 1.31 | 54.12 | 9.5978e-06
2021-12-10 | 18 | 0 | 2021-12-10 | 18 | 63.86 | 1.34 | 65.2 | 0
2021-12-10 | 19 | 0 | 2021-12-10 | 19 | 51.09 | 1.35 | 52.44 | 0
2021-12-10 | 20 | 0 | 2021-12-10 | 20 | 60.64 | 1.4 | 62.04 | 0
2021-12-10 | 21 | 0 | 2021-12-10 | 21 | 66.47 | 1.49 | 67.96 | 0
2021-12-10 | 22 | 0 | 2021-12-10 | 22 | 71.8 | 1.85 | 73.65 | 0
2021-12-10 | 23 | 0 | 2021-12-10 | 23 | 59.38 | 1.81 | 61.19 | 0
2021-12-10 | 24 | 0 | 2021-12-10 | 24 | 38.03 | 1.2 | 39.23 | 0
2021-12-11 | 1 | 0 | 2021-12-11 | 1 | 37.15 | 0.49 | 37.64 | 0
2021-12-11 | 2 | 0 | 2021-12-11 | 2 | 36.08 | 0.48 | 36.56 | 0
2021-12-11 | 3 | 0 | 2021-12-11 | 3 | 36 | 0.54 | 36.54 | 0
2021-12-11 | 4 | 0 | 2021-12-11 | 4 | 35.21 | 0.49 | 35.7 | 0
2021-12-11 | 5 | 0 | 2021-12-11 | 5 | 38.05 | 0.5 | 38.55 | 0
2021-12-11 | 6 | 0 | 2021-12-11 | 6 | 36.24 | 0.62 | 36.86 | 0
2021-12-11 | 7 | 0 | 2021-12-11 | 7 | 34.75 | 0.68 | 35.43 | 0
2021-12-11 | 8 | 0 | 2021-12-11 | 8 | 34.88 | 0.54 | 35.42 | 0
2021-12-11 | 9 | 1575 | 2021-12-11 | 9 | 36.79 | 0.63 | 37.42 | 0.0002613
2021-12-11 | 10 | 2700 | 2021-12-11 | 10 | 48.91 | 0.57 | 49.48 | 0.00059231
2021-12-11 | 11 | 1625 | 2021-12-11 | 11 | 62.74 | 0.59 | 63.33 | 0.00045627
2021-12-11 | 12 | 1650 | 2021-12-11 | 12 | 69.64 | 0.66 | 70.3 | 0.00051427
2021-12-11 | 13 | 11375 | 2021-12-11 | 13 | 68.6 | 0.47 | 69.07 | 0.0034833
2021-12-11 | 14 | 7795 | 2021-12-11 | 14 | 45.38 | 0.55 | 45.93 | 0.0015873
2021-12-11 | 15 | 3870 | 2021-12-11 | 15 | 37.63 | 0.54 | 38.17 | 0.00065492
2021-12-11 | 16 | 555 | 2021-12-11 | 16 | 36.57 | 0.47 | 37.04 | 9.1142e-05
2021-12-11 | 17 | 0 | 2021-12-11 | 17 | 41.82 | 0.48 | 42.3 | 0
2021-12-11 | 18 | 0 | 2021-12-11 | 18 | 47.37 | 0.6 | 47.97 | 0
2021-12-11 | 19 | 0 | 2021-12-11 | 19 | 35.8 | 0.53 | 36.33 | 0
2021-12-11 | 20 | 0 | 2021-12-11 | 20 | 33.63 | 0.51 | 34.14 | 0
2021-12-11 | 21 | 0 | 2021-12-11 | 21 | 36.38 | 0.48 | 36.86 | 0
2021-12-11 | 22 | 0 | 2021-12-11 | 22 | 32.88 | 0.49 | 33.37 | 0
2021-12-11 | 23 | 0 | 2021-12-11 | 23 | 38.93 | 0.59 | 39.52 | 0
2021-12-11 | 24 | 0 | 2021-12-11 | 24 | 33.22 | 0.63 | 33.85 | 0
2021-12-12 | 1 | 0 | 2021-12-12 | 1 | 29.9 | 0.52 | 30.42 | 0
2021-12-12 | 2 | 0 | 2021-12-12 | 2 | 28.08 | 0.49 | 28.57 | 0
2021-12-12 | 3 | 0 | 2021-12-12 | 3 | 28.84 | 0.44 | 29.28 | 0
2021-12-12 | 4 | 0 | 2021-12-12 | 4 | 26.1 | 0.41 | 26.51 | 0
2021-12-12 | 5 | 0 | 2021-12-12 | 5 | 30.82 | 0.44 | 31.26 | 0
2021-12-12 | 6 | 0 | 2021-12-12 | 6 | 41.35 | 0.42 | 41.77 | 0
2021-12-12 | 7 | 0 | 2021-12-12 | 7 | 27.9 | 0.49 | 28.39 | 0
2021-12-12 | 8 | 2685 | 2021-12-12 | 8 | 31.76 | 0.55 | 32.31 | 0.00038462
2021-12-12 | 9 | 18105 | 2021-12-12 | 9 | 30.77 | 0.48 | 31.25 | 0.0025084
2021-12-12 | 10 | 86825 | 2021-12-12 | 10 | 29.24 | 0.52 | 29.76 | 0.011456
2021-12-12 | 11 | 114570 | 2021-12-12 | 11 | 29.55 | 0.46 | 30.01 | 0.015244
2021-12-12 | 12 | 121500 | 2021-12-12 | 12 | 24.27 | 0.48 | 24.75 | 0.013332
2021-12-12 | 13 | 115620 | 2021-12-12 | 13 | 16.92 | 0.61 | 17.53 | 0.0089861
2021-12-12 | 14 | 94450 | 2021-12-12 | 14 | 27.46 | 0.49 | 27.95 | 0.011704
2021-12-12 | 15 | 36150 | 2021-12-12 | 15 | 29.22 | 0.48 | 29.7 | 0.0047601
2021-12-12 | 16 | 7945 | 2021-12-12 | 16 | 26.08 | 0.75 | 26.83 | 0.00094508
2021-12-12 | 17 | 10 | 2021-12-12 | 17 | 36.98 | 0.53 | 37.51 | 1.663e-06
2021-12-12 | 18 | 0 | 2021-12-12 | 18 | 51.29 | 1.01 | 52.3 | 0
2021-12-12 | 19 | 0 | 2021-12-12 | 19 | 42.7 | 0.5 | 43.2 | 0
2021-12-12 | 20 | 0 | 2021-12-12 | 20 | 35.86 | 0.44 | 36.3 | 0
2021-12-12 | 21 | 0 | 2021-12-12 | 21 | 34.53 | 0.43 | 34.96 | 0
2021-12-12 | 22 | 0 | 2021-12-12 | 22 | 33.92 | 0.44 | 34.36 | 0
2021-12-12 | 23 | 0 | 2021-12-12 | 23 | 30.14 | 0.47 | 30.61 | 0
2021-12-12 | 24 | 0 | 2021-12-12 | 24 | 28.43 | 0.53 | 28.96 | 0
2021-12-13 | 1 | 0 | 2021-12-13 | 1 | 27.36 | 1.59 | 28.95 | 0
2021-12-13 | 2 | 0 | 2021-12-13 | 2 | 25.36 | 1.52 | 26.88 | 0
2021-12-13 | 3 | 0 | 2021-12-13 | 3 | 24.52 | 1.49 | 26.01 | 0
2021-12-13 | 4 | 0 | 2021-12-13 | 4 | 24.44 | 1.49 | 25.93 | 0
2021-12-13 | 5 | 0 | 2021-12-13 | 5 | 24.36 | 1.49 | 25.85 | 0
2021-12-13 | 6 | 0 | 2021-12-13 | 6 | 23.55 | 1.58 | 25.13 | 0
2021-12-13 | 7 | 0 | 2021-12-13 | 7 | 30.14 | 1.79 | 31.93 | 0
2021-12-13 | 8 | 2110 | 2021-12-13 | 8 | 30.99 | 1.9 | 32.89 | 0.00030768
2021-12-13 | 9 | 7575 | 2021-12-13 | 9 | 31.47 | 1.82 | 33.29 | 0.001118
2021-12-13 | 10 | 16895 | 2021-12-13 | 10 | 32.09 | 1.71 | 33.8 | 0.0025318
2021-12-13 | 11 | 16450 | 2021-12-13 | 11 | 33.91 | 1.45 | 35.36 | 0.0025789
2021-12-13 | 12 | 20755 | 2021-12-13 | 12 | 33.31 | 1.61 | 34.92 | 0.0032133
2021-12-13 | 13 | 32765 | 2021-12-13 | 13 | 6.37 | 1.8 | 8.17 | 0.0011868
2021-12-13 | 14 | 86225 | 2021-12-13 | 14 | 5.31 | 1.95 | 7.26 | 0.0027754
2021-12-13 | 15 | 35775 | 2021-12-13 | 15 | 26.65 | 1.8 | 28.45 | 0.0045125
2021-12-13 | 16 | 7430 | 2021-12-13 | 16 | 32.35 | 1.73 | 34.08 | 0.0011226
2021-12-13 | 17 | 5 | 2021-12-13 | 17 | 36.75 | 1.71 | 38.46 | 8.5258e-07
2021-12-13 | 18 | 0 | 2021-12-13 | 18 | 41.58 | 1.69 | 43.27 | 0
2021-12-13 | 19 | 0 | 2021-12-13 | 19 | 38.67 | 1.72 | 40.39 | 0
2021-12-13 | 20 | 0 | 2021-12-13 | 20 | 33.98 | 1.71 | 35.69 | 0
2021-12-13 | 21 | 0 | 2021-12-13 | 21 | 34.59 | 1.73 | 36.32 | 0
2021-12-13 | 22 | 0 | 2021-12-13 | 22 | 29.81 | 1.79 | 31.6 | 0
2021-12-13 | 23 | 0 | 2021-12-13 | 23 | 26.85 | 1.92 | 28.77 | 0
2021-12-13 | 24 | 0 | 2021-12-13 | 24 | 23.69 | 1.82 | 25.51 | 0
2021-12-14 | 1 | 0 | 2021-12-14 | 1 | 30.07 | 2.49 | 32.56 | 0
2021-12-14 | 2 | 0 | 2021-12-14 | 2 | 28.23 | 2.54 | 30.77 | 0
2021-12-14 | 3 | 0 | 2021-12-14 | 3 | 28.26 | 2.42 | 30.68 | 0
2021-12-14 | 4 | 0 | 2021-12-14 | 4 | 28.02 | 2.41 | 30.43 | 0
2021-12-14 | 5 | 0 | 2021-12-14 | 5 | 29.69 | 2.42 | 32.11 | 0
2021-12-14 | 6 | 0 | 2021-12-14 | 6 | 29.8 | 2.72 | 32.52 | 0
2021-12-14 | 7 | 5 | 2021-12-14 | 7 | 37.66 | 3.04 | 40.7 | 9.0223e-07
2021-12-14 | 8 | 5670 | 2021-12-14 | 8 | 48.02 | 2.91 | 50.93 | 0.0012803
2021-12-14 | 9 | 32800 | 2021-12-14 | 9 | 40.72 | 2.7 | 43.42 | 0.0063142
2021-12-14 | 10 | 83280 | 2021-12-14 | 10 | 29.48 | 2.81 | 32.29 | 0.011922
2021-12-14 | 11 | 109115 | 2021-12-14 | 11 | 33.17 | 2.75 | 35.92 | 0.017377
2021-12-14 | 12 | 118995 | 2021-12-14 | 12 | 23.8 | 2.72 | 26.52 | 0.013991
2021-12-14 | 13 | 114245 | 2021-12-14 | 13 | 19.77 | 2.74 | 22.51 | 0.011402
2021-12-14 | 14 | 94580 | 2021-12-14 | 14 | 20.67 | 3.01 | 23.68 | 0.0099297
2021-12-14 | 15 | 37595 | 2021-12-14 | 15 | 36.03 | 2.74 | 38.77 | 0.0064622
2021-12-14 | 16 | 7920 | 2021-12-14 | 16 | 38.8 | 2.69 | 41.49 | 0.0014569
2021-12-14 | 17 | 10 | 2021-12-14 | 17 | 43.42 | 2.67 | 46.09 | 2.0434e-06
2021-12-14 | 18 | 0 | 2021-12-14 | 18 | 52.95 | 2.63 | 55.58 | 0
2021-12-14 | 19 | 0 | 2021-12-14 | 19 | 51.46 | 2.61 | 54.07 | 0
2021-12-14 | 20 | 0 | 2021-12-14 | 20 | 50.06 | 2.65 | 52.71 | 0
2021-12-14 | 21 | 0 | 2021-12-14 | 21 | 49.86 | 2.66 | 52.52 | 0
2021-12-14 | 22 | 0 | 2021-12-14 | 22 | 46.28 | 2.66 | 48.94 | 0
2021-12-14 | 23 | 0 | 2021-12-14 | 23 | 41.06 | 2.86 | 43.92 | 0
2021-12-14 | 24 | 0 | 2021-12-14 | 24 | 37.52 | 2.62 | 40.14 | 0
2021-12-15 | 1 | 0 | 2021-12-15 | 1 | 34.96 | 1.74 | 36.7 | 0
2021-12-15 | 2 | 0 | 2021-12-15 | 2 | 33.79 | 1.63 | 35.42 | 0
2021-12-15 | 3 | 0 | 2021-12-15 | 3 | 37.81 | 1.62 | 39.43 | 0
2021-12-15 | 4 | 0 | 2021-12-15 | 4 | 39.22 | 1.63 | 40.85 | 0
2021-12-15 | 5 | 0 | 2021-12-15 | 5 | 51.15 | 1.67 | 52.82 | 0
2021-12-15 | 6 | 0 | 2021-12-15 | 6 | 50.67 | 1.7 | 52.37 | 0
2021-12-15 | 7 | 0 | 2021-12-15 | 7 | 51.4 | 1.84 | 53.24 | 0
2021-12-15 | 8 | 7370 | 2021-12-15 | 8 | 53.34 | 2.09 | 55.43 | 0.0018112
2021-12-15 | 9 | 20395 | 2021-12-15 | 9 | 52.42 | 1.93 | 54.35 | 0.0049145
2021-12-15 | 10 | 33815 | 2021-12-15 | 10 | 38.9 | 1.92 | 40.82 | 0.0061198
2021-12-15 | 11 | 70830 | 2021-12-15 | 11 | 31.49 | 1.86 | 33.35 | 0.010473
2021-12-15 | 12 | 98625 | 2021-12-15 | 12 | 30.79 | 1.85 | 32.64 | 0.014272
2021-12-15 | 13 | 95570 | 2021-12-15 | 13 | 31.01 | 1.85 | 32.86 | 0.013923
2021-12-15 | 14 | 37205 | 2021-12-15 | 14 | 32.22 | 1.85 | 34.07 | 0.0056199
2021-12-15 | 15 | 24245 | 2021-12-15 | 15 | 32.67 | 1.87 | 34.54 | 0.0037128
2021-12-15 | 16 | 6725 | 2021-12-15 | 16 | 35.3 | 1.85 | 37.15 | 0.0011077
2021-12-15 | 17 | 0 | 2021-12-15 | 17 | 40.42 | 1.83 | 42.25 | 0
2021-12-15 | 18 | 0 | 2021-12-15 | 18 | 49.54 | 1.94 | 51.48 | 0
2021-12-15 | 19 | 0 | 2021-12-15 | 19 | 39.05 | 1.88 | 40.93 | 0
2021-12-15 | 20 | 0 | 2021-12-15 | 20 | 33.92 | 1.83 | 35.75 | 0
2021-12-15 | 21 | 0 | 2021-12-15 | 21 | 33.41 | 1.84 | 35.25 | 0
2021-12-15 | 22 | 0 | 2021-12-15 | 22 | 32.9 | 1.85 | 34.75 | 0
2021-12-15 | 23 | 0 | 2021-12-15 | 23 | 29.78 | 1.91 | 31.69 | 0
2021-12-15 | 24 | 0 | 2021-12-15 | 24 | 30.73 | 1.7 | 32.43 | 0
2021-12-16 | 1 | 0 | 2021-12-16 | 1 | 35.49 | 1.45 | 36.94 | 0
2021-12-16 | 2 | 0 | 2021-12-16 | 2 | 32.49 | 1.41 | 33.9 | 0
2021-12-16 | 3 | 0 | 2021-12-16 | 3 | 31.75 | 1.38 | 33.13 | 0
2021-12-16 | 4 | 0 | 2021-12-16 | 4 | 32.24 | 1.37 | 33.61 | 0
2021-12-16 | 5 | 0 | 2021-12-16 | 5 | 31.78 | 1.37 | 33.15 | 0
2021-12-16 | 6 | 0 | 2021-12-16 | 6 | 32.98 | 1.44 | 34.42 | 0
2021-12-16 | 7 | 0 | 2021-12-16 | 7 | 38.37 | 1.62 | 39.99 | 0
2021-12-16 | 8 | 15 | 2021-12-16 | 8 | 43.08 | 1.82 | 44.9 | 2.986e-06
2021-12-16 | 9 | 5270 | 2021-12-16 | 9 | 47.02 | 1.76 | 48.78 | 0.0011397
2021-12-16 | 10 | 14240 | 2021-12-16 | 10 | 45.81 | 2.49 | 48.3 | 0.0030494
2021-12-16 | 11 | 11770 | 2021-12-16 | 11 | 46.87 | 1.68 | 48.55 | 0.0025335
2021-12-16 | 12 | 18905 | 2021-12-16 | 12 | 43.68 | 2.26 | 45.94 | 0.0038505
2021-12-16 | 13 | 23150 | 2021-12-16 | 13 | 34.51 | 1.79 | 36.3 | 0.0037257
2021-12-16 | 14 | 18265 | 2021-12-16 | 14 | 34.37 | 1.7 | 36.07 | 0.0029209
2021-12-16 | 15 | 15115 | 2021-12-16 | 15 | 35.28 | 1.7 | 36.98 | 0.0024782
2021-12-16 | 16 | 4680 | 2021-12-16 | 16 | 46.64 | 1.7 | 48.34 | 0.001003
2021-12-16 | 17 | 0 | 2021-12-16 | 17 | 53.63 | 1.84 | 55.47 | 0
2021-12-16 | 18 | 0 | 2021-12-16 | 18 | 73.6 | 2.99 | 76.59 | 0
2021-12-16 | 19 | 0 | 2021-12-16 | 19 | 47.54 | 1.67 | 49.21 | 0
2021-12-16 | 20 | 0 | 2021-12-16 | 20 | 39.04 | 1.62 | 40.66 | 0
2021-12-16 | 21 | 0 | 2021-12-16 | 21 | 43.1 | 1.62 | 44.72 | 0
2021-12-16 | 22 | 0 | 2021-12-16 | 22 | 38.8 | 1.63 | 40.43 | 0
2021-12-16 | 23 | 0 | 2021-12-16 | 23 | 32.6 | 1.75 | 34.35 | 0
2021-12-16 | 24 | 0 | 2021-12-16 | 24 | 28.75 | 1.56 | 30.31 | 0
2021-12-17 | 1 | 0 | 2021-12-17 | 1 | 33.52 | 2.46 | 35.98 | 0
2021-12-17 | 2 | 0 | 2021-12-17 | 2 | 30.26 | 2.39 | 32.65 | 0
2021-12-17 | 3 | 0 | 2021-12-17 | 3 | 29.61 | 2.37 | 31.98 | 0
2021-12-17 | 4 | 0 | 2021-12-17 | 4 | 30.43 | 2.38 | 32.81 | 0
2021-12-17 | 5 | 0 | 2021-12-17 | 5 | 35.02 | 2.39 | 37.41 | 0
2021-12-17 | 6 | 0 | 2021-12-17 | 6 | 55.16 | 2.69 | 57.85 | 0
2021-12-17 | 7 | 0 | 2021-12-17 | 7 | 48.47 | 2.72 | 51.19 | 0
2021-12-17 | 8 | 6125 | 2021-12-17 | 8 | 49.57 | 3.27 | 52.84 | 0.0014349
2021-12-17 | 9 | 31415 | 2021-12-17 | 9 | 54.41 | 3.77 | 58.18 | 0.0081034
2021-12-17 | 10 | 80365 | 2021-12-17 | 10 | 30.57 | 2.79 | 33.36 | 0.011886
2021-12-17 | 11 | 108425 | 2021-12-17 | 11 | 33.16 | 2.73 | 35.89 | 0.017253
2021-12-17 | 12 | 117075 | 2021-12-17 | 12 | 30.5 | 2.74 | 33.24 | 0.017254
2021-12-17 | 13 | 112790 | 2021-12-17 | 13 | 28.32 | 2.76 | 31.08 | 0.015542
2021-12-17 | 14 | 93230 | 2021-12-17 | 14 | 31.28 | 2.72 | 34 | 0.014054
2021-12-17 | 15 | 36905 | 2021-12-17 | 15 | 31.94 | 2.73 | 34.67 | 0.0056728
2021-12-17 | 16 | 7905 | 2021-12-17 | 16 | 44.41 | 2.73 | 47.14 | 0.0016521
2021-12-17 | 17 | 5 | 2021-12-17 | 17 | 55.44 | 2.72 | 58.16 | 1.2893e-06
2021-12-17 | 18 | 0 | 2021-12-17 | 18 | 75.13 | 2.82 | 77.95 | 0
2021-12-17 | 19 | 0 | 2021-12-17 | 19 | 59.86 | 2.82 | 62.68 | 0
2021-12-17 | 20 | 0 | 2021-12-17 | 20 | 51.83 | 2.83 | 54.66 | 0
2021-12-17 | 21 | 0 | 2021-12-17 | 21 | 57.09 | 2.83 | 59.92 | 0
2021-12-17 | 22 | 0 | 2021-12-17 | 22 | 51.86 | 2.74 | 54.6 | 0
2021-12-17 | 23 | 0 | 2021-12-17 | 23 | 41.72 | 2.87 | 44.59 | 0
2021-12-17 | 24 | 0 | 2021-12-17 | 24 | 37.16 | 2.57 | 39.73 | 0
2021-12-18 | 1 | 0 | 2021-12-18 | 1 | 35.21 | 1.91 | 37.12 | 0
2021-12-18 | 2 | 0 | 2021-12-18 | 2 | 32 | 1.88 | 33.88 | 0
2021-12-18 | 3 | 0 | 2021-12-18 | 3 | 32.19 | 1.91 | 34.1 | 0
2021-12-18 | 4 | 0 | 2021-12-18 | 4 | 29.98 | 2.01 | 31.99 | 0
2021-12-18 | 5 | 0 | 2021-12-18 | 5 | 26.99 | 2.04 | 29.03 | 0
2021-12-18 | 6 | 0 | 2021-12-18 | 6 | 18.74 | 2.1 | 20.84 | 0
2021-12-18 | 7 | 0 | 2021-12-18 | 7 | 27.01 | 2.16 | 29.17 | 0
2021-12-18 | 8 | 1015 | 2021-12-18 | 8 | 29.41 | 1.96 | 31.37 | 0.00014117
2021-12-18 | 9 | 8510 | 2021-12-18 | 9 | 31.17 | 1.93 | 33.1 | 0.0012489
2021-12-18 | 10 | 19520 | 2021-12-18 | 10 | 29.3 | 1.88 | 31.18 | 0.0026984
2021-12-18 | 11 | 18045 | 2021-12-18 | 11 | 93.88 | 1.95 | 95.83 | 0.0076668
2021-12-18 | 12 | 19945 | 2021-12-18 | 12 | 85.05 | 1.99 | 87.04 | 0.0076968
2021-12-18 | 13 | 11195 | 2021-12-18 | 13 | 95.5 | 2.03 | 97.53 | 0.0048408
2021-12-18 | 14 | 7200 | 2021-12-18 | 14 | 101.6 | 1.94 | 103.54 | 0.0033052
2021-12-18 | 15 | 2500 | 2021-12-18 | 15 | 100.23 | 1.97 | 102.2 | 0.0011328
2021-12-18 | 16 | 5 | 2021-12-18 | 16 | 83.21 | 1.91 | 85.12 | 1.8869e-06
2021-12-18 | 17 | 0 | 2021-12-18 | 17 | 83.59 | 1.98 | 85.57 | 0
2021-12-18 | 18 | 0 | 2021-12-18 | 18 | 84.25 | 1.91 | 86.16 | 0
2021-12-18 | 19 | 0 | 2021-12-18 | 19 | 71.08 | 1.86 | 72.94 | 0
2021-12-18 | 20 | 0 | 2021-12-18 | 20 | 64.91 | 2 | 66.91 | 0
2021-12-18 | 21 | 0 | 2021-12-18 | 21 | 61.85 | 1.96 | 63.81 | 0
2021-12-18 | 22 | 0 | 2021-12-18 | 22 | 52.18 | 2.12 | 54.3 | 0
2021-12-18 | 23 | 0 | 2021-12-18 | 23 | 30.29 | 2.64 | 32.93 | 0
2021-12-18 | 24 | 0 | 2021-12-18 | 24 | 24.86 | 2.61 | 27.47 | 0
2021-12-19 | 1 | 0 | 2021-12-19 | 1 | 53.16 | 1.28 | 54.44 | 0
2021-12-19 | 2 | 0 | 2021-12-19 | 2 | 42.41 | 1.04 | 43.45 | 0
2021-12-19 | 3 | 0 | 2021-12-19 | 3 | 34.03 | 1.04 | 35.07 | 0
2021-12-19 | 4 | 0 | 2021-12-19 | 4 | 39.28 | 0.98 | 40.26 | 0
2021-12-19 | 5 | 0 | 2021-12-19 | 5 | 25.85 | 1.32 | 27.17 | 0
2021-12-19 | 6 | 0 | 2021-12-19 | 6 | 43.37 | 1.09 | 44.46 | 0
2021-12-19 | 7 | 0 | 2021-12-19 | 7 | 39.34 | 1.04 | 40.38 | 0
2021-12-19 | 8 | 5 | 2021-12-19 | 8 | 31.74 | 1.44 | 33.18 | 7.3553e-07
2021-12-19 | 9 | 0 | 2021-12-19 | 9 | 75.95 | 1.33 | 77.28 | 0
2021-12-19 | 10 | 1850 | 2021-12-19 | 10 | 69.99 | 1.15 | 71.14 | 0.0005835
2021-12-19 | 11 | 970 | 2021-12-19 | 11 | 134.92 | 1.39 | 136.31 | 0.00058621
2021-12-19 | 12 | 6880 | 2021-12-19 | 12 | 142.08 | 1.33 | 143.41 | 0.0043744
2021-12-19 | 13 | 10230 | 2021-12-19 | 13 | 108.29 | 1.26 | 109.55 | 0.0049687
2021-12-19 | 14 | 10950 | 2021-12-19 | 14 | 69.45 | 1.05 | 70.5 | 0.0034226
2021-12-19 | 15 | 6365 | 2021-12-19 | 15 | 83.12 | 1.38 | 84.5 | 0.0023846
2021-12-19 | 16 | 575 | 2021-12-19 | 16 | 124.58 | 1.08 | 125.66 | 0.00032035
2021-12-19 | 17 | 15 | 2021-12-19 | 17 | 148 | 2.11 | 150.11 | 9.9829e-06
2021-12-19 | 18 | 0 | 2021-12-19 | 18 | 149.34 | 1.19 | 150.53 | 0
2021-12-19 | 19 | 0 | 2021-12-19 | 19 | 138.95 | 1.7 | 140.65 | 0
2021-12-19 | 20 | 0 | 2021-12-19 | 20 | 136.22 | 1.42 | 137.64 | 0
2021-12-19 | 21 | 0 | 2021-12-19 | 21 | 148.47 | 1.25 | 149.72 | 0
2021-12-19 | 22 | 0 | 2021-12-19 | 22 | 149.51 | 1.16 | 150.67 | 0
2021-12-19 | 23 | 0 | 2021-12-19 | 23 | 118.81 | 1.79 | 120.6 | 0
2021-12-19 | 24 | 0 | 2021-12-19 | 24 | 35.13 | 2.08 | 37.21 | 0
2021-12-20 | 1 | 0 | 2021-12-20 | 1 | 51.67 | 1.34 | 53.01 | 0
2021-12-20 | 2 | 0 | 2021-12-20 | 2 | 89.58 | 0.87 | 90.45 | 0
2021-12-20 | 3 | 0 | 2021-12-20 | 3 | 73.17 | 0.71 | 73.88 | 0
2021-12-20 | 4 | 0 | 2021-12-20 | 4 | 70.91 | 0.68 | 71.59 | 0
2021-12-20 | 5 | 0 | 2021-12-20 | 5 | 72.93 | 0.67 | 73.6 | 0
2021-12-20 | 6 | 0 | 2021-12-20 | 6 | 60.42 | 1.11 | 61.53 | 0
2021-12-20 | 7 | 0 | 2021-12-20 | 7 | 108.07 | 1.52 | 109.59 | 0
2021-12-20 | 8 | 180 | 2021-12-20 | 8 | 129.76 | 1.69 | 131.45 | 0.0001049
2021-12-20 | 9 | 3530 | 2021-12-20 | 9 | 113.76 | 2.35 | 116.11 | 0.0018172
2021-12-20 | 10 | 7630 | 2021-12-20 | 10 | 83.69 | 1.08 | 84.77 | 0.0028676
2021-12-20 | 11 | 13885 | 2021-12-20 | 11 | 124.54 | 1.01 | 125.55 | 0.0077289
2021-12-20 | 12 | 17145 | 2021-12-20 | 12 | 106.77 | 1.11 | 107.88 | 0.0082004
2021-12-20 | 13 | 16450 | 2021-12-20 | 13 | 109.37 | 0.97 | 110.34 | 0.0080474
2021-12-20 | 14 | 12690 | 2021-12-20 | 14 | 103.13 | 1.01 | 104.14 | 0.0058591
2021-12-20 | 15 | 5405 | 2021-12-20 | 15 | 96.99 | 1.1 | 98.09 | 0.0023506
2021-12-20 | 16 | 560 | 2021-12-20 | 16 | 135.68 | 1.04 | 136.72 | 0.00033945
2021-12-20 | 17 | 15 | 2021-12-20 | 17 | 133.84 | 1.11 | 134.95 | 8.9747e-06
2021-12-20 | 18 | 0 | 2021-12-20 | 18 | 148.39 | 1.21 | 149.6 | 0
2021-12-20 | 19 | 0 | 2021-12-20 | 19 | 125.9 | 1.21 | 127.11 | 0
2021-12-20 | 20 | 0 | 2021-12-20 | 20 | 133.68 | 1.2 | 134.88 | 0
2021-12-20 | 21 | 0 | 2021-12-20 | 21 | 134.24 | 1.01 | 135.25 | 0
2021-12-20 | 22 | 0 | 2021-12-20 | 22 | 120.33 | 0.96 | 121.29 | 0
2021-12-20 | 23 | 0 | 2021-12-20 | 23 | 118.35 | 1.2 | 119.55 | 0
2021-12-20 | 24 | 0 | 2021-12-20 | 24 | 150.15 | 2.77 | 152.92 | 0
2021-12-21 | 1 | 0 | 2021-12-21 | 1 | 140.54 | 3.08 | 143.62 | 0
2021-12-21 | 2 | 0 | 2021-12-21 | 2 | 115.25 | 1.67 | 116.92 | 0
2021-12-21 | 3 | 0 | 2021-12-21 | 3 | 114.49 | 1.97 | 116.46 | 0
2021-12-21 | 4 | 0 | 2021-12-21 | 4 | 133.77 | 2.76 | 136.53 | 0
2021-12-21 | 5 | 0 | 2021-12-21 | 5 | 143.52 | 2.67 | 146.19 | 0
2021-12-21 | 6 | 0 | 2021-12-21 | 6 | 132.07 | 3.52 | 135.59 | 0
2021-12-21 | 7 | 0 | 2021-12-21 | 7 | 116.98 | 2.69 | 119.67 | 0
2021-12-21 | 8 | 370 | 2021-12-21 | 8 | 154.85 | 3.02 | 157.87 | 0.00025897
2021-12-21 | 9 | 3550 | 2021-12-21 | 9 | 132.1 | 3.34 | 135.44 | 0.0021317
2021-12-21 | 10 | 7515 | 2021-12-21 | 10 | 103.15 | 2.46 | 105.61 | 0.0035188
2021-12-21 | 11 | 10250 | 2021-12-21 | 11 | 79.99 | 2.2 | 82.19 | 0.0037351
2021-12-21 | 12 | 15000 | 2021-12-21 | 12 | 68.33 | 1.96 | 70.29 | 0.0046745
2021-12-21 | 13 | 16845 | 2021-12-21 | 13 | 69.76 | 1.92 | 71.68 | 0.0053533
2021-12-21 | 14 | 14975 | 2021-12-21 | 14 | 73.44 | 1.98 | 75.42 | 0.0050074
2021-12-21 | 15 | 8445 | 2021-12-21 | 15 | 85.55 | 1.94 | 87.49 | 0.0032758
2021-12-21 | 16 | 1475 | 2021-12-21 | 16 | 89 | 2.12 | 91.12 | 0.00059588
2021-12-21 | 17 | 10 | 2021-12-21 | 17 | 89.7 | 2 | 91.7 | 4.0656e-06
2021-12-21 | 18 | 0 | 2021-12-21 | 18 | 92.29 | 2.05 | 94.34 | 0
2021-12-21 | 19 | 0 | 2021-12-21 | 19 | 90.21 | 2.05 | 92.26 | 0
2021-12-21 | 20 | 0 | 2021-12-21 | 20 | 110.63 | 2.11 | 112.74 | 0
2021-12-21 | 21 | 0 | 2021-12-21 | 21 | 123.34 | 2.24 | 125.58 | 0
2021-12-21 | 22 | 0 | 2021-12-21 | 22 | 80.08 | 2.03 | 82.11 | 0
2021-12-21 | 23 | 0 | 2021-12-21 | 23 | 65.82 | 2.02 | 67.84 | 0
2021-12-21 | 24 | 0 | 2021-12-21 | 24 | 56.52 | 2.08 | 58.6 | 0
2021-12-22 | 1 | 0 | 2021-12-22 | 1 | 59.4 | 0.81 | 60.21 | 0
2021-12-22 | 2 | 0 | 2021-12-22 | 2 | 53.33 | 0.81 | 54.14 | 0
2021-12-22 | 3 | 0 | 2021-12-22 | 3 | 49.7 | 0.69 | 50.39 | 0
2021-12-22 | 4 | 0 | 2021-12-22 | 4 | 50.83 | 0.68 | 51.51 | 0
2021-12-22 | 5 | 0 | 2021-12-22 | 5 | 50.78 | 0.68 | 51.46 | 0
2021-12-22 | 6 | 0 | 2021-12-22 | 6 | 50.78 | 0.81 | 51.59 | 0
2021-12-22 | 7 | 0 | 2021-12-22 | 7 | 65.33 | 1.16 | 66.49 | 0
2021-12-22 | 8 | 0 | 2021-12-22 | 8 | 73.9 | 2.86 | 76.76 | 0
2021-12-22 | 9 | 45 | 2021-12-22 | 9 | 82.56 | 1.13 | 83.69 | 1.6697e-05
2021-12-22 | 10 | 775 | 2021-12-22 | 10 | 133.76 | 1.51 | 135.27 | 0.00046479
2021-12-22 | 11 | 1755 | 2021-12-22 | 11 | 125.68 | 1.21 | 126.89 | 0.00098732
2021-12-22 | 12 | 3000 | 2021-12-22 | 12 | 104.69 | 1.3 | 105.99 | 0.0014097
2021-12-22 | 13 | 6265 | 2021-12-22 | 13 | 74.22 | 0.92 | 75.14 | 0.0020871
2021-12-22 | 14 | 8765 | 2021-12-22 | 14 | 68.99 | 0.91 | 69.9 | 0.0027163
2021-12-22 | 15 | 14470 | 2021-12-22 | 15 | 69.29 | 0.91 | 70.2 | 0.0045036
2021-12-22 | 16 | 5920 | 2021-12-22 | 16 | 78.76 | 1.18 | 79.94 | 0.0020982
2021-12-22 | 17 | 15 | 2021-12-22 | 17 | 76.52 | 0.87 | 77.39 | 5.1467e-06
2021-12-22 | 18 | 0 | 2021-12-22 | 18 | 77.99 | 0.87 | 78.86 | 0
2021-12-22 | 19 | 0 | 2021-12-22 | 19 | 79.13 | 0.9 | 80.03 | 0
2021-12-22 | 20 | 0 | 2021-12-22 | 20 | 79.44 | 0.95 | 80.39 | 0
2021-12-22 | 21 | 0 | 2021-12-22 | 21 | 70.61 | 0.91 | 71.52 | 0
2021-12-22 | 22 | 0 | 2021-12-22 | 22 | 66.89 | 0.93 | 67.82 | 0
2021-12-22 | 23 | 0 | 2021-12-22 | 23 | 63.29 | 1.03 | 64.32 | 0
2021-12-22 | 24 | 0 | 2021-12-22 | 24 | 55.34 | 0.73 | 56.07 | 0
2021-12-23 | 1 | 0 | 2021-12-23 | 1 | 61.34 | 1.04 | 62.38 | 0
2021-12-23 | 2 | 0 | 2021-12-23 | 2 | 57.38 | 1.04 | 58.42 | 0
2021-12-23 | 3 | 0 | 2021-12-23 | 3 | 53.57 | 0.95 | 54.52 | 0
2021-12-23 | 4 | 0 | 2021-12-23 | 4 | 53.94 | 0.91 | 54.85 | 0
2021-12-23 | 5 | 0 | 2021-12-23 | 5 | 53.46 | 0.92 | 54.38 | 0
2021-12-23 | 6 | 0 | 2021-12-23 | 6 | 25.28 | 1.87 | 27.15 | 0
2021-12-23 | 7 | 5 | 2021-12-23 | 7 | 45.69 | 1.35 | 47.04 | 1.0428e-06
2021-12-23 | 8 | 5250 | 2021-12-23 | 8 | 68.23 | 1.39 | 69.62 | 0.0016205
2021-12-23 | 9 | 23915 | 2021-12-23 | 9 | 62.93 | 1.36 | 64.29 | 0.0068166
2021-12-23 | 10 | 54345 | 2021-12-23 | 10 | 34.26 | 1.24 | 35.5 | 0.0085535
2021-12-23 | 11 | 75690 | 2021-12-23 | 11 | 21.02 | 1.43 | 22.45 | 0.0075337
2021-12-23 | 12 | 84235 | 2021-12-23 | 12 | 45.19 | 1.22 | 46.41 | 0.017332
2021-12-23 | 13 | 92275 | 2021-12-23 | 13 | 15.32 | 1.56 | 16.88 | 0.0069058
2021-12-23 | 14 | 59480 | 2021-12-23 | 14 | 71.84 | 1.23 | 73.07 | 0.019269
2021-12-23 | 15 | 19245 | 2021-12-23 | 15 | 79.03 | 1.21 | 80.24 | 0.0068464
2021-12-23 | 16 | 7520 | 2021-12-23 | 16 | 81.87 | 1.33 | 83.2 | 0.0027739
2021-12-23 | 17 | 25 | 2021-12-23 | 17 | 97.93 | 1.45 | 99.38 | 1.1015e-05
2021-12-23 | 18 | 0 | 2021-12-23 | 18 | 95.15 | 1.26 | 96.41 | 0
2021-12-23 | 19 | 0 | 2021-12-23 | 19 | 84.72 | 1.16 | 85.88 | 0
2021-12-23 | 20 | 0 | 2021-12-23 | 20 | 83.45 | 1.17 | 84.62 | 0
2021-12-23 | 21 | 0 | 2021-12-23 | 21 | 99.69 | 1.21 | 100.9 | 0
2021-12-23 | 22 | 0 | 2021-12-23 | 22 | 104.7 | 1.23 | 105.93 | 0
2021-12-23 | 23 | 0 | 2021-12-23 | 23 | 105.84 | 1.33 | 107.17 | 0
2021-12-23 | 24 | 0 | 2021-12-23 | 24 | 107.33 | 1.61 | 108.94 | 0
2021-12-24 | 1 | 0 | 2021-12-24 | 1 | 79.05 | 1.63 | 80.68 | 0
2021-12-24 | 2 | 0 | 2021-12-24 | 2 | 45.65 | 1.64 | 47.29 | 0
2021-12-24 | 3 | 0 | 2021-12-24 | 3 | 54.43 | 1.53 | 55.96 | 0
2021-12-24 | 4 | 0 | 2021-12-24 | 4 | 59.16 | 1.64 | 60.8 | 0
2021-12-24 | 5 | 0 | 2021-12-24 | 5 | 67.38 | 1.55 | 68.93 | 0
2021-12-24 | 6 | 0 | 2021-12-24 | 6 | 82.63 | 1.55 | 84.18 | 0
2021-12-24 | 7 | 0 | 2021-12-24 | 7 | 107 | 1.77 | 108.77 | 0
2021-12-24 | 8 | 1615 | 2021-12-24 | 8 | 107.72 | 1.77 | 109.49 | 0.00078397
2021-12-24 | 9 | 14005 | 2021-12-24 | 9 | 116.65 | 1.78 | 118.43 | 0.0073536
2021-12-24 | 10 | 12810 | 2021-12-24 | 10 | 172.18 | 2.91 | 175.09 | 0.0099441
2021-12-24 | 11 | 14060 | 2021-12-24 | 11 | 149.29 | 1.92 | 151.21 | 0.0094259
2021-12-24 | 12 | 19735 | 2021-12-24 | 12 | 133.06 | 2.68 | 135.74 | 0.011877
2021-12-24 | 13 | 16500 | 2021-12-24 | 13 | 114.72 | 2.68 | 117.4 | 0.0085883
2021-12-24 | 14 | 12110 | 2021-12-24 | 14 | 103.86 | 2.45 | 106.31 | 0.0057079
2021-12-24 | 15 | 11150 | 2021-12-24 | 15 | 116.78 | 2.92 | 119.7 | 0.0059173
2021-12-24 | 16 | 2240 | 2021-12-24 | 16 | 121.35 | 2.5 | 123.85 | 0.00123
2021-12-24 | 17 | 0 | 2021-12-24 | 17 | 151.32 | 1.88 | 153.2 | 0
2021-12-24 | 18 | 0 | 2021-12-24 | 18 | 109.11 | 2.55 | 111.66 | 0
2021-12-24 | 19 | 0 | 2021-12-24 | 19 | 63.91 | 1.7 | 65.61 | 0
2021-12-24 | 20 | 0 | 2021-12-24 | 20 | 58.97 | 1.72 | 60.69 | 0
2021-12-24 | 21 | 0 | 2021-12-24 | 21 | 55.46 | 1.6 | 57.06 | 0
2021-12-24 | 22 | 0 | 2021-12-24 | 22 | 64.56 | 1.86 | 66.42 | 0
2021-12-24 | 23 | 0 | 2021-12-24 | 23 | 70.19 | 2.53 | 72.72 | 0
2021-12-24 | 24 | 0 | 2021-12-24 | 24 | 73.5 | 2.26 | 75.76 | 0
2021-12-25 | 1 | 0 | 2021-12-25 | 1 | 61.55 | 1.29 | 62.84 | 0
2021-12-25 | 2 | 0 | 2021-12-25 | 2 | 48.99 | 0.57 | 49.56 | 0
2021-12-25 | 3 | 0 | 2021-12-25 | 3 | 48.39 | 0.86 | 49.25 | 0
2021-12-25 | 4 | 0 | 2021-12-25 | 4 | 46.8 | 0.92 | 47.72 | 0
2021-12-25 | 5 | 0 | 2021-12-25 | 5 | 52.25 | 0.89 | 53.14 | 0
2021-12-25 | 6 | 0 | 2021-12-25 | 6 | 49.86 | 0.53 | 50.39 | 0
2021-12-25 | 7 | 0 | 2021-12-25 | 7 | 46.8 | 0.71 | 47.51 | 0
2021-12-25 | 8 | 20 | 2021-12-25 | 8 | 52.69 | 0.49 | 53.18 | 4.7156e-06
2021-12-25 | 9 | 2335 | 2021-12-25 | 9 | 49.23 | 0.5 | 49.73 | 0.00051483
2021-12-25 | 10 | 5625 | 2021-12-25 | 10 | 56.36 | 0.48 | 56.84 | 0.0014175
2021-12-25 | 11 | 5965 | 2021-12-25 | 11 | 66.47 | 0.47 | 66.94 | 0.0017703
2021-12-25 | 12 | 5485 | 2021-12-25 | 12 | 80.14 | 0.54 | 80.68 | 0.001962
2021-12-25 | 13 | 5585 | 2021-12-25 | 13 | 110.82 | 0.65 | 111.47 | 0.0027602
2021-12-25 | 14 | 5710 | 2021-12-25 | 14 | 83.16 | 0.64 | 83.8 | 0.0021215
2021-12-25 | 15 | 5610 | 2021-12-25 | 15 | 64.13 | 0.5 | 64.63 | 0.0016075
2021-12-25 | 16 | 1075 | 2021-12-25 | 16 | 60.37 | 0.47 | 60.84 | 0.00028997
2021-12-25 | 17 | 0 | 2021-12-25 | 17 | 55.94 | 0.47 | 56.41 | 0
2021-12-25 | 18 | 0 | 2021-12-25 | 18 | 58.69 | 0.47 | 59.16 | 0
2021-12-25 | 19 | 0 | 2021-12-25 | 19 | 55.11 | 0.49 | 55.6 | 0
2021-12-25 | 20 | 0 | 2021-12-25 | 20 | 40.28 | 0.48 | 40.76 | 0
2021-12-25 | 21 | 0 | 2021-12-25 | 21 | 40.88 | 0.53 | 41.41 | 0
2021-12-25 | 22 | 0 | 2021-12-25 | 22 | 40.11 | 0.5 | 40.61 | 0
2021-12-25 | 23 | 0 | 2021-12-25 | 23 | 45.88 | 0.71 | 46.59 | 0
2021-12-25 | 24 | 0 | 2021-12-25 | 24 | 41.81 | 0.97 | 42.78 | 0
2021-12-26 | 1 | 0 | 2021-12-26 | 1 | 43.9 | 0.6 | 44.5 | 0
2021-12-26 | 2 | 0 | 2021-12-26 | 2 | 42.8 | 0.38 | 43.18 | 0
2021-12-26 | 3 | 0 | 2021-12-26 | 3 | 44.5 | 0.34 | 44.84 | 0
2021-12-26 | 4 | 0 | 2021-12-26 | 4 | 43.02 | 0.33 | 43.35 | 0
2021-12-26 | 5 | 0 | 2021-12-26 | 5 | 42.19 | 0.31 | 42.5 | 0
2021-12-26 | 6 | 0 | 2021-12-26 | 6 | 48.76 | 0.32 | 49.08 | 0
2021-12-26 | 7 | 0 | 2021-12-26 | 7 | 43.3 | 0.38 | 43.68 | 0
2021-12-26 | 8 | 0 | 2021-12-26 | 8 | 51.73 | 0.32 | 52.05 | 0
2021-12-26 | 9 | 5 | 2021-12-26 | 9 | 51.02 | 0.35 | 51.37 | 1.1388e-06
2021-12-26 | 10 | 60 | 2021-12-26 | 10 | 46.28 | 0.32 | 46.6 | 1.2396e-05
2021-12-26 | 11 | 815 | 2021-12-26 | 11 | 54.89 | 0.31 | 55.2 | 0.00019946
2021-12-26 | 12 | 1385 | 2021-12-26 | 12 | 62.75 | 0.41 | 63.16 | 0.00038783
2021-12-26 | 13 | 2025 | 2021-12-26 | 13 | 51.77 | 0.26 | 52.03 | 0.00046713
2021-12-26 | 14 | 1980 | 2021-12-26 | 14 | 46.84 | 0.26 | 47.1 | 0.00041347
2021-12-26 | 15 | 1480 | 2021-12-26 | 15 | 40.63 | 0.29 | 40.92 | 0.0002685
2021-12-26 | 16 | 280 | 2021-12-26 | 16 | 40.02 | 0.29 | 40.31 | 5.0041e-05
2021-12-26 | 17 | 5 | 2021-12-26 | 17 | 51.74 | 0.6 | 52.34 | 1.1603e-06
2021-12-26 | 18 | 0 | 2021-12-26 | 18 | 49.47 | 0.64 | 50.11 | 0
2021-12-26 | 19 | 0 | 2021-12-26 | 19 | 43.72 | 0.45 | 44.17 | 0
2021-12-26 | 20 | 0 | 2021-12-26 | 20 | 41.26 | 0.47 | 41.73 | 0
2021-12-26 | 21 | 0 | 2021-12-26 | 21 | 36.79 | 0.43 | 37.22 | 0
2021-12-26 | 22 | 0 | 2021-12-26 | 22 | 33.84 | 0.29 | 34.13 | 0
2021-12-26 | 23 | 0 | 2021-12-26 | 23 | 19.71 | 0.65 | 20.36 | 0
2021-12-26 | 24 | 0 | 2021-12-26 | 24 | 14.76 | 0.53 | 15.29 | 0
2021-12-27 | 1 | 0 | 2021-12-27 | 1 | 26.14 | 0.61 | 26.75 | 0
2021-12-27 | 2 | 0 | 2021-12-27 | 2 | 18.35 | 0.58 | 18.93 | 0
2021-12-27 | 3 | 0 | 2021-12-27 | 3 | 13.34 | 0.62 | 13.96 | 0
2021-12-27 | 4 | 0 | 2021-12-27 | 4 | 25.84 | 0.56 | 26.4 | 0
2021-12-27 | 5 | 0 | 2021-12-27 | 5 | 26.33 | 0.56 | 26.89 | 0
2021-12-27 | 6 | 0 | 2021-12-27 | 6 | 42.4 | 0.97 | 43.37 | 0
2021-12-27 | 7 | 0 | 2021-12-27 | 7 | 37.67 | 0.94 | 38.61 | 0
2021-12-27 | 8 | 55 | 2021-12-27 | 8 | 34.86 | 1.34 | 36.2 | 8.8273e-06
2021-12-27 | 9 | 2160 | 2021-12-27 | 9 | 33.95 | 0.94 | 34.89 | 0.00033413
2021-12-27 | 10 | 3000 | 2021-12-27 | 10 | 50.52 | 0.9 | 51.42 | 0.00068392
2021-12-27 | 11 | 2310 | 2021-12-27 | 11 | 91.09 | 1.07 | 92.16 | 0.00094386
2021-12-27 | 12 | 3310 | 2021-12-27 | 12 | 111.14 | 1.07 | 112.21 | 0.0016467
2021-12-27 | 13 | 4990 | 2021-12-27 | 13 | 81.9 | 0.9 | 82.8 | 0.0018318
2021-12-27 | 14 | 4025 | 2021-12-27 | 14 | 83.31 | 1.17 | 84.48 | 0.0015076
2021-12-27 | 15 | 2465 | 2021-12-27 | 15 | 78.24 | 0.96 | 79.2 | 0.00086556
2021-12-27 | 16 | 370 | 2021-12-27 | 16 | 85.95 | 0.89 | 86.84 | 0.00014245
2021-12-27 | 17 | 5 | 2021-12-27 | 17 | 127.13 | 1.77 | 128.9 | 2.8574e-06
2021-12-27 | 18 | 0 | 2021-12-27 | 18 | 159.47 | 1.65 | 161.12 | 0
2021-12-27 | 19 | 0 | 2021-12-27 | 19 | 133.61 | 1.11 | 134.72 | 0
2021-12-27 | 20 | 0 | 2021-12-27 | 20 | 98.35 | 0.99 | 99.34 | 0
2021-12-27 | 21 | 0 | 2021-12-27 | 21 | 63.44 | 0.86 | 64.3 | 0
2021-12-27 | 22 | 0 | 2021-12-27 | 22 | 74.44 | 0.89 | 75.33 | 0
2021-12-27 | 23 | 0 | 2021-12-27 | 23 | 56.3 | 1.01 | 57.31 | 0
2021-12-27 | 24 | 0 | 2021-12-27 | 24 | 75.31 | 0.94 | 76.25 | 0
2021-12-28 | 1 | 0 | 2021-12-28 | 1 | 60.8 | 0.83 | 61.63 | 0
2021-12-28 | 2 | 0 | 2021-12-28 | 2 | 44.2 | 0.95 | 45.15 | 0
2021-12-28 | 3 | 0 | 2021-12-28 | 3 | 45.05 | 0.94 | 45.99 | 0
2021-12-28 | 4 | 0 | 2021-12-28 | 4 | 48.37 | 0.9 | 49.27 | 0
2021-12-28 | 5 | 0 | 2021-12-28 | 5 | 45.76 | 0.79 | 46.55 | 0
2021-12-28 | 6 | 0 | 2021-12-28 | 6 | 48.77 | 2.02 | 50.79 | 0
2021-12-28 | 7 | 0 | 2021-12-28 | 7 | 67.96 | 1.55 | 69.51 | 0
2021-12-28 | 8 | 0 | 2021-12-28 | 8 | 69.91 | 1.35 | 71.26 | 0
2021-12-28 | 9 | 20 | 2021-12-28 | 9 | 83.41 | 1.11 | 84.52 | 7.4945e-06
2021-12-28 | 10 | 350 | 2021-12-28 | 10 | 84.58 | 1.1 | 85.68 | 0.00013295
2021-12-28 | 11 | 5335 | 2021-12-28 | 11 | 55.1 | 1.12 | 56.22 | 0.0013298
2021-12-28 | 12 | 5965 | 2021-12-28 | 12 | 44.03 | 0.93 | 44.96 | 0.001189
2021-12-28 | 13 | 13695 | 2021-12-28 | 13 | 41.93 | 0.96 | 42.89 | 0.0026042
2021-12-28 | 14 | 17095 | 2021-12-28 | 14 | 43.64 | 0.94 | 44.58 | 0.0033788
2021-12-28 | 15 | 4955 | 2021-12-28 | 15 | 44.25 | 1.06 | 45.31 | 0.00099539
2021-12-28 | 16 | 1515 | 2021-12-28 | 16 | 53.08 | 1 | 54.08 | 0.00036325
2021-12-28 | 17 | 0 | 2021-12-28 | 17 | 79.48 | 1.37 | 80.85 | 0
2021-12-28 | 18 | 0 | 2021-12-28 | 18 | 99.16 | 1.87 | 101.03 | 0
2021-12-28 | 19 | 0 | 2021-12-28 | 19 | 59.5 | 1.13 | 60.63 | 0
2021-12-28 | 20 | 0 | 2021-12-28 | 20 | 51.58 | 1.15 | 52.73 | 0
2021-12-28 | 21 | 0 | 2021-12-28 | 21 | 45.57 | 1.09 | 46.66 | 0
2021-12-28 | 22 | 0 | 2021-12-28 | 22 | 40.25 | 0.95 | 41.2 | 0
2021-12-28 | 23 | 0 | 2021-12-28 | 23 | 39.34 | 1.02 | 40.36 | 0
2021-12-28 | 24 | 0 | 2021-12-28 | 24 | 38.04 | 1.35 | 39.39 | 0
2021-12-29 | 1 | 0 | 2021-12-29 | 1 | 32.53 | 0.5 | 33.03 | 0
2021-12-29 | 2 | 0 | 2021-12-29 | 2 | 32.21 | 0.27 | 32.48 | 0
2021-12-29 | 3 | 0 | 2021-12-29 | 3 | 38.18 | 0.21 | 38.39 | 0
2021-12-29 | 4 | 0 | 2021-12-29 | 4 | 31.66 | 0.23 | 31.89 | 0
2021-12-29 | 5 | 0 | 2021-12-29 | 5 | 33.08 | 0.21 | 33.29 | 0
2021-12-29 | 6 | 0 | 2021-12-29 | 6 | 34.28 | 0.28 | 34.56 | 0
2021-12-29 | 7 | 0 | 2021-12-29 | 7 | 36.27 | 0.5 | 36.77 | 0
2021-12-29 | 8 | 120 | 2021-12-29 | 8 | 35.08 | 0.58 | 35.66 | 1.8972e-05
2021-12-29 | 9 | 5090 | 2021-12-29 | 9 | 35.51 | 0.51 | 36.02 | 0.00081286
2021-12-29 | 10 | 14580 | 2021-12-29 | 10 | 35.81 | 1.06 | 36.87 | 0.0023833
2021-12-29 | 11 | 24345 | 2021-12-29 | 11 | 35.43 | 0.7 | 36.13 | 0.0038997
2021-12-29 | 12 | 19425 | 2021-12-29 | 12 | 35.75 | 0.47 | 36.22 | 0.0031194
2021-12-29 | 13 | 20725 | 2021-12-29 | 13 | 36.44 | 0.45 | 36.89 | 0.0033897
2021-12-29 | 14 | 21245 | 2021-12-29 | 14 | 36.84 | 0.45 | 37.29 | 0.0035124
2021-12-29 | 15 | 8810 | 2021-12-29 | 15 | 37.27 | 0.47 | 37.74 | 0.0014741
2021-12-29 | 16 | 1695 | 2021-12-29 | 16 | 38.49 | 0.47 | 38.96 | 0.00029278
2021-12-29 | 17 | 0 | 2021-12-29 | 17 | 42.45 | 0.46 | 42.91 | 0
2021-12-29 | 18 | 0 | 2021-12-29 | 18 | 47.65 | 0.45 | 48.1 | 0
2021-12-29 | 19 | 0 | 2021-12-29 | 19 | 42.46 | 0.42 | 42.88 | 0
2021-12-29 | 20 | 0 | 2021-12-29 | 20 | 39.86 | 0.43 | 40.29 | 0
2021-12-29 | 21 | 0 | 2021-12-29 | 21 | 38.4 | 0.45 | 38.85 | 0
2021-12-29 | 22 | 0 | 2021-12-29 | 22 | 38.5 | 0.47 | 38.97 | 0
2021-12-29 | 23 | 0 | 2021-12-29 | 23 | 39.27 | 0.65 | 39.92 | 0
2021-12-29 | 24 | 0 | 2021-12-29 | 24 | 38.49 | 0.31 | 38.8 | 0
2021-12-30 | 1 | 0 | 2021-12-30 | 1 | 35.96 | 0.23 | 36.19 | 0
2021-12-30 | 2 | 0 | 2021-12-30 | 2 | 32.52 | 0.24 | 32.76 | 0
2021-12-30 | 3 | 0 | 2021-12-30 | 3 | 31.63 | 0.27 | 31.9 | 0
2021-12-30 | 4 | 0 | 2021-12-30 | 4 | 31.46 | 0.27 | 31.73 | 0
2021-12-30 | 5 | 0 | 2021-12-30 | 5 | 32.74 | 0.26 | 33 | 0
2021-12-30 | 6 | 0 | 2021-12-30 | 6 | 34.49 | 0.33 | 34.82 | 0
2021-12-30 | 7 | 0 | 2021-12-30 | 7 | 36.59 | 0.31 | 36.9 | 0
2021-12-30 | 8 | 510 | 2021-12-30 | 8 | 36.4 | 0.57 | 36.97 | 8.3594e-05
2021-12-30 | 9 | 3810 | 2021-12-30 | 9 | 36.3 | 0.5 | 36.8 | 0.00062162
2021-12-30 | 10 | 16435 | 2021-12-30 | 10 | 36.67 | 0.47 | 37.14 | 0.0027062
2021-12-30 | 11 | 21800 | 2021-12-30 | 11 | 35.53 | 0.47 | 36 | 0.0034795
2021-12-30 | 12 | 24725 | 2021-12-30 | 12 | 35.4 | 1.02 | 36.42 | 0.0039924
2021-12-30 | 13 | 29915 | 2021-12-30 | 13 | 35.22 | 0.55 | 35.77 | 0.0047442
2021-12-30 | 14 | 17755 | 2021-12-30 | 14 | 35.43 | 0.46 | 35.89 | 0.0028252
2021-12-30 | 15 | 9460 | 2021-12-30 | 15 | 33.55 | 0.46 | 34.01 | 0.0014264
2021-12-30 | 16 | 2825 | 2021-12-30 | 16 | 34.02 | 0.46 | 34.48 | 0.00043186
2021-12-30 | 17 | 10 | 2021-12-30 | 17 | 36.95 | 0.44 | 37.39 | 1.6577e-06
2021-12-30 | 18 | 0 | 2021-12-30 | 18 | 39.04 | 0.44 | 39.48 | 0
2021-12-30 | 19 | 0 | 2021-12-30 | 19 | 42.24 | 0.5 | 42.74 | 0
2021-12-30 | 20 | 0 | 2021-12-30 | 20 | 37.97 | 0.48 | 38.45 | 0
2021-12-30 | 21 | 0 | 2021-12-30 | 21 | 43.47 | 0.65 | 44.12 | 0
2021-12-30 | 22 | 0 | 2021-12-30 | 22 | 36.63 | 0.49 | 37.12 | 0
2021-12-30 | 23 | 0 | 2021-12-30 | 23 | 33.26 | 0.61 | 33.87 | 0
2021-12-30 | 24 | 0 | 2021-12-30 | 24 | 30.99 | 0.32 | 31.31 | 0
2021-12-31 | 1 | 0 | 2021-12-31 | 1 | 31.96 | 0.44 | 32.4 | 0
2021-12-31 | 2 | 0 | 2021-12-31 | 2 | 30.84 | 0.36 | 31.2 | 0
2021-12-31 | 3 | 0 | 2021-12-31 | 3 | 30.51 | 0.35 | 30.86 | 0
2021-12-31 | 4 | 0 | 2021-12-31 | 4 | 29.73 | 0.35 | 30.08 | 0
2021-12-31 | 5 | 0 | 2021-12-31 | 5 | 29.33 | 0.37 | 29.7 | 0
2021-12-31 | 6 | 0 | 2021-12-31 | 6 | 31.56 | 0.38 | 31.94 | 0
2021-12-31 | 7 | 0 | 2021-12-31 | 7 | 33.3 | 0.45 | 33.75 | 0
2021-12-31 | 8 | 500 | 2021-12-31 | 8 | 32.55 | 0.73 | 33.28 | 7.3775e-05
2021-12-31 | 9 | 5330 | 2021-12-31 | 9 | 32.53 | 0.7 | 33.23 | 0.00078526
2021-12-31 | 10 | 13930 | 2021-12-31 | 10 | 32.68 | 0.66 | 33.34 | 0.0020591
2021-12-31 | 11 | 23605 | 2021-12-31 | 11 | 32.39 | 0.64 | 33.03 | 0.0034567
2021-12-31 | 12 | 22020 | 2021-12-31 | 12 | 31.91 | 0.8 | 32.71 | 0.0031934
2021-12-31 | 13 | 21455 | 2021-12-31 | 13 | 32.3 | 0.67 | 32.97 | 0.0031362
2021-12-31 | 14 | 14135 | 2021-12-31 | 14 | 33.66 | 0.64 | 34.3 | 0.0021495
2021-12-31 | 15 | 8900 | 2021-12-31 | 15 | 35.9 | 0.63 | 36.53 | 0.0014414
2021-12-31 | 16 | 1580 | 2021-12-31 | 16 | 39.8 | 0.66 | 40.46 | 0.00028342
2021-12-31 | 17 | 0 | 2021-12-31 | 17 | 49.7 | 0.77 | 50.47 | 0
2021-12-31 | 18 | 0 | 2021-12-31 | 18 | 45.53 | 0.71 | 46.24 | 0
2021-12-31 | 19 | 0 | 2021-12-31 | 19 | 43.46 | 0.72 | 44.18 | 0
2021-12-31 | 20 | 0 | 2021-12-31 | 20 | 34.64 | 0.66 | 35.3 | 0
2021-12-31 | 21 | 0 | 2021-12-31 | 21 | 31.9 | 0.65 | 32.55 | 0
2021-12-31 | 22 | 0 | 2021-12-31 | 22 | 32 | 0.66 | 32.66 | 0
2021-12-31 | 23 | 0 | 2021-12-31 | 23 | 31.86 | 0.73 | 32.59 | 0
2021-12-31 | 24 | 0 | 2021-12-31 | 24 | 30.32 | 0.47 | 30.79 | 0
2022-01-01 | 1 | 0 | 2022-01-01 | 1 | 26.38 | 0.45 | 26.83 | 0
2022-01-01 | 2 | 0 | 2022-01-01 | 2 | 26.28 | 0.38 | 26.66 | 0
2022-01-01 | 3 | 0 | 2022-01-01 | 3 | 27.94 | 0.36 | 28.3 | 0
2022-01-01 | 4 | 0 | 2022-01-01 | 4 | 25.53 | 0.38 | 25.91 | 0
2022-01-01 | 5 | 0 | 2022-01-01 | 5 | 29.76 | 0.36 | 30.12 | 0
2022-01-01 | 6 | 0 | 2022-01-01 | 6 | 28.89 | 0.34 | 29.23 | 0
2022-01-01 | 7 | 0 | 2022-01-01 | 7 | 25.31 | 0.35 | 25.66 | 0
2022-01-01 | 8 | 5 | 2022-01-01 | 8 | 23.25 | 0.35 | 23.6 | 5.2316e-07
2022-01-01 | 9 | 2050 | 2022-01-01 | 9 | 24.28 | 0.33 | 24.61 | 0.00022368
2022-01-01 | 10 | 2750 | 2022-01-01 | 10 | 22.65 | 0.34 | 22.99 | 0.0002803
2022-01-01 | 11 | 4445 | 2022-01-01 | 11 | 31.54 | 0.31 | 31.85 | 0.00062768
2022-01-01 | 12 | 6980 | 2022-01-01 | 12 | 35.15 | 0.35 | 35.5 | 0.0010986
2022-01-01 | 13 | 8650 | 2022-01-01 | 13 | 33.57 | 0.33 | 33.9 | 0.0013001
2022-01-01 | 14 | 7325 | 2022-01-01 | 14 | 33.84 | 0.34 | 34.18 | 0.00111
2022-01-01 | 15 | 9190 | 2022-01-01 | 15 | 32.95 | 0.31 | 33.26 | 0.0013552
2022-01-01 | 16 | 2755 | 2022-01-01 | 16 | 31.81 | 0.3 | 32.11 | 0.00039221
2022-01-01 | 17 | 0 | 2022-01-01 | 17 | 39.58 | 0.33 | 39.91 | 0
2022-01-01 | 18 | 0 | 2022-01-01 | 18 | 42.64 | 0.32 | 42.96 | 0
2022-01-01 | 19 | 0 | 2022-01-01 | 19 | 37.92 | 0.31 | 38.23 | 0
2022-01-01 | 20 | 0 | 2022-01-01 | 20 | 33.95 | 0.31 | 34.26 | 0
2022-01-01 | 21 | 0 | 2022-01-01 | 21 | 31.95 | 0.3 | 32.25 | 0
2022-01-01 | 22 | 0 | 2022-01-01 | 22 | 31.37 | 0.33 | 31.7 | 0
2022-01-01 | 23 | 0 | 2022-01-01 | 23 | 28.37 | 0.38 | 28.75 | 0
2022-01-01 | 24 | 0 | 2022-01-01 | 24 | 25.35 | 0.4 | 25.75 | 0
2022-01-02 | 1 | 0 | 2022-01-02 | 1 | 18.62 | 0.62 | 19.24 | 0
2022-01-02 | 2 | 0 | 2022-01-02 | 2 | 19.07 | 0.52 | 19.59 | 0
2022-01-02 | 3 | 0 | 2022-01-02 | 3 | -3.65 | 0.56 | -3.09 | 0
2022-01-02 | 4 | 0 | 2022-01-02 | 4 | 19.18 | 0.52 | 19.7 | 0
2022-01-02 | 5 | 0 | 2022-01-02 | 5 | 20.05 | 0.5 | 20.55 | 0
2022-01-02 | 6 | 0 | 2022-01-02 | 6 | 22.97 | 0.5 | 23.47 | 0
2022-01-02 | 7 | 0 | 2022-01-02 | 7 | 26.19 | 0.54 | 26.73 | 0
2022-01-02 | 8 | 505 | 2022-01-02 | 8 | 28.69 | 0.5 | 29.19 | 6.5355e-05
2022-01-02 | 9 | 3760 | 2022-01-02 | 9 | 31.04 | 0.49 | 31.53 | 0.00052561
2022-01-02 | 10 | 13065 | 2022-01-02 | 10 | 32.3 | 0.46 | 32.76 | 0.0018976
2022-01-02 | 11 | 9435 | 2022-01-02 | 11 | 42.68 | 0.52 | 43.2 | 0.0018071
2022-01-02 | 12 | 8830 | 2022-01-02 | 12 | 47.95 | 0.57 | 48.52 | 0.0018995
2022-01-02 | 13 | 11525 | 2022-01-02 | 13 | 66.07 | 1.57 | 67.64 | 0.0034562
2022-01-02 | 14 | 8740 | 2022-01-02 | 14 | 62.31 | 0.65 | 62.96 | 0.0024397
2022-01-02 | 15 | 3745 | 2022-01-02 | 15 | 65.46 | 0.61 | 66.07 | 0.001097
2022-01-02 | 16 | 205 | 2022-01-02 | 16 | 57.55 | 0.55 | 58.1 | 5.2806e-05
2022-01-02 | 17 | 0 | 2022-01-02 | 17 | 87.87 | 0.92 | 88.79 | 0
2022-01-02 | 18 | 0 | 2022-01-02 | 18 | 140.04 | 5.68 | 145.72 | 0
2022-01-02 | 19 | 0 | 2022-01-02 | 19 | 118.77 | 2.49 | 121.26 | 0
2022-01-02 | 20 | 0 | 2022-01-02 | 20 | 66.51 | 0.68 | 67.19 | 0
2022-01-02 | 21 | 0 | 2022-01-02 | 21 | 46.19 | 0.51 | 46.7 | 0
2022-01-02 | 22 | 0 | 2022-01-02 | 22 | 42.38 | 0.51 | 42.89 | 0
2022-01-02 | 23 | 0 | 2022-01-02 | 23 | 41.1 | 0.53 | 41.63 | 0
2022-01-02 | 24 | 0 | 2022-01-02 | 24 | 35.7 | 0.63 | 36.33 | 0
2022-01-03 | 1 | 0 | 2022-01-03 | 1 | 34.22 | 1.04 | 35.26 | 0
2022-01-03 | 2 | 0 | 2022-01-03 | 2 | 15.52 | 1.19 | 16.71 | 0
2022-01-03 | 3 | 0 | 2022-01-03 | 3 | 5.36 | 1.3 | 6.66 | 0
2022-01-03 | 4 | 0 | 2022-01-03 | 4 | 30.84 | 1.07 | 31.91 | 0
2022-01-03 | 5 | 0 | 2022-01-03 | 5 | 21.03 | 1.06 | 22.09 | 0
2022-01-03 | 6 | 0 | 2022-01-03 | 6 | 14.58 | 1.35 | 15.93 | 0
2022-01-03 | 7 | 0 | 2022-01-03 | 7 | 30.12 | 1.33 | 31.45 | 0
2022-01-03 | 8 | 1090 | 2022-01-03 | 8 | 37.64 | 1.49 | 39.13 | 0.0001891
2022-01-03 | 9 | 8765 | 2022-01-03 | 9 | 42.54 | 1.32 | 43.86 | 0.0017044
2022-01-03 | 10 | 17095 | 2022-01-03 | 10 | 53.6 | 1.56 | 55.16 | 0.0041807
2022-01-03 | 11 | 20900 | 2022-01-03 | 11 | 103.49 | 1.53 | 105.02 | 0.0097313
2022-01-03 | 12 | 19835 | 2022-01-03 | 12 | 131.36 | 1.67 | 133.03 | 0.011699
2022-01-03 | 13 | 19780 | 2022-01-03 | 13 | 175.49 | 2.23 | 177.72 | 0.015585
2022-01-03 | 14 | 15955 | 2022-01-03 | 14 | 182.77 | 2.05 | 184.82 | 0.013074
2022-01-03 | 15 | 10450 | 2022-01-03 | 15 | 167.03 | 1.79 | 168.82 | 0.0078216
2022-01-03 | 16 | 3865 | 2022-01-03 | 16 | 144.07 | 2.48 | 146.55 | 0.0025113
2022-01-03 | 17 | 5 | 2022-01-03 | 17 | 162 | 1.56 | 163.56 | 3.6258e-06
2022-01-03 | 18 | 0 | 2022-01-03 | 18 | 194.32 | 1.8 | 196.12 | 0
2022-01-03 | 19 | 0 | 2022-01-03 | 19 | 177.59 | 1.56 | 179.15 | 0
2022-01-03 | 20 | 0 | 2022-01-03 | 20 | 156.32 | 1.62 | 157.94 | 0
2022-01-03 | 21 | 0 | 2022-01-03 | 21 | 130.58 | 1.55 | 132.13 | 0
2022-01-03 | 22 | 0 | 2022-01-03 | 22 | 100.65 | 1.82 | 102.47 | 0
2022-01-03 | 23 | 0 | 2022-01-03 | 23 | 131.18 | 2.47 | 133.65 | 0
2022-01-03 | 24 | 0 | 2022-01-03 | 24 | 96.55 | 2.14 | 98.69 | 0
2022-01-04 | 1 | 0 | 2022-01-04 | 1 | 123.07 | 0.74 | 123.81 | 0
2022-01-04 | 2 | 0 | 2022-01-04 | 2 | 113.3 | 0.66 | 113.96 | 0
2022-01-04 | 3 | 0 | 2022-01-04 | 3 | 111.32 | 0.73 | 112.05 | 0
2022-01-04 | 4 | 0 | 2022-01-04 | 4 | 104.83 | 0.67 | 105.5 | 0
2022-01-04 | 5 | 0 | 2022-01-04 | 5 | 137.89 | 0.73 | 138.62 | 0
2022-01-04 | 6 | 0 | 2022-01-04 | 6 | 136.75 | 0.98 | 137.73 | 0
2022-01-04 | 7 | 0 | 2022-01-04 | 7 | 180.98 | 1.78 | 182.76 | 0
2022-01-04 | 8 | 5635 | 2022-01-04 | 8 | 244.9 | 3.55 | 248.45 | 0.0062071
2022-01-04 | 9 | 31115 | 2022-01-04 | 9 | 202.18 | 2.23 | 204.41 | 0.028199
2022-01-04 | 10 | 84970 | 2022-01-04 | 10 | 127.49 | 1.6 | 129.09 | 0.048631
2022-01-04 | 11 | 115210 | 2022-01-04 | 11 | 91.61 | 1.42 | 93.03 | 0.047519
2022-01-04 | 12 | 125015 | 2022-01-04 | 12 | 88.38 | 1.24 | 89.62 | 0.049673
2022-01-04 | 13 | 121245 | 2022-01-04 | 13 | 80.66 | 1.25 | 81.91 | 0.044031
2022-01-04 | 14 | 104855 | 2022-01-04 | 14 | 81.08 | 1.11 | 82.19 | 0.038209
2022-01-04 | 15 | 54730 | 2022-01-04 | 15 | 90.16 | 1.44 | 91.6 | 0.022227
2022-01-04 | 16 | 12940 | 2022-01-04 | 16 | 120.32 | 1.47 | 121.79 | 0.0069872
2022-01-04 | 17 | 550 | 2022-01-04 | 17 | 219.39 | 2.69 | 222.08 | 0.00054154
2022-01-04 | 18 | 0 | 2022-01-04 | 18 | 218.01 | 2.28 | 220.29 | 0
2022-01-04 | 19 | 0 | 2022-01-04 | 19 | 213.71 | 2.13 | 215.84 | 0
2022-01-04 | 20 | 0 | 2022-01-04 | 20 | 188 | 2.38 | 190.38 | 0
2022-01-04 | 21 | 0 | 2022-01-04 | 21 | 163.8 | 2 | 165.8 | 0
2022-01-04 | 22 | 0 | 2022-01-04 | 22 | 156.52 | 1.97 | 158.49 | 0
2022-01-04 | 23 | 0 | 2022-01-04 | 23 | 113.15 | 1.79 | 114.94 | 0
2022-01-04 | 24 | 0 | 2022-01-04 | 24 | 131.99 | 1.04 | 133.03 | 0
2022-01-05 | 1 | 0 | 2022-01-05 | 1 | 143.15 | 1.01 | 144.16 | 0
2022-01-05 | 2 | 0 | 2022-01-05 | 2 | 127.75 | 1.07 | 128.82 | 0
2022-01-05 | 3 | 0 | 2022-01-05 | 3 | 123.61 | 1.04 | 124.65 | 0
2022-01-05 | 4 | 0 | 2022-01-05 | 4 | 111.47 | 1.09 | 112.56 | 0
2022-01-05 | 5 | 0 | 2022-01-05 | 5 | 126.41 | 1.37 | 127.78 | 0
2022-01-05 | 6 | 0 | 2022-01-05 | 6 | 123.42 | 1.46 | 124.88 | 0
2022-01-05 | 7 | 0 | 2022-01-05 | 7 | 143.31 | 1.39 | 144.7 | 0
2022-01-05 | 8 | 520 | 2022-01-05 | 8 | 127.28 | 1.72 | 129 | 0.0002974
2022-01-05 | 9 | 2730 | 2022-01-05 | 9 | 146.48 | 1.33 | 147.81 | 0.001789
2022-01-05 | 10 | 5390 | 2022-01-05 | 10 | 144.2 | 1.46 | 145.66 | 0.0034808
2022-01-05 | 11 | 5080 | 2022-01-05 | 11 | 72.51 | 1.24 | 73.75 | 0.001661
2022-01-05 | 12 | 8000 | 2022-01-05 | 12 | 73.02 | 1.23 | 74.25 | 0.0026335
2022-01-05 | 13 | 14880 | 2022-01-05 | 13 | 80.4 | 1.25 | 81.65 | 0.0053866
2022-01-05 | 14 | 9280 | 2022-01-05 | 14 | 79.68 | 1.3 | 80.98 | 0.0033318
2022-01-05 | 15 | 3445 | 2022-01-05 | 15 | 63.47 | 1.25 | 64.72 | 0.00098851
2022-01-05 | 16 | 2275 | 2022-01-05 | 16 | 62.38 | 1.25 | 63.63 | 0.0006418
2022-01-05 | 17 | 0 | 2022-01-05 | 17 | 68.4 | 1.24 | 69.64 | 0
2022-01-05 | 18 | 0 | 2022-01-05 | 18 | 78.83 | 1.23 | 80.06 | 0
2022-01-05 | 19 | 0 | 2022-01-05 | 19 | 69.76 | 1.26 | 71.02 | 0
2022-01-05 | 20 | 0 | 2022-01-05 | 20 | 57.56 | 1.24 | 58.8 | 0
2022-01-05 | 21 | 0 | 2022-01-05 | 21 | 56.42 | 1.25 | 57.67 | 0
2022-01-05 | 22 | 0 | 2022-01-05 | 22 | 59.08 | 1.26 | 60.34 | 0
2022-01-05 | 23 | 0 | 2022-01-05 | 23 | 86.58 | 1.55 | 88.13 | 0
2022-01-05 | 24 | 0 | 2022-01-05 | 24 | 94 | 3.24 | 97.24 | 0
2022-01-06 | 1 | 0 | 2022-01-06 | 1 | 59.06 | 0.45 | 59.51 | 0
2022-01-06 | 2 | 0 | 2022-01-06 | 2 | 37.24 | 0.28 | 37.52 | 0
2022-01-06 | 3 | 0 | 2022-01-06 | 3 | 38.52 | 0.3 | 38.82 | 0
2022-01-06 | 4 | 0 | 2022-01-06 | 4 | 37.98 | 0.29 | 38.27 | 0
2022-01-06 | 5 | 0 | 2022-01-06 | 5 | 41.69 | 0.31 | 42 | 0
2022-01-06 | 6 | 0 | 2022-01-06 | 6 | 54.69 | 0.54 | 55.23 | 0
2022-01-06 | 7 | 5 | 2022-01-06 | 7 | 57.18 | 0.42 | 57.6 | 1.2769e-06
2022-01-06 | 8 | 4650 | 2022-01-06 | 8 | 86.09 | 0.99 | 87.08 | 0.0017953
2022-01-06 | 9 | 29570 | 2022-01-06 | 9 | 53.98 | 0.64 | 54.62 | 0.0071607
2022-01-06 | 10 | 81865 | 2022-01-06 | 10 | 41.14 | 0.6 | 41.74 | 0.01515
2022-01-06 | 11 | 95880 | 2022-01-06 | 11 | 78.13 | 0.58 | 78.71 | 0.033459
2022-01-06 | 12 | 114875 | 2022-01-06 | 12 | 83.54 | 0.57 | 84.11 | 0.042838
2022-01-06 | 13 | 94780 | 2022-01-06 | 13 | 88.02 | 0.59 | 88.61 | 0.037235
2022-01-06 | 14 | 68995 | 2022-01-06 | 14 | 77.71 | 0.62 | 78.33 | 0.023961
2022-01-06 | 15 | 49660 | 2022-01-06 | 15 | 78.51 | 0.59 | 79.1 | 0.017416
2022-01-06 | 16 | 11275 | 2022-01-06 | 16 | 95.11 | 0.58 | 95.69 | 0.0047834
2022-01-06 | 17 | 600 | 2022-01-06 | 17 | 123.1 | 0.58 | 123.68 | 0.00032901
2022-01-06 | 18 | 0 | 2022-01-06 | 18 | 200.69 | 0.87 | 201.56 | 0
2022-01-06 | 19 | 0 | 2022-01-06 | 19 | 166.57 | 1.04 | 167.61 | 0
2022-01-06 | 20 | 0 | 2022-01-06 | 20 | 114.45 | 0.67 | 115.12 | 0
2022-01-06 | 21 | 0 | 2022-01-06 | 21 | 95.11 | 0.69 | 95.8 | 0
2022-01-06 | 22 | 0 | 2022-01-06 | 22 | 86.18 | 0.59 | 86.77 | 0
2022-01-06 | 23 | 0 | 2022-01-06 | 23 | 78.03 | 0.64 | 78.67 | 0
2022-01-06 | 24 | 0 | 2022-01-06 | 24 | 76.87 | 0.59 | 77.46 | 0
2022-01-07 | 1 | 0 | 2022-01-07 | 1 | 79.03 | 1.67 | 80.7 | 0
2022-01-07 | 2 | 0 | 2022-01-07 | 2 | 85.7 | 1.63 | 87.33 | 0
2022-01-07 | 3 | 0 | 2022-01-07 | 3 | 84.59 | 1.45 | 86.04 | 0
2022-01-07 | 4 | 0 | 2022-01-07 | 4 | 87.53 | 1.43 | 88.96 | 0
2022-01-07 | 5 | 0 | 2022-01-07 | 5 | 71.8 | 1.43 | 73.23 | 0
2022-01-07 | 6 | 0 | 2022-01-07 | 6 | 70.92 | 1.92 | 72.84 | 0
2022-01-07 | 7 | 0 | 2022-01-07 | 7 | 73.03 | 2.15 | 75.18 | 0
2022-01-07 | 8 | 0 | 2022-01-07 | 8 | 93.08 | 2.08 | 95.16 | 0
2022-01-07 | 9 | 0 | 2022-01-07 | 9 | 152.71 | 2.13 | 154.84 | 0
2022-01-07 | 10 | 5 | 2022-01-07 | 10 | 180.99 | 2.56 | 183.55 | 4.0689e-06
2022-01-07 | 11 | 0 | 2022-01-07 | 11 | 225.09 | 3.32 | 228.41 | 0
2022-01-07 | 12 | 0 | 2022-01-07 | 12 | 258.14 | 3.06 | 261.2 | 0
2022-01-07 | 13 | 0 | 2022-01-07 | 13 | 245.67 | 2.74 | 248.41 | 0
2022-01-07 | 14 | 5 | 2022-01-07 | 14 | 209.4 | 2.4 | 211.8 | 4.6952e-06
2022-01-07 | 15 | 0 | 2022-01-07 | 15 | 173.18 | 2.04 | 175.22 | 0
2022-01-07 | 16 | 0 | 2022-01-07 | 16 | 160.41 | 1.78 | 162.19 | 0
2022-01-07 | 17 | 0 | 2022-01-07 | 17 | 163.26 | 1.88 | 165.14 | 0
2022-01-07 | 18 | 0 | 2022-01-07 | 18 | 268.65 | 2.29 | 270.94 | 0
2022-01-07 | 19 | 0 | 2022-01-07 | 19 | 193.63 | 2.45 | 196.08 | 0
2022-01-07 | 20 | 0 | 2022-01-07 | 20 | 149.25 | 2.13 | 151.38 | 0
2022-01-07 | 21 | 0 | 2022-01-07 | 21 | 137.67 | 1.8 | 139.47 | 0
2022-01-07 | 22 | 0 | 2022-01-07 | 22 | 130.02 | 1.9 | 131.92 | 0
2022-01-07 | 23 | 0 | 2022-01-07 | 23 | 123.75 | 1.93 | 125.68 | 0
2022-01-07 | 24 | 0 | 2022-01-07 | 24 | 125.74 | 2.05 | 127.79 | 0
2022-01-08 | 1 | 0 | 2022-01-08 | 1 | 136.67 | 1.25 | 137.92 | 0
2022-01-08 | 2 | 0 | 2022-01-08 | 2 | 113.3 | 0.89 | 114.19 | 0
2022-01-08 | 3 | 0 | 2022-01-08 | 3 | 115.42 | 1.01 | 116.43 | 0
2022-01-08 | 4 | 0 | 2022-01-08 | 4 | 113 | 0.87 | 113.87 | 0
2022-01-08 | 5 | 0 | 2022-01-08 | 5 | 115.55 | 0.85 | 116.4 | 0
2022-01-08 | 6 | 0 | 2022-01-08 | 6 | 135.73 | 1.04 | 136.77 | 0
2022-01-08 | 7 | 0 | 2022-01-08 | 7 | 135.74 | 1.42 | 137.16 | 0
2022-01-08 | 8 | 5 | 2022-01-08 | 8 | 149.43 | 1.61 | 151.04 | 3.3482e-06
2022-01-08 | 9 | 5 | 2022-01-08 | 9 | 171.51 | 1.57 | 173.08 | 3.8368e-06
2022-01-08 | 10 | 615 | 2022-01-08 | 10 | 209.45 | 1.81 | 211.26 | 0.00057603
2022-01-08 | 11 | 1310 | 2022-01-08 | 11 | 228.03 | 1.81 | 229.84 | 0.0013349
2022-01-08 | 12 | 2565 | 2022-01-08 | 12 | 239.94 | 1.48 | 241.42 | 0.0027455
2022-01-08 | 13 | 3245 | 2022-01-08 | 13 | 214.47 | 1.84 | 216.31 | 0.003112
2022-01-08 | 14 | 4135 | 2022-01-08 | 14 | 134.34 | 0.89 | 135.23 | 0.0024792
2022-01-08 | 15 | 3695 | 2022-01-08 | 15 | 136.34 | 0.93 | 137.27 | 0.0022488
2022-01-08 | 16 | 780 | 2022-01-08 | 16 | 171.11 | 0.94 | 172.05 | 0.00059498
2022-01-08 | 17 | 20 | 2022-01-08 | 17 | 237.54 | 1.77 | 239.31 | 2.122e-05
2022-01-08 | 18 | 0 | 2022-01-08 | 18 | 255.22 | 1.35 | 256.57 | 0
2022-01-08 | 19 | 0 | 2022-01-08 | 19 | 233.11 | 1.57 | 234.68 | 0
2022-01-08 | 20 | 0 | 2022-01-08 | 20 | 226.93 | 1.55 | 228.48 | 0
2022-01-08 | 21 | 0 | 2022-01-08 | 21 | 177.74 | 1.02 | 178.76 | 0
2022-01-08 | 22 | 0 | 2022-01-08 | 22 | 145.87 | 1.25 | 147.12 | 0
2022-01-08 | 23 | 0 | 2022-01-08 | 23 | 126.52 | 1.28 | 127.8 | 0
2022-01-08 | 24 | 0 | 2022-01-08 | 24 | 112.65 | 1.56 | 114.21 | 0
2022-01-09 | 1 | 0 | 2022-01-09 | 1 | 120.41 | 1 | 121.41 | 0
2022-01-09 | 2 | 0 | 2022-01-09 | 2 | 112.44 | 0.38 | 112.82 | 0
2022-01-09 | 3 | 0 | 2022-01-09 | 3 | 127.16 | 0.32 | 127.48 | 0
2022-01-09 | 4 | 0 | 2022-01-09 | 4 | 120.48 | 0.62 | 121.1 | 0
2022-01-09 | 5 | 0 | 2022-01-09 | 5 | 129.58 | 0.4 | 129.98 | 0
2022-01-09 | 6 | 0 | 2022-01-09 | 6 | 126.24 | 0.32 | 126.56 | 0
2022-01-09 | 7 | 0 | 2022-01-09 | 7 | 120.25 | 0.48 | 120.73 | 0
2022-01-09 | 8 | 0 | 2022-01-09 | 8 | 111.47 | 0.46 | 111.93 | 0
2022-01-09 | 9 | 120 | 2022-01-09 | 9 | 127.48 | 0.71 | 128.19 | 6.8201e-05
2022-01-09 | 10 | 355 | 2022-01-09 | 10 | 140.33 | 0.67 | 141 | 0.00022192
2022-01-09 | 11 | 530 | 2022-01-09 | 11 | 141.14 | 0.37 | 141.51 | 0.00033252
2022-01-09 | 12 | 905 | 2022-01-09 | 12 | 158.67 | 1.21 | 159.88 | 0.0006415
2022-01-09 | 13 | 2105 | 2022-01-09 | 13 | 129.36 | 0.5 | 129.86 | 0.0012119
2022-01-09 | 14 | 2315 | 2022-01-09 | 14 | 126.25 | 0.38 | 126.63 | 0.0012997
2022-01-09 | 15 | 380 | 2022-01-09 | 15 | 116.55 | 0.39 | 116.94 | 0.00019702
2022-01-09 | 16 | 505 | 2022-01-09 | 16 | 118.69 | 0.62 | 119.31 | 0.00026713
2022-01-09 | 17 | 15 | 2022-01-09 | 17 | 119.66 | 0.48 | 120.14 | 7.9898e-06
2022-01-09 | 18 | 0 | 2022-01-09 | 18 | 123.81 | 0.42 | 124.23 | 0
2022-01-09 | 19 | 0 | 2022-01-09 | 19 | 106.13 | 0.39 | 106.52 | 0
2022-01-09 | 20 | 0 | 2022-01-09 | 20 | 107.24 | 0.43 | 107.67 | 0
2022-01-09 | 21 | 0 | 2022-01-09 | 21 | 100.58 | 0.45 | 101.03 | 0
2022-01-09 | 22 | 0 | 2022-01-09 | 22 | 85.46 | 0.52 | 85.98 | 0
2022-01-09 | 23 | 0 | 2022-01-09 | 23 | 78.45 | 0.52 | 78.97 | 0
2022-01-09 | 24 | 0 | 2022-01-09 | 24 | 55.85 | 0.55 | 56.4 | 0
2022-01-10 | 1 | 0 | 2022-01-10 | 1 | -0.72 | 1 | 0.28 | 0
2022-01-10 | 2 | 0 | 2022-01-10 | 2 | 44.89 | 0.74 | 45.63 | 0
2022-01-10 | 3 | 0 | 2022-01-10 | 3 | 48.5 | 0.96 | 49.46 | 0
2022-01-10 | 4 | 0 | 2022-01-10 | 4 | 41.98 | 1 | 42.98 | 0
2022-01-10 | 5 | 0 | 2022-01-10 | 5 | 58.03 | 0.97 | 59 | 0
2022-01-10 | 6 | 0 | 2022-01-10 | 6 | 30.58 | 1.46 | 32.04 | 0
2022-01-10 | 7 | 0 | 2022-01-10 | 7 | 79.88 | 1.29 | 81.17 | 0
2022-01-10 | 8 | 2125 | 2022-01-10 | 8 | 98.76 | 1.49 | 100.25 | 0.00094449
2022-01-10 | 9 | 14895 | 2022-01-10 | 9 | 94.68 | 1.18 | 95.86 | 0.0063304
2022-01-10 | 10 | 35015 | 2022-01-10 | 10 | 80.54 | 1.05 | 81.59 | 0.012666
2022-01-10 | 11 | 48275 | 2022-01-10 | 11 | 129.9 | 1.12 | 131.02 | 0.028042
2022-01-10 | 12 | 64780 | 2022-01-10 | 12 | 128.51 | 1.06 | 129.57 | 0.037213
2022-01-10 | 13 | 67350 | 2022-01-10 | 13 | 116.83 | 1.1 | 117.93 | 0.035214
2022-01-10 | 14 | 58355 | 2022-01-10 | 14 | 120.32 | 1.14 | 121.46 | 0.031424
2022-01-10 | 15 | 32210 | 2022-01-10 | 15 | 110.4 | 1.05 | 111.45 | 0.015916
2022-01-10 | 16 | 10925 | 2022-01-10 | 16 | 127.78 | 1.01 | 128.79 | 0.0062382
2022-01-10 | 17 | 620 | 2022-01-10 | 17 | 158.01 | 1.12 | 159.13 | 0.00043742
2022-01-10 | 18 | 0 | 2022-01-10 | 18 | 187.81 | 1.35 | 189.16 | 0
2022-01-10 | 19 | 0 | 2022-01-10 | 19 | 171.43 | 1.41 | 172.84 | 0
2022-01-10 | 20 | 0 | 2022-01-10 | 20 | 147.98 | 1.19 | 149.17 | 0
2022-01-10 | 21 | 0 | 2022-01-10 | 21 | 143.01 | 1.03 | 144.04 | 0
2022-01-10 | 22 | 0 | 2022-01-10 | 22 | 175.79 | 1.91 | 177.7 | 0
2022-01-10 | 23 | 0 | 2022-01-10 | 23 | 151.86 | 1.3 | 153.16 | 0
2022-01-10 | 24 | 0 | 2022-01-10 | 24 | 138.58 | 2.04 | 140.62 | 0
2022-01-11 | 1 | 0 | 2022-01-11 | 1 | 137.25 | 13.24 | 150.49 | 0
2022-01-11 | 2 | 0 | 2022-01-11 | 2 | 130.2 | 13.09 | 143.29 | 0
2022-01-11 | 3 | 0 | 2022-01-11 | 3 | 120.77 | 13.14 | 133.91 | 0
2022-01-11 | 4 | 0 | 2022-01-11 | 4 | 123.32 | 13.32 | 136.64 | 0
2022-01-11 | 5 | 0 | 2022-01-11 | 5 | 125.23 | 13.15 | 138.38 | 0
2022-01-11 | 6 | 0 | 2022-01-11 | 6 | 133.64 | 13.56 | 147.2 | 0
2022-01-11 | 7 | 5 | 2022-01-11 | 7 | 135.24 | 13.73 | 148.97 | 3.3024e-06
2022-01-11 | 8 | 3510 | 2022-01-11 | 8 | 181.18 | 13.99 | 195.17 | 0.0030372
2022-01-11 | 9 | 22670 | 2022-01-11 | 9 | 160.02 | 13.54 | 173.56 | 0.017444
2022-01-11 | 10 | 50870 | 2022-01-11 | 10 | 174.1 | 14.05 | 188.15 | 0.042435
2022-01-11 | 11 | 66700 | 2022-01-11 | 11 | 148.98 | 13.67 | 162.65 | 0.048099
2022-01-11 | 12 | 75005 | 2022-01-11 | 12 | 148.12 | 13.62 | 161.74 | 0.053785
2022-01-11 | 13 | 75320 | 2022-01-11 | 13 | 153.46 | 13.63 | 167.09 | 0.055798
2022-01-11 | 14 | 67770 | 2022-01-11 | 14 | 163.44 | 13.75 | 177.19 | 0.053239
2022-01-11 | 15 | 44900 | 2022-01-11 | 15 | 208.86 | 13.88 | 222.74 | 0.04434
2022-01-11 | 16 | 14005 | 2022-01-11 | 16 | 229.02 | 13.7 | 242.72 | 0.015071
2022-01-11 | 17 | 565 | 2022-01-11 | 17 | 201.99 | 13.77 | 215.76 | 0.00054047
2022-01-11 | 18 | 0 | 2022-01-11 | 18 | 179.73 | 14.23 | 193.96 | 0
2022-01-11 | 19 | 0 | 2022-01-11 | 19 | 229.22 | 14.33 | 243.55 | 0
2022-01-11 | 20 | 0 | 2022-01-11 | 20 | 164.14 | 13.73 | 177.87 | 0
2022-01-11 | 21 | 0 | 2022-01-11 | 21 | 161.44 | 13.43 | 174.87 | 0
2022-01-11 | 22 | 0 | 2022-01-11 | 22 | 155.22 | 13.51 | 168.73 | 0
2022-01-11 | 23 | 0 | 2022-01-11 | 23 | 146.07 | 13.72 | 159.79 | 0
2022-01-11 | 24 | 0 | 2022-01-11 | 24 | 147.83 | 13.68 | 161.51 | 0
2022-01-12 | 1 | 0 | 2022-01-12 | 1 | 157.93 | 1.27 | 159.2 | 0
2022-01-12 | 2 | 0 | 2022-01-12 | 2 | 195.49 | 1.17 | 196.66 | 0
2022-01-12 | 3 | 0 | 2022-01-12 | 3 | 185.59 | 1.5 | 187.09 | 0
2022-01-12 | 4 | 0 | 2022-01-12 | 4 | 168.12 | 1.91 | 170.03 | 0
2022-01-12 | 5 | 0 | 2022-01-12 | 5 | 181.31 | 2.06 | 183.37 | 0
2022-01-12 | 6 | 0 | 2022-01-12 | 6 | 166.83 | 2.03 | 168.86 | 0
2022-01-12 | 7 | 0 | 2022-01-12 | 7 | 218.18 | 2.93 | 221.11 | 0
2022-01-12 | 8 | 2675 | 2022-01-12 | 8 | 220.62 | 3.17 | 223.79 | 0.0026541
2022-01-12 | 9 | 11655 | 2022-01-12 | 9 | 204.87 | 2.18 | 207.05 | 0.010699
2022-01-12 | 10 | 10560 | 2022-01-12 | 10 | 179.44 | 2.43 | 181.87 | 0.0085149
2022-01-12 | 11 | 23545 | 2022-01-12 | 11 | 163.44 | 2.81 | 166.25 | 0.017355
2022-01-12 | 12 | 50985 | 2022-01-12 | 12 | 137.23 | 2.08 | 139.31 | 0.03149
2022-01-12 | 13 | 76370 | 2022-01-12 | 13 | 132.98 | 1.79 | 134.77 | 0.045632
2022-01-12 | 14 | 66280 | 2022-01-12 | 14 | 132.33 | 1.76 | 134.09 | 0.039403
2022-01-12 | 15 | 13460 | 2022-01-12 | 15 | 156.89 | 1.76 | 158.65 | 0.0094676
2022-01-12 | 16 | 1810 | 2022-01-12 | 16 | 174.36 | 1.77 | 176.13 | 0.0014134
2022-01-12 | 17 | 10 | 2022-01-12 | 17 | 227.48 | 1.97 | 229.45 | 1.0173e-05
2022-01-12 | 18 | 0 | 2022-01-12 | 18 | 303.59 | 2.51 | 306.1 | 0
2022-01-12 | 19 | 0 | 2022-01-12 | 19 | 301.86 | 2.82 | 304.68 | 0
2022-01-12 | 20 | 0 | 2022-01-12 | 20 | 225.95 | 2.42 | 228.37 | 0
2022-01-12 | 21 | 0 | 2022-01-12 | 21 | 210.45 | 2.35 | 212.8 | 0
2022-01-12 | 22 | 0 | 2022-01-12 | 22 | 210.32 | 2.37 | 212.69 | 0
2022-01-12 | 23 | 0 | 2022-01-12 | 23 | 198.47 | 2.92 | 201.39 | 0
2022-01-12 | 24 | 0 | 2022-01-12 | 24 | 175.66 | 1.58 | 177.24 | 0
2022-01-13 | 1 | 0 | 2022-01-13 | 1 | 125.2 | 0.68 | 125.88 | 0
2022-01-13 | 2 | 0 | 2022-01-13 | 2 | 156.73 | 0.59 | 157.32 | 0
2022-01-13 | 3 | 0 | 2022-01-13 | 3 | 155.6 | 0.59 | 156.19 | 0
2022-01-13 | 4 | 0 | 2022-01-13 | 4 | 160.36 | 0.59 | 160.95 | 0
2022-01-13 | 5 | 0 | 2022-01-13 | 5 | 149.64 | 0.59 | 150.23 | 0
2022-01-13 | 6 | 0 | 2022-01-13 | 6 | 141.31 | 1.11 | 142.42 | 0
2022-01-13 | 7 | 0 | 2022-01-13 | 7 | 185.39 | 1.61 | 187 | 0
2022-01-13 | 8 | 15 | 2022-01-13 | 8 | 242.69 | 2.27 | 244.96 | 1.6291e-05
2022-01-13 | 9 | 7250 | 2022-01-13 | 9 | 212.99 | 1.62 | 214.61 | 0.0068983
2022-01-13 | 10 | 17050 | 2022-01-13 | 10 | 164.91 | 1.6 | 166.51 | 0.012587
2022-01-13 | 11 | 21020 | 2022-01-13 | 11 | 132.23 | 1.14 | 133.37 | 0.012429
2022-01-13 | 12 | 19035 | 2022-01-13 | 12 | 128.85 | 0.96 | 129.81 | 0.010955
2022-01-13 | 13 | 28415 | 2022-01-13 | 13 | 118.77 | 0.86 | 119.63 | 0.015071
2022-01-13 | 14 | 41370 | 2022-01-13 | 14 | 113.88 | 0.92 | 114.8 | 0.021056
2022-01-13 | 15 | 44955 | 2022-01-13 | 15 | 112.55 | 0.91 | 113.46 | 0.022614
2022-01-13 | 16 | 10140 | 2022-01-13 | 16 | 114.32 | 0.94 | 115.26 | 0.0051817
2022-01-13 | 17 | 1155 | 2022-01-13 | 17 | 122.73 | 0.96 | 123.69 | 0.00063339
2022-01-13 | 18 | 0 | 2022-01-13 | 18 | 134.31 | 1.07 | 135.38 | 0
2022-01-13 | 19 | 0 | 2022-01-13 | 19 | 131 | 1.15 | 132.15 | 0
2022-01-13 | 20 | 0 | 2022-01-13 | 20 | 113.93 | 1.09 | 115.02 | 0
2022-01-13 | 21 | 0 | 2022-01-13 | 21 | 108.54 | 1.06 | 109.6 | 0
2022-01-13 | 22 | 0 | 2022-01-13 | 22 | 101.48 | 0.99 | 102.47 | 0
2022-01-13 | 23 | 0 | 2022-01-13 | 23 | 94.11 | 1.08 | 95.19 | 0
2022-01-13 | 24 | 0 | 2022-01-13 | 24 | 67.05 | 2.21 | 69.26 | 0
2022-01-14 | 1 | 0 | 2022-01-14 | 1 | 111.26 | 0.61 | 111.87 | 0
2022-01-14 | 2 | 0 | 2022-01-14 | 2 | 97.23 | 0.44 | 97.67 | 0
2022-01-14 | 3 | 0 | 2022-01-14 | 3 | 102.53 | 0.61 | 103.14 | 0
2022-01-14 | 4 | 0 | 2022-01-14 | 4 | 98.96 | 0.5 | 99.46 | 0
2022-01-14 | 5 | 0 | 2022-01-14 | 5 | 93.66 | 0.55 | 94.21 | 0
2022-01-14 | 6 | 0 | 2022-01-14 | 6 | 43.4 | 1.18 | 44.58 | 0
2022-01-14 | 7 | 0 | 2022-01-14 | 7 | 71.08 | 0.82 | 71.9 | 0
2022-01-14 | 8 | 1045 | 2022-01-14 | 8 | 114.04 | 1.14 | 115.18 | 0.00053364
2022-01-14 | 9 | 7180 | 2022-01-14 | 9 | 121.91 | 0.8 | 122.71 | 0.0039062
2022-01-14 | 10 | 17360 | 2022-01-14 | 10 | 102.89 | 0.78 | 103.67 | 0.0079792
2022-01-14 | 11 | 26500 | 2022-01-14 | 11 | 146.84 | 0.82 | 147.66 | 0.017349
2022-01-14 | 12 | 85890 | 2022-01-14 | 12 | 134.26 | 0.8 | 135.06 | 0.051431
2022-01-14 | 13 | 34805 | 2022-01-14 | 13 | 142.57 | 0.82 | 143.39 | 0.022127
2022-01-14 | 14 | 21415 | 2022-01-14 | 14 | 127.08 | 0.76 | 127.84 | 0.012138
2022-01-14 | 15 | 18900 | 2022-01-14 | 15 | 112.83 | 0.73 | 113.56 | 0.0095157
2022-01-14 | 16 | 9510 | 2022-01-14 | 16 | 113.86 | 0.7 | 114.56 | 0.0048302
2022-01-14 | 17 | 1160 | 2022-01-14 | 17 | 125.68 | 0.96 | 126.64 | 0.0006513
2022-01-14 | 18 | 0 | 2022-01-14 | 18 | 147.15 | 1 | 148.15 | 0
2022-01-14 | 19 | 0 | 2022-01-14 | 19 | 128.57 | 0.73 | 129.3 | 0
2022-01-14 | 20 | 0 | 2022-01-14 | 20 | 122.83 | 0.69 | 123.52 | 0
2022-01-14 | 21 | 0 | 2022-01-14 | 21 | 119.22 | 0.68 | 119.9 | 0
2022-01-14 | 22 | 0 | 2022-01-14 | 22 | 116.79 | 0.69 | 117.48 | 0
2022-01-14 | 23 | 0 | 2022-01-14 | 23 | 116.07 | 0.79 | 116.86 | 0
2022-01-14 | 24 | 0 | 2022-01-14 | 24 | 104.47 | 1.63 | 106.1 | 0
2022-01-15 | 1 | 0 | 2022-01-15 | 1 | 116.81 | 1.03 | 117.84 | 0
2022-01-15 | 2 | 0 | 2022-01-15 | 2 | 108.4 | 0.89 | 109.29 | 0
2022-01-15 | 3 | 0 | 2022-01-15 | 3 | 93.34 | 0.81 | 94.15 | 0
2022-01-15 | 4 | 0 | 2022-01-15 | 4 | 94.53 | 0.85 | 95.38 | 0
2022-01-15 | 5 | 0 | 2022-01-15 | 5 | 108.71 | 0.85 | 109.56 | 0
2022-01-15 | 6 | 0 | 2022-01-15 | 6 | 116.78 | 1 | 117.78 | 0
2022-01-15 | 7 | 0 | 2022-01-15 | 7 | 137.45 | 1.23 | 138.68 | 0
2022-01-15 | 8 | 6700 | 2022-01-15 | 8 | 201.72 | 1.13 | 202.85 | 0.0060257
2022-01-15 | 9 | 38800 | 2022-01-15 | 9 | 188.91 | 1.01 | 189.92 | 0.032671
2022-01-15 | 10 | 99660 | 2022-01-15 | 10 | 132.66 | 0.94 | 133.6 | 0.059031
2022-01-15 | 11 | 127370 | 2022-01-15 | 11 | 145.67 | 1.04 | 146.71 | 0.082848
2022-01-15 | 12 | 139185 | 2022-01-15 | 12 | 139.88 | 0.82 | 140.7 | 0.086824
2022-01-15 | 13 | 136955 | 2022-01-15 | 13 | 134.05 | 0.85 | 134.9 | 0.081911
2022-01-15 | 14 | 120890 | 2022-01-15 | 14 | 144.08 | 0.8 | 144.88 | 0.077652
2022-01-15 | 15 | 79230 | 2022-01-15 | 15 | 168.15 | 0.85 | 169 | 0.059365
2022-01-15 | 16 | 16235 | 2022-01-15 | 16 | 180.61 | 0.94 | 181.55 | 0.013068
2022-01-15 | 17 | 1200 | 2022-01-15 | 17 | 206.92 | 1.06 | 207.98 | 0.0011065
2022-01-15 | 18 | 0 | 2022-01-15 | 18 | 252.27 | 1.47 | 253.74 | 0
2022-01-15 | 19 | 0 | 2022-01-15 | 19 | 211.3 | 1.15 | 212.45 | 0
2022-01-15 | 20 | 0 | 2022-01-15 | 20 | 210.65 | 1.1 | 211.75 | 0
2022-01-15 | 21 | 0 | 2022-01-15 | 21 | 196.52 | 0.98 | 197.5 | 0
2022-01-15 | 22 | 0 | 2022-01-15 | 22 | 194.72 | 0.85 | 195.57 | 0
2022-01-15 | 23 | 0 | 2022-01-15 | 23 | 164.83 | 1.45 | 166.28 | 0
2022-01-15 | 24 | 0 | 2022-01-15 | 24 | 200.44 | 2.65 | 203.09 | 0
2022-01-16 | 1 | 0 | 2022-01-16 | 1 | 172.03 | 1.87 | 173.9 | 0
2022-01-16 | 2 | 0 | 2022-01-16 | 2 | 204.54 | 1.16 | 205.7 | 0
2022-01-16 | 3 | 0 | 2022-01-16 | 3 | 156.2 | 1.21 | 157.41 | 0
2022-01-16 | 4 | 0 | 2022-01-16 | 4 | 228.4 | 1.07 | 229.47 | 0
2022-01-16 | 5 | 0 | 2022-01-16 | 5 | 211.22 | 1.39 | 212.61 | 0
2022-01-16 | 6 | 0 | 2022-01-16 | 6 | 240.72 | 1.37 | 242.09 | 0
2022-01-16 | 7 | 0 | 2022-01-16 | 7 | 265.06 | 1.49 | 266.55 | 0
2022-01-16 | 8 | 7170 | 2022-01-16 | 8 | 276.93 | 1.55 | 278.48 | 0.0088525
2022-01-16 | 9 | 39470 | 2022-01-16 | 9 | 270.25 | 1.74 | 271.99 | 0.047596
2022-01-16 | 10 | 97805 | 2022-01-16 | 10 | 239.15 | 2.54 | 241.69 | 0.1048
2022-01-16 | 11 | 123035 | 2022-01-16 | 11 | 176.16 | 1.45 | 177.61 | 0.096884
2022-01-16 | 12 | 132320 | 2022-01-16 | 12 | 139.57 | 1.65 | 141.22 | 0.082847
2022-01-16 | 13 | 129920 | 2022-01-16 | 13 | 121.83 | 1.23 | 123.06 | 0.070884
2022-01-16 | 14 | 115320 | 2022-01-16 | 14 | 135.12 | 1.19 | 136.31 | 0.069693
2022-01-16 | 15 | 70070 | 2022-01-16 | 15 | 171.04 | 1.49 | 172.53 | 0.053598
2022-01-16 | 16 | 20375 | 2022-01-16 | 16 | 221.99 | 1.57 | 223.56 | 0.020195
2022-01-16 | 17 | 1150 | 2022-01-16 | 17 | 267.17 | 1.44 | 268.61 | 0.0013695
2022-01-16 | 18 | 0 | 2022-01-16 | 18 | 295.65 | 2.34 | 297.99 | 0
2022-01-16 | 19 | 0 | 2022-01-16 | 19 | 264.73 | 2.57 | 267.3 | 0
2022-01-16 | 20 | 0 | 2022-01-16 | 20 | 212.69 | 1.8 | 214.49 | 0
2022-01-16 | 21 | 0 | 2022-01-16 | 21 | 177.86 | 1.41 | 179.27 | 0
2022-01-16 | 22 | 0 | 2022-01-16 | 22 | 152.24 | 1.48 | 153.72 | 0
2022-01-16 | 23 | 0 | 2022-01-16 | 23 | 145.55 | 2.39 | 147.94 | 0
2022-01-16 | 24 | 0 | 2022-01-16 | 24 | 144.24 | 1.71 | 145.95 | 0
2022-01-17 | 1 | 0 | 2022-01-17 | 1 | 125.3 | 1.44 | 126.74 | 0
2022-01-17 | 2 | 0 | 2022-01-17 | 2 | 169.82 | 1.4 | 171.22 | 0
2022-01-17 | 3 | 0 | 2022-01-17 | 3 | 162.49 | 1.4 | 163.89 | 0
2022-01-17 | 4 | 0 | 2022-01-17 | 4 | 164.15 | 1.4 | 165.55 | 0
2022-01-17 | 5 | 0 | 2022-01-17 | 5 | 173.76 | 1.4 | 175.16 | 0
2022-01-17 | 6 | 0 | 2022-01-17 | 6 | 170.02 | 2.42 | 172.44 | 0
2022-01-17 | 7 | 5 | 2022-01-17 | 7 | 153.3 | 3.96 | 157.26 | 3.4861e-06
2022-01-17 | 8 | 0 | 2022-01-17 | 8 | 159.09 | 2.58 | 161.67 | 0
2022-01-17 | 9 | 85 | 2022-01-17 | 9 | 219.98 | 3.52 | 223.5 | 8.4227e-05
2022-01-17 | 10 | 3210 | 2022-01-17 | 10 | 210.66 | 2.37 | 213.03 | 0.0030318
2022-01-17 | 11 | 4430 | 2022-01-17 | 11 | 271.95 | 2.01 | 273.96 | 0.0053808
2022-01-17 | 12 | 9675 | 2022-01-17 | 12 | 177.63 | 2.22 | 179.85 | 0.0077146
2022-01-17 | 13 | 30820 | 2022-01-17 | 13 | 140.43 | 2 | 142.43 | 0.019462
2022-01-17 | 14 | 61960 | 2022-01-17 | 14 | 153.85 | 1.86 | 155.71 | 0.042774
2022-01-17 | 15 | 27745 | 2022-01-17 | 15 | 169.04 | 1.95 | 170.99 | 0.021033
2022-01-17 | 16 | 12850 | 2022-01-17 | 16 | 209.74 | 2.92 | 212.66 | 0.012116
2022-01-17 | 17 | 1100 | 2022-01-17 | 17 | 208.16 | 2.55 | 210.71 | 0.0010276
2022-01-17 | 18 | 0 | 2022-01-17 | 18 | 276.14 | 2.36 | 278.5 | 0
2022-01-17 | 19 | 0 | 2022-01-17 | 19 | 216.45 | 2.79 | 219.24 | 0
2022-01-17 | 20 | 0 | 2022-01-17 | 20 | 141.19 | 2.35 | 143.54 | 0
2022-01-17 | 21 | 0 | 2022-01-17 | 21 | 126.55 | 1.94 | 128.49 | 0
2022-01-17 | 22 | 0 | 2022-01-17 | 22 | 125.06 | 1.9 | 126.96 | 0
2022-01-17 | 23 | 0 | 2022-01-17 | 23 | 126.91 | 2.51 | 129.42 | 0
2022-01-17 | 24 | 0 | 2022-01-17 | 24 | 126.33 | 2.99 | 129.32 | 0
2022-01-18 | 1 | 0 | 2022-01-18 | 1 | 123.85 | 1.47 | 125.32 | 0
2022-01-18 | 2 | 0 | 2022-01-18 | 2 | 118.92 | 0.8 | 119.72 | 0
2022-01-18 | 3 | 0 | 2022-01-18 | 3 | 131.92 | 0.71 | 132.63 | 0
2022-01-18 | 4 | 0 | 2022-01-18 | 4 | 122.11 | 0.71 | 122.82 | 0
2022-01-18 | 5 | 0 | 2022-01-18 | 5 | 116.9 | 0.76 | 117.66 | 0
2022-01-18 | 6 | 0 | 2022-01-18 | 6 | 135.52 | 1.72 | 137.24 | 0
2022-01-18 | 7 | 0 | 2022-01-18 | 7 | 165.72 | 2.08 | 167.8 | 0
2022-01-18 | 8 | 6715 | 2022-01-18 | 8 | 231.38 | 3.19 | 234.57 | 0.0069835
2022-01-18 | 9 | 33850 | 2022-01-18 | 9 | 172.45 | 2.33 | 174.78 | 0.02623
2022-01-18 | 10 | 56295 | 2022-01-18 | 10 | 138.57 | 1.47 | 140.04 | 0.034952
2022-01-18 | 11 | 106045 | 2022-01-18 | 11 | 128.52 | 1.12 | 129.64 | 0.060951
2022-01-18 | 12 | 134365 | 2022-01-18 | 12 | 120.07 | 1.17 | 121.24 | 0.072225
2022-01-18 | 13 | 103795 | 2022-01-18 | 13 | 131.08 | 1.33 | 132.41 | 0.060933
2022-01-18 | 14 | 86720 | 2022-01-18 | 14 | 161.64 | 1.45 | 163.09 | 0.062705
2022-01-18 | 15 | 75945 | 2022-01-18 | 15 | 129.8 | 1.79 | 131.59 | 0.044307
2022-01-18 | 16 | 24290 | 2022-01-18 | 16 | 161.89 | 1.32 | 163.21 | 0.017576
2022-01-18 | 17 | 1675 | 2022-01-18 | 17 | 196.05 | 1.35 | 197.4 | 0.0014659
2022-01-18 | 18 | 0 | 2022-01-18 | 18 | 218.72 | 1.41 | 220.13 | 0
2022-01-18 | 19 | 0 | 2022-01-18 | 19 | 199.47 | 1.71 | 201.18 | 0
2022-01-18 | 20 | 0 | 2022-01-18 | 20 | 182.97 | 1.77 | 184.74 | 0
2022-01-18 | 21 | 0 | 2022-01-18 | 21 | 172.48 | 1.73 | 174.21 | 0
2022-01-18 | 22 | 0 | 2022-01-18 | 22 | 139.9 | 1.36 | 141.26 | 0
2022-01-18 | 23 | 0 | 2022-01-18 | 23 | 146.11 | 2.33 | 148.44 | 0
2022-01-18 | 24 | 0 | 2022-01-18 | 24 | 149.17 | 2.31 | 151.48 | 0
2022-01-19 | 1 | 0 | 2022-01-19 | 1 | 140.91 | 1.42 | 142.33 | 0
2022-01-19 | 2 | 0 | 2022-01-19 | 2 | 144.27 | 1.16 | 145.43 | 0
2022-01-19 | 3 | 0 | 2022-01-19 | 3 | 144.89 | 0.81 | 145.7 | 0
2022-01-19 | 4 | 0 | 2022-01-19 | 4 | 154.12 | 0.73 | 154.85 | 0
2022-01-19 | 5 | 0 | 2022-01-19 | 5 | 148.9 | 1.08 | 149.98 | 0
2022-01-19 | 6 | 0 | 2022-01-19 | 6 | 187.78 | 2.15 | 189.93 | 0
2022-01-19 | 7 | 0 | 2022-01-19 | 7 | 252.79 | 2.15 | 254.94 | 0
2022-01-19 | 8 | 525 | 2022-01-19 | 8 | 268.4 | 2.78 | 271.18 | 0.00063121
2022-01-19 | 9 | 2735 | 2022-01-19 | 9 | 247.86 | 1.67 | 249.53 | 0.0030258
2022-01-19 | 10 | 7930 | 2022-01-19 | 10 | 194.24 | 1.88 | 196.12 | 0.0068952
2022-01-19 | 11 | 24845 | 2022-01-19 | 11 | 145.91 | 1.89 | 147.8 | 0.016281
2022-01-19 | 12 | 60000 | 2022-01-19 | 12 | 133.93 | 1.54 | 135.47 | 0.036037
2022-01-19 | 13 | 124715 | 2022-01-19 | 13 | 123.63 | 1.07 | 124.7 | 0.068951
2022-01-19 | 14 | 69085 | 2022-01-19 | 14 | 118.11 | 1.08 | 119.19 | 0.036507
2022-01-19 | 15 | 53820 | 2022-01-19 | 15 | 123.48 | 1.1 | 124.58 | 0.029727
2022-01-19 | 16 | 13190 | 2022-01-19 | 16 | 128.19 | 1.21 | 129.4 | 0.0075672
2022-01-19 | 17 | 2235 | 2022-01-19 | 17 | 215.16 | 1.64 | 216.8 | 0.0021483
2022-01-19 | 18 | 0 | 2022-01-19 | 18 | 195.38 | 2.05 | 197.43 | 0
2022-01-19 | 19 | 0 | 2022-01-19 | 19 | 158.07 | 2.35 | 160.42 | 0
2022-01-19 | 20 | 0 | 2022-01-19 | 20 | 123.09 | 1.12 | 124.21 | 0
2022-01-19 | 21 | 0 | 2022-01-19 | 21 | 124.53 | 1.05 | 125.58 | 0
2022-01-19 | 22 | 0 | 2022-01-19 | 22 | 102.62 | 1.01 | 103.63 | 0
2022-01-19 | 23 | 0 | 2022-01-19 | 23 | 91.93 | 1.28 | 93.21 | 0
2022-01-19 | 24 | 0 | 2022-01-19 | 24 | 85.12 | 1.14 | 86.26 | 0
2022-01-20 | 1 | 0 | 2022-01-20 | 1 | 91.21 | 1.05 | 92.26 | 0
2022-01-20 | 2 | 0 | 2022-01-20 | 2 | 78.01 | 0.78 | 78.79 | 0
2022-01-20 | 3 | 0 | 2022-01-20 | 3 | 76.72 | 1.12 | 77.84 | 0
2022-01-20 | 4 | 0 | 2022-01-20 | 4 | 77.39 | 1.07 | 78.46 | 0
2022-01-20 | 5 | 0 | 2022-01-20 | 5 | 69.48 | 0.86 | 70.34 | 0
2022-01-20 | 6 | 0 | 2022-01-20 | 6 | 61.64 | 1.36 | 63 | 0
2022-01-20 | 7 | 5 | 2022-01-20 | 7 | 75.85 | 1.35 | 77.2 | 1.7114e-06
2022-01-20 | 8 | 520 | 2022-01-20 | 8 | 95.32 | 2.83 | 98.15 | 0.00022628
2022-01-20 | 9 | 6035 | 2022-01-20 | 9 | 146.2 | 2.25 | 148.45 | 0.003972
2022-01-20 | 10 | 11745 | 2022-01-20 | 10 | 140.57 | 1.25 | 141.82 | 0.0073849
2022-01-20 | 11 | 16110 | 2022-01-20 | 11 | 242.04 | 1.29 | 243.33 | 0.01738
2022-01-20 | 12 | 42425 | 2022-01-20 | 12 | 207.59 | 1.7 | 209.29 | 0.039366
2022-01-20 | 13 | 93545 | 2022-01-20 | 13 | 143.48 | 2.01 | 145.49 | 0.06034
2022-01-20 | 14 | 104170 | 2022-01-20 | 14 | 139.47 | 1.41 | 140.88 | 0.065065
2022-01-20 | 15 | 84110 | 2022-01-20 | 15 | 135.82 | 1.57 | 137.39 | 0.051234
2022-01-20 | 16 | 21525 | 2022-01-20 | 16 | 147 | 1.66 | 148.66 | 0.014187
2022-01-20 | 17 | 2165 | 2022-01-20 | 17 | 219.69 | 2.08 | 221.77 | 0.0021287
2022-01-20 | 18 | 0 | 2022-01-20 | 18 | 309.99 | 3.23 | 313.22 | 0
2022-01-20 | 19 | 0 | 2022-01-20 | 19 | 254.89 | 2.12 | 257.01 | 0
2022-01-20 | 20 | 0 | 2022-01-20 | 20 | 210.35 | 2.41 | 212.76 | 0
2022-01-20 | 21 | 0 | 2022-01-20 | 21 | 198.88 | 2.24 | 201.12 | 0
2022-01-20 | 22 | 0 | 2022-01-20 | 22 | 151.04 | 2.21 | 153.25 | 0
2022-01-20 | 23 | 0 | 2022-01-20 | 23 | 134.2 | 1.85 | 136.05 | 0
2022-01-20 | 24 | 0 | 2022-01-20 | 24 | 139.04 | 2.04 | 141.08 | 0
2022-01-21 | 1 | 0 | 2022-01-21 | 1 | 166.87 | 1.2 | 168.07 | 0
2022-01-21 | 2 | 0 | 2022-01-21 | 2 | 159.93 | 1.03 | 160.96 | 0
2022-01-21 | 3 | 0 | 2022-01-21 | 3 | 152.06 | 1.2 | 153.26 | 0
2022-01-21 | 4 | 0 | 2022-01-21 | 4 | 141.06 | 1.04 | 142.1 | 0
2022-01-21 | 5 | 0 | 2022-01-21 | 5 | 146.18 | 1.03 | 147.21 | 0
2022-01-21 | 6 | 0 | 2022-01-21 | 6 | 158.05 | 1.87 | 159.92 | 0
2022-01-21 | 7 | 0 | 2022-01-21 | 7 | 182.34 | 2.08 | 184.42 | 0
2022-01-21 | 8 | 2710 | 2022-01-21 | 8 | 230.93 | 2.03 | 232.96 | 0.002799
2022-01-21 | 9 | 23165 | 2022-01-21 | 9 | 219.57 | 1.36 | 220.93 | 0.02269
2022-01-21 | 10 | 90655 | 2022-01-21 | 10 | 190 | 2.23 | 192.23 | 0.077262
2022-01-21 | 11 | 120085 | 2022-01-21 | 11 | 187.37 | 1.84 | 189.21 | 0.10074
2022-01-21 | 12 | 120790 | 2022-01-21 | 12 | 160.29 | 1.49 | 161.78 | 0.086638
2022-01-21 | 13 | 136135 | 2022-01-21 | 13 | 140.48 | 1.51 | 141.99 | 0.0857
2022-01-21 | 14 | 120960 | 2022-01-21 | 14 | 137 | 1.51 | 138.51 | 0.074281
2022-01-21 | 15 | 91475 | 2022-01-21 | 15 | 140.25 | 1.5 | 141.75 | 0.057488
2022-01-21 | 16 | 26185 | 2022-01-21 | 16 | 143.56 | 1.49 | 145.05 | 0.016839
2022-01-21 | 17 | 2180 | 2022-01-21 | 17 | 169 | 1.65 | 170.65 | 0.0016494
2022-01-21 | 18 | 0 | 2022-01-21 | 18 | 249.13 | 2.34 | 251.47 | 0
2022-01-21 | 19 | 0 | 2022-01-21 | 19 | 210.1 | 1.54 | 211.64 | 0
2022-01-21 | 20 | 0 | 2022-01-21 | 20 | 203.15 | 1.56 | 204.71 | 0
2022-01-21 | 21 | 0 | 2022-01-21 | 21 | 231.36 | 1.52 | 232.88 | 0
2022-01-21 | 22 | 0 | 2022-01-21 | 22 | 172.31 | 1.56 | 173.87 | 0
2022-01-21 | 23 | 0 | 2022-01-21 | 23 | 145.06 | 2.18 | 147.24 | 0
2022-01-21 | 24 | 0 | 2022-01-21 | 24 | 200.77 | 1.61 | 202.38 | 0
2022-01-22 | 1 | 0 | 2022-01-22 | 1 | 200.36 | 1.43 | 201.79 | 0
2022-01-22 | 2 | 0 | 2022-01-22 | 2 | 181.6 | 1.47 | 183.07 | 0
2022-01-22 | 3 | 0 | 2022-01-22 | 3 | 197.88 | 1.45 | 199.33 | 0
2022-01-22 | 4 | 0 | 2022-01-22 | 4 | 228.99 | 1.39 | 230.38 | 0
2022-01-22 | 5 | 0 | 2022-01-22 | 5 | 211.36 | 1.47 | 212.83 | 0
2022-01-22 | 6 | 0 | 2022-01-22 | 6 | 215.92 | 1.28 | 217.2 | 0
2022-01-22 | 7 | 5 | 2022-01-22 | 7 | 225.8 | 1.81 | 227.61 | 5.0456e-06
2022-01-22 | 8 | 6200 | 2022-01-22 | 8 | 228.26 | 2.11 | 230.37 | 0.0063325
2022-01-22 | 9 | 48375 | 2022-01-22 | 9 | 205.44 | 1.82 | 207.26 | 0.044452
2022-01-22 | 10 | 103350 | 2022-01-22 | 10 | 152.15 | 1.69 | 153.84 | 0.070491
2022-01-22 | 11 | 128940 | 2022-01-22 | 11 | 179.59 | 1.32 | 180.91 | 0.10342
2022-01-22 | 12 | 138685 | 2022-01-22 | 12 | 140.88 | 1.37 | 142.25 | 0.087465
2022-01-22 | 13 | 136870 | 2022-01-22 | 13 | 142.85 | 1.33 | 144.18 | 0.087492
2022-01-22 | 14 | 121385 | 2022-01-22 | 14 | 138.31 | 1.37 | 139.68 | 0.075172
2022-01-22 | 15 | 92605 | 2022-01-22 | 15 | 142.54 | 1.31 | 143.85 | 0.059061
2022-01-22 | 16 | 27305 | 2022-01-22 | 16 | 165.55 | 1.48 | 167.03 | 0.02022
2022-01-22 | 17 | 2755 | 2022-01-22 | 17 | 252.58 | 1.77 | 254.35 | 0.0031068
2022-01-22 | 18 | 0 | 2022-01-22 | 18 | 289 | 2.59 | 291.59 | 0
2022-01-22 | 19 | 0 | 2022-01-22 | 19 | 186.54 | 1.65 | 188.19 | 0
2022-01-22 | 20 | 0 | 2022-01-22 | 20 | 175.51 | 1.85 | 177.36 | 0
2022-01-22 | 21 | 0 | 2022-01-22 | 21 | 162.01 | 1.73 | 163.74 | 0
2022-01-22 | 22 | 0 | 2022-01-22 | 22 | 147.1 | 1.41 | 148.51 | 0
2022-01-22 | 23 | 0 | 2022-01-22 | 23 | 179.27 | 2.23 | 181.5 | 0
2022-01-22 | 24 | 0 | 2022-01-22 | 24 | 194.41 | 1.87 | 196.28 | 0
2022-01-23 | 1 | 0 | 2022-01-23 | 1 | 153.97 | 1.46 | 155.43 | 0
2022-01-23 | 2 | 0 | 2022-01-23 | 2 | 164.05 | 1.07 | 165.12 | 0
2022-01-23 | 3 | 0 | 2022-01-23 | 3 | 142.06 | 1.11 | 143.17 | 0
2022-01-23 | 4 | 0 | 2022-01-23 | 4 | 149 | 1.01 | 150.01 | 0
2022-01-23 | 5 | 0 | 2022-01-23 | 5 | 160.11 | 0.85 | 160.96 | 0
2022-01-23 | 6 | 0 | 2022-01-23 | 6 | 146.3 | 0.81 | 147.11 | 0
2022-01-23 | 7 | 5 | 2022-01-23 | 7 | 159.65 | 1.62 | 161.27 | 3.575e-06
2022-01-23 | 8 | 2195 | 2022-01-23 | 8 | 140.24 | 1.31 | 141.55 | 0.0013775
2022-01-23 | 9 | 11560 | 2022-01-23 | 9 | 144 | 1.17 | 145.17 | 0.0074403
2022-01-23 | 10 | 26575 | 2022-01-23 | 10 | 167.9 | 2.06 | 169.96 | 0.020025
2022-01-23 | 11 | 69005 | 2022-01-23 | 11 | 146.74 | 1.26 | 148 | 0.045279
2022-01-23 | 12 | 93145 | 2022-01-23 | 12 | 137.2 | 0.97 | 138.17 | 0.05706
2022-01-23 | 13 | 97555 | 2022-01-23 | 13 | 134.96 | 0.9 | 135.86 | 0.058762
2022-01-23 | 14 | 71355 | 2022-01-23 | 14 | 136.13 | 0.89 | 137.02 | 0.043347
2022-01-23 | 15 | 53255 | 2022-01-23 | 15 | 136.66 | 0.89 | 137.55 | 0.032477
2022-01-23 | 16 | 16340 | 2022-01-23 | 16 | 155.2 | 1.84 | 157.04 | 0.011377
2022-01-23 | 17 | 2250 | 2022-01-23 | 17 | 171.05 | 1.22 | 172.27 | 0.0017185
2022-01-23 | 18 | 0 | 2022-01-23 | 18 | 201.74 | 1.32 | 203.06 | 0
2022-01-23 | 19 | 0 | 2022-01-23 | 19 | 170.6 | 1.07 | 171.67 | 0
2022-01-23 | 20 | 0 | 2022-01-23 | 20 | 163.83 | 1.09 | 164.92 | 0
2022-01-23 | 21 | 0 | 2022-01-23 | 21 | 157.1 | 0.91 | 158.01 | 0
2022-01-23 | 22 | 0 | 2022-01-23 | 22 | 139.58 | 0.89 | 140.47 | 0
2022-01-23 | 23 | 0 | 2022-01-23 | 23 | 135.12 | 1.26 | 136.38 | 0
2022-01-23 | 24 | 0 | 2022-01-23 | 24 | 134.26 | 2.23 | 136.49 | 0
2022-01-24 | 1 | 0 | 2022-01-24 | 1 | 141.46 | 0.78 | 142.24 | 0
2022-01-24 | 2 | 0 | 2022-01-24 | 2 | 134.56 | 0.81 | 135.37 | 0
2022-01-24 | 3 | 0 | 2022-01-24 | 3 | 134.73 | 0.87 | 135.6 | 0
2022-01-24 | 4 | 0 | 2022-01-24 | 4 | 134.79 | 0.86 | 135.65 | 0
2022-01-24 | 5 | 0 | 2022-01-24 | 5 | 123.37 | 0.76 | 124.13 | 0
2022-01-24 | 6 | 0 | 2022-01-24 | 6 | 173.15 | 2.52 | 175.67 | 0
2022-01-24 | 7 | 0 | 2022-01-24 | 7 | 273.94 | 3.09 | 277.03 | 0
2022-01-24 | 8 | 7805 | 2022-01-24 | 8 | 264.8 | 3.32 | 268.12 | 0.0092781
2022-01-24 | 9 | 46385 | 2022-01-24 | 9 | 163.17 | 1.2 | 164.37 | 0.033803
2022-01-24 | 10 | 96520 | 2022-01-24 | 10 | 161.79 | 1.06 | 162.85 | 0.069688
2022-01-24 | 11 | 80925 | 2022-01-24 | 11 | 141.66 | 1.22 | 142.88 | 0.051264
2022-01-24 | 12 | 125170 | 2022-01-24 | 12 | 136.4 | 1.08 | 137.48 | 0.076295
2022-01-24 | 13 | 131170 | 2022-01-24 | 13 | 116.18 | 1.24 | 117.42 | 0.068286
2022-01-24 | 14 | 116895 | 2022-01-24 | 14 | 109.94 | 1.03 | 110.97 | 0.057512
2022-01-24 | 15 | 88935 | 2022-01-24 | 15 | 128.21 | 0.81 | 129.02 | 0.050873
2022-01-24 | 16 | 29050 | 2022-01-24 | 16 | 145.8 | 1.75 | 147.55 | 0.019004
2022-01-24 | 17 | 2895 | 2022-01-24 | 17 | 147.42 | 1.46 | 148.88 | 0.0019109
2022-01-24 | 18 | 0 | 2022-01-24 | 18 | 156.97 | 0.95 | 157.92 | 0
2022-01-24 | 19 | 0 | 2022-01-24 | 19 | 156.57 | 0.99 | 157.56 | 0
2022-01-24 | 20 | 0 | 2022-01-24 | 20 | 140.35 | 1.1 | 141.45 | 0
2022-01-24 | 21 | 0 | 2022-01-24 | 21 | 145.66 | 1 | 146.66 | 0
2022-01-24 | 22 | 0 | 2022-01-24 | 22 | 125.7 | 1.03 | 126.73 | 0
2022-01-24 | 23 | 0 | 2022-01-24 | 23 | 127.97 | 2.01 | 129.98 | 0
2022-01-24 | 24 | 0 | 2022-01-24 | 24 | 131.44 | 3.29 | 134.73 | 0
2022-01-25 | 1 | 0 | 2022-01-25 | 1 | 131.48 | 0.76 | 132.24 | 0
2022-01-25 | 2 | 0 | 2022-01-25 | 2 | 131.17 | 0.96 | 132.13 | 0
2022-01-25 | 3 | 0 | 2022-01-25 | 3 | 142.9 | 0.88 | 143.78 | 0
2022-01-25 | 4 | 0 | 2022-01-25 | 4 | 147.2 | 0.67 | 147.87 | 0
2022-01-25 | 5 | 0 | 2022-01-25 | 5 | 140.89 | 0.95 | 141.84 | 0
2022-01-25 | 6 | 0 | 2022-01-25 | 6 | 136.58 | 1.51 | 138.09 | 0
2022-01-25 | 7 | 0 | 2022-01-25 | 7 | 162.97 | 1.64 | 164.61 | 0
2022-01-25 | 8 | 10 | 2022-01-25 | 8 | 199.29 | 1.71 | 201 | 8.9115e-06
2022-01-25 | 9 | 2285 | 2022-01-25 | 9 | 228.13 | 2.05 | 230.18 | 0.0023319
2022-01-25 | 10 | 7640 | 2022-01-25 | 10 | 208.23 | 1.92 | 210.15 | 0.0071183
2022-01-25 | 11 | 37800 | 2022-01-25 | 11 | 204.01 | 2.48 | 206.49 | 0.034606
2022-01-25 | 12 | 84390 | 2022-01-25 | 12 | 159.5 | 1.65 | 161.15 | 0.060294
2022-01-25 | 13 | 98310 | 2022-01-25 | 13 | 135.6 | 1.38 | 136.98 | 0.059705
2022-01-25 | 14 | 41620 | 2022-01-25 | 14 | 136.32 | 1.09 | 137.41 | 0.025356
2022-01-25 | 15 | 60065 | 2022-01-25 | 15 | 136.35 | 1.41 | 137.76 | 0.036686
2022-01-25 | 16 | 30235 | 2022-01-25 | 16 | 140.49 | 1.34 | 141.83 | 0.019012
2022-01-25 | 17 | 3195 | 2022-01-25 | 17 | 152.57 | 1.17 | 153.74 | 0.0021778
2022-01-25 | 18 | 0 | 2022-01-25 | 18 | 186.21 | 1.48 | 187.69 | 0
2022-01-25 | 19 | 0 | 2022-01-25 | 19 | 167.21 | 1.15 | 168.36 | 0
2022-01-25 | 20 | 0 | 2022-01-25 | 20 | 154.96 | 1.21 | 156.17 | 0
2022-01-25 | 21 | 0 | 2022-01-25 | 21 | 147.98 | 1.35 | 149.33 | 0
2022-01-25 | 22 | 0 | 2022-01-25 | 22 | 142.66 | 1.47 | 144.13 | 0
2022-01-25 | 23 | 0 | 2022-01-25 | 23 | 118.51 | 1.4 | 119.91 | 0
2022-01-25 | 24 | 0 | 2022-01-25 | 24 | 123.54 | 1.39 | 124.93 | 0
2022-01-26 | 1 | 0 | 2022-01-26 | 1 | 127.05 | 1.23 | 128.28 | 0
2022-01-26 | 2 | 0 | 2022-01-26 | 2 | 136.49 | 1.15 | 137.64 | 0
2022-01-26 | 3 | 0 | 2022-01-26 | 3 | 140.22 | 0.91 | 141.13 | 0
2022-01-26 | 4 | 0 | 2022-01-26 | 4 | 156.16 | 0.97 | 157.13 | 0
2022-01-26 | 5 | 0 | 2022-01-26 | 5 | 127 | 1.18 | 128.18 | 0
2022-01-26 | 6 | 0 | 2022-01-26 | 6 | 120.09 | 1.4 | 121.49 | 0
2022-01-26 | 7 | 0 | 2022-01-26 | 7 | 160.09 | 1.92 | 162.01 | 0
2022-01-26 | 8 | 8750 | 2022-01-26 | 8 | 214.38 | 2.46 | 216.84 | 0.0084121
2022-01-26 | 9 | 51825 | 2022-01-26 | 9 | 144.9 | 2.47 | 147.37 | 0.033861
2022-01-26 | 10 | 102125 | 2022-01-26 | 10 | 101.48 | 1.4 | 102.88 | 0.046582
2022-01-26 | 11 | 128400 | 2022-01-26 | 11 | 127.46 | 2.34 | 129.8 | 0.073891
2022-01-26 | 12 | 141245 | 2022-01-26 | 12 | 121.49 | 1.24 | 122.73 | 0.076856
2022-01-26 | 13 | 140525 | 2022-01-26 | 13 | 121.1 | 1.2 | 122.3 | 0.076196
2022-01-26 | 14 | 126210 | 2022-01-26 | 14 | 112.85 | 1.14 | 113.99 | 0.063785
2022-01-26 | 15 | 96775 | 2022-01-26 | 15 | 127.34 | 1.22 | 128.56 | 0.05516
2022-01-26 | 16 | 36060 | 2022-01-26 | 16 | 140.13 | 1.31 | 141.44 | 0.022613
2022-01-26 | 17 | 3770 | 2022-01-26 | 17 | 153.79 | 1.25 | 155.04 | 0.0025914
2022-01-26 | 18 | 0 | 2022-01-26 | 18 | 213.66 | 1.34 | 215 | 0
2022-01-26 | 19 | 0 | 2022-01-26 | 19 | 181.57 | 1.24 | 182.81 | 0
2022-01-26 | 20 | 0 | 2022-01-26 | 20 | 182.06 | 1.23 | 183.29 | 0
2022-01-26 | 21 | 0 | 2022-01-26 | 21 | 164.05 | 1.32 | 165.37 | 0
2022-01-26 | 22 | 0 | 2022-01-26 | 22 | 149.16 | 1.21 | 150.37 | 0
2022-01-26 | 23 | 0 | 2022-01-26 | 23 | 141.08 | 1.54 | 142.62 | 0
2022-01-26 | 24 | 0 | 2022-01-26 | 24 | 136.62 | 1.62 | 138.24 | 0
2022-01-27 | 1 | 0 | 2022-01-27 | 1 | 136.74 | 1.69 | 138.43 | 0
2022-01-27 | 2 | 0 | 2022-01-27 | 2 | 147.27 | 1.44 | 148.71 | 0
2022-01-27 | 3 | 0 | 2022-01-27 | 3 | 163.43 | 1.6 | 165.03 | 0
2022-01-27 | 4 | 0 | 2022-01-27 | 4 | 163.65 | 1.52 | 165.17 | 0
2022-01-27 | 5 | 0 | 2022-01-27 | 5 | 166.28 | 1.46 | 167.74 | 0
2022-01-27 | 6 | 0 | 2022-01-27 | 6 | 211.64 | 2.1 | 213.74 | 0
2022-01-27 | 7 | 0 | 2022-01-27 | 7 | 233.62 | 2.25 | 235.87 | 0
2022-01-27 | 8 | 9770 | 2022-01-27 | 8 | 302.7 | 3.23 | 305.93 | 0.013252
2022-01-27 | 9 | 54715 | 2022-01-27 | 9 | 202.21 | 2.06 | 204.27 | 0.049553
2022-01-27 | 10 | 91610 | 2022-01-27 | 10 | 161.08 | 1.9 | 162.98 | 0.066196
2022-01-27 | 11 | 114320 | 2022-01-27 | 11 | 148.5 | 1.89 | 150.39 | 0.076225
2022-01-27 | 12 | 117720 | 2022-01-27 | 12 | 151.36 | 2.33 | 153.69 | 0.080214
2022-01-27 | 13 | 104395 | 2022-01-27 | 13 | 148.46 | 1.84 | 150.3 | 0.069565
2022-01-27 | 14 | 83465 | 2022-01-27 | 14 | 143.52 | 1.72 | 145.24 | 0.053746
2022-01-27 | 15 | 92130 | 2022-01-27 | 15 | 139.97 | 1.67 | 141.64 | 0.057855
2022-01-27 | 16 | 37810 | 2022-01-27 | 16 | 156.01 | 1.71 | 157.72 | 0.026439
2022-01-27 | 17 | 4250 | 2022-01-27 | 17 | 193.16 | 1.83 | 194.99 | 0.0036741
2022-01-27 | 18 | 0 | 2022-01-27 | 18 | 259.71 | 1.86 | 261.57 | 0
2022-01-27 | 19 | 0 | 2022-01-27 | 19 | 243.84 | 2.1 | 245.94 | 0
2022-01-27 | 20 | 0 | 2022-01-27 | 20 | 238.18 | 2.55 | 240.73 | 0
2022-01-27 | 21 | 0 | 2022-01-27 | 21 | 220.03 | 3.28 | 223.31 | 0
2022-01-27 | 22 | 0 | 2022-01-27 | 22 | 163.81 | 2.2 | 166.01 | 0
2022-01-27 | 23 | 0 | 2022-01-27 | 23 | 153.92 | 2.04 | 155.96 | 0
2022-01-27 | 24 | 0 | 2022-01-27 | 24 | 145.39 | 1.88 | 147.27 | 0
2022-01-28 | 1 | 0 | 2022-01-28 | 1 | 172.86 | 1.39 | 174.25 | 0
2022-01-28 | 2 | 0 | 2022-01-28 | 2 | 172 | 1.41 | 173.41 | 0
2022-01-28 | 3 | 0 | 2022-01-28 | 3 | 168 | 1.43 | 169.43 | 0
2022-01-28 | 4 | 0 | 2022-01-28 | 4 | 196.3 | 1.29 | 197.59 | 0
2022-01-28 | 5 | 0 | 2022-01-28 | 5 | 203.33 | 1.46 | 204.79 | 0
2022-01-28 | 6 | 0 | 2022-01-28 | 6 | 212.77 | 2.08 | 214.85 | 0
2022-01-28 | 7 | 5 | 2022-01-28 | 7 | 266.06 | 2.91 | 268.97 | 5.9625e-06
2022-01-28 | 8 | 2190 | 2022-01-28 | 8 | 303.24 | 5.07 | 308.31 | 0.0029935
2022-01-28 | 9 | 8995 | 2022-01-28 | 9 | 319.91 | 3.13 | 323.04 | 0.012883
2022-01-28 | 10 | 25270 | 2022-01-28 | 10 | 314.87 | 4.05 | 318.92 | 0.035731
2022-01-28 | 11 | 29620 | 2022-01-28 | 11 | 339.3 | 2.98 | 342.28 | 0.044949
2022-01-28 | 12 | 32020 | 2022-01-28 | 12 | 231.04 | 1.92 | 232.96 | 0.033072
2022-01-28 | 13 | 58360 | 2022-01-28 | 13 | 219.27 | 2.36 | 221.63 | 0.057345
2022-01-28 | 14 | 31075 | 2022-01-28 | 14 | 225.92 | 1.93 | 227.85 | 0.031392
2022-01-28 | 15 | 22005 | 2022-01-28 | 15 | 193.89 | 1.81 | 195.7 | 0.019093
2022-01-28 | 16 | 12620 | 2022-01-28 | 16 | 190.86 | 1.82 | 192.68 | 0.010781
2022-01-28 | 17 | 3995 | 2022-01-28 | 17 | 223.29 | 2.14 | 225.43 | 0.0039929
2022-01-28 | 18 | 0 | 2022-01-28 | 18 | 291.19 | 3.27 | 294.46 | 0
2022-01-28 | 19 | 0 | 2022-01-28 | 19 | 240.42 | 2.35 | 242.77 | 0
2022-01-28 | 20 | 0 | 2022-01-28 | 20 | 220.56 | 2.12 | 222.68 | 0
2022-01-28 | 21 | 0 | 2022-01-28 | 21 | 188.32 | 1.99 | 190.31 | 0
2022-01-28 | 22 | 0 | 2022-01-28 | 22 | 153.63 | 2 | 155.63 | 0
2022-01-28 | 23 | 0 | 2022-01-28 | 23 | 138.37 | 2.14 | 140.51 | 0
2022-01-28 | 24 | 0 | 2022-01-28 | 24 | 173.37 | 2.17 | 175.54 | 0
2022-01-29 | 1 | 0 | 2022-01-29 | 1 | 145.63 | 0.83 | 146.46 | 0
2022-01-29 | 2 | 0 | 2022-01-29 | 2 | 152.03 | 0.45 | 152.48 | 0
2022-01-29 | 3 | 0 | 2022-01-29 | 3 | 152.5 | 0.81 | 153.31 | 0
2022-01-29 | 4 | 0 | 2022-01-29 | 4 | 150.28 | 0.83 | 151.11 | 0
2022-01-29 | 5 | 0 | 2022-01-29 | 5 | 152.6 | 0.49 | 153.09 | 0
2022-01-29 | 6 | 0 | 2022-01-29 | 6 | 145.8 | 0.45 | 146.25 | 0
2022-01-29 | 7 | 0 | 2022-01-29 | 7 | 129.45 | 0.8 | 130.25 | 0
2022-01-29 | 8 | 0 | 2022-01-29 | 8 | 115.35 | 0.73 | 116.08 | 0
2022-01-29 | 9 | 510 | 2022-01-29 | 9 | 117.98 | 0.74 | 118.72 | 0.00026844
2022-01-29 | 10 | 1000 | 2022-01-29 | 10 | 191.16 | 0.69 | 191.85 | 0.00085058
2022-01-29 | 11 | 0 | 2022-01-29 | 11 | 284.66 | 0.67 | 285.33 | 0
2022-01-29 | 12 | 500 | 2022-01-29 | 12 | 285.85 | 0.72 | 286.57 | 0.00063527
2022-01-29 | 13 | 505 | 2022-01-29 | 13 | 302.67 | 0.88 | 303.55 | 0.00067964
2022-01-29 | 14 | 500 | 2022-01-29 | 14 | 259.07 | 0.9 | 259.97 | 0.0005763
2022-01-29 | 15 | 1000 | 2022-01-29 | 15 | 189.75 | 0.6 | 190.35 | 0.00084393
2022-01-29 | 16 | 0 | 2022-01-29 | 16 | 180.9 | 0.57 | 181.47 | 0
2022-01-29 | 17 | 0 | 2022-01-29 | 17 | 194.59 | 0.6 | 195.19 | 0
2022-01-29 | 18 | 0 | 2022-01-29 | 18 | 248.37 | 0.85 | 249.22 | 0
2022-01-29 | 19 | 0 | 2022-01-29 | 19 | 273.75 | 1.44 | 275.19 | 0
2022-01-29 | 20 | 0 | 2022-01-29 | 20 | 203.63 | 0.88 | 204.51 | 0
2022-01-29 | 21 | 0 | 2022-01-29 | 21 | 186.6 | 0.64 | 187.24 | 0
2022-01-29 | 22 | 0 | 2022-01-29 | 22 | 175.75 | 0.72 | 176.47 | 0
2022-01-29 | 23 | 0 | 2022-01-29 | 23 | 163.3 | 1 | 164.3 | 0
2022-01-29 | 24 | 0 | 2022-01-29 | 24 | 190.78 | 1.73 | 192.51 | 0
2022-01-30 | 1 | 0 | 2022-01-30 | 1 | 170.63 | 1.63 | 172.26 | 0
2022-01-30 | 2 | 0 | 2022-01-30 | 2 | 175.06 | 1.17 | 176.23 | 0
2022-01-30 | 3 | 0 | 2022-01-30 | 3 | 174.81 | 1.07 | 175.88 | 0
2022-01-30 | 4 | 0 | 2022-01-30 | 4 | 191.09 | 1.24 | 192.33 | 0
2022-01-30 | 5 | 0 | 2022-01-30 | 5 | 195.41 | 1.23 | 196.64 | 0
2022-01-30 | 6 | 0 | 2022-01-30 | 6 | 197.87 | 1.41 | 199.28 | 0
2022-01-30 | 7 | 0 | 2022-01-30 | 7 | 176.06 | 1.92 | 177.98 | 0
2022-01-30 | 8 | 0 | 2022-01-30 | 8 | 156.67 | 1.5 | 158.17 | 0
2022-01-30 | 9 | 1020 | 2022-01-30 | 9 | 166.67 | 1.37 | 168.04 | 0.00075992
2022-01-30 | 10 | 2145 | 2022-01-30 | 10 | 152.01 | 1.3 | 153.31 | 0.001458
2022-01-30 | 11 | 3240 | 2022-01-30 | 11 | 169.31 | 0.94 | 170.25 | 0.0024456
2022-01-30 | 12 | 3815 | 2022-01-30 | 12 | 163.53 | 1.26 | 164.79 | 0.0027873
2022-01-30 | 13 | 4580 | 2022-01-30 | 13 | 152.43 | 0.87 | 153.3 | 0.0031129
2022-01-30 | 14 | 5240 | 2022-01-30 | 14 | 150.65 | 1.23 | 151.88 | 0.0035285
2022-01-30 | 15 | 5830 | 2022-01-30 | 15 | 166.08 | 0.8 | 166.88 | 0.0043135
2022-01-30 | 16 | 4065 | 2022-01-30 | 16 | 187.98 | 0.62 | 188.6 | 0.003399
2022-01-30 | 17 | 515 | 2022-01-30 | 17 | 202.98 | 0.82 | 203.8 | 0.00046534
2022-01-30 | 18 | 0 | 2022-01-30 | 18 | 250.35 | 0.91 | 251.26 | 0
2022-01-30 | 19 | 0 | 2022-01-30 | 19 | 258.98 | 0.76 | 259.74 | 0
2022-01-30 | 20 | 0 | 2022-01-30 | 20 | 233.57 | 0.9 | 234.47 | 0
2022-01-30 | 21 | 0 | 2022-01-30 | 21 | 172.88 | 0.76 | 173.64 | 0
2022-01-30 | 22 | 0 | 2022-01-30 | 22 | 165.15 | 0.77 | 165.92 | 0
2022-01-30 | 23 | 0 | 2022-01-30 | 23 | 158.81 | 1.82 | 160.63 | 0
2022-01-30 | 24 | 0 | 2022-01-30 | 24 | 146.81 | 1.57 | 148.38 | 0
2022-01-31 | 1 | 0 | 2022-01-31 | 1 | 173.14 | 1.69 | 174.83 | 0
2022-01-31 | 2 | 0 | 2022-01-31 | 2 | 161.32 | 1.28 | 162.6 | 0
2022-01-31 | 3 | 0 | 2022-01-31 | 3 | 157.86 | 1.67 | 159.53 | 0
2022-01-31 | 4 | 0 | 2022-01-31 | 4 | 152.58 | 1.68 | 154.26 | 0
2022-01-31 | 5 | 0 | 2022-01-31 | 5 | 221.15 | 2 | 223.15 | 0
2022-01-31 | 6 | 0 | 2022-01-31 | 6 | 211.94 | 2.15 | 214.09 | 0
2022-01-31 | 7 | 0 | 2022-01-31 | 7 | 285.31 | 3.18 | 288.49 | 0
2022-01-31 | 8 | 1025 | 2022-01-31 | 8 | 352.67 | 3.01 | 355.68 | 0.0016164
2022-01-31 | 9 | 5090 | 2022-01-31 | 9 | 287.17 | 2.19 | 289.36 | 0.00653
2022-01-31 | 10 | 10340 | 2022-01-31 | 10 | 216.36 | 1.9 | 218.26 | 0.010006
2022-01-31 | 11 | 18420 | 2022-01-31 | 11 | 233.56 | 1.96 | 235.52 | 0.019234
2022-01-31 | 12 | 28725 | 2022-01-31 | 12 | 186.06 | 1.52 | 187.58 | 0.023889
2022-01-31 | 13 | 37765 | 2022-01-31 | 13 | 163.17 | 1.69 | 164.86 | 0.027603
2022-01-31 | 14 | 50035 | 2022-01-31 | 14 | 161.42 | 1.73 | 163.15 | 0.036192
2022-01-31 | 15 | 44915 | 2022-01-31 | 15 | 161.21 | 1.78 | 162.99 | 0.032457
2022-01-31 | 16 | 22560 | 2022-01-31 | 16 | 167.35 | 1.54 | 168.89 | 0.016893
2022-01-31 | 17 | 2865 | 2022-01-31 | 17 | 240.13 | 1.82 | 241.95 | 0.0030733
2022-01-31 | 18 | 0 | 2022-01-31 | 18 | 294.01 | 2.7 | 296.71 | 0
2022-01-31 | 19 | 0 | 2022-01-31 | 19 | 308.99 | 2.31 | 311.3 | 0
2022-01-31 | 20 | 0 | 2022-01-31 | 20 | 298.61 | 2.18 | 300.79 | 0
2022-01-31 | 21 | 0 | 2022-01-31 | 21 | 266.56 | 2.04 | 268.6 | 0
2022-01-31 | 22 | 0 | 2022-01-31 | 22 | 253.85 | 3.25 | 257.1 | 0
2022-01-31 | 23 | 0 | 2022-01-31 | 23 | 191.9 | 2.76 | 194.66 | 0
2022-01-31 | 24 | 0 | 2022-01-31 | 24 | 191.2 | 2.27 | 193.47 | 0
2022-02-01 | 1 | 0 | 2022-02-01 | 1 | 206.82 | 1.34 | 208.16 | 0
2022-02-01 | 2 | 0 | 2022-02-01 | 2 | 219.03 | 1.08 | 220.11 | 0
2022-02-01 | 3 | 0 | 2022-02-01 | 3 | 224.2 | 1.53 | 225.73 | 0
2022-02-01 | 4 | 0 | 2022-02-01 | 4 | 257.24 | 1.13 | 258.37 | 0
2022-02-01 | 5 | 0 | 2022-02-01 | 5 | 222.86 | 1.48 | 224.34 | 0
2022-02-01 | 6 | 0 | 2022-02-01 | 6 | 293.12 | 2.37 | 295.49 | 0
2022-02-01 | 7 | 5 | 2022-02-01 | 7 | 309.32 | 2.66 | 311.98 | 6.9159e-06
2022-02-01 | 8 | 4845 | 2022-02-01 | 8 | 330.74 | 3.58 | 334.32 | 0.0071814
2022-02-01 | 9 | 27910 | 2022-02-01 | 9 | 232.15 | 2.17 | 234.32 | 0.028995
2022-02-01 | 10 | 49815 | 2022-02-01 | 10 | 169.43 | 2.12 | 171.55 | 0.037888
2022-02-01 | 11 | 54205 | 2022-02-01 | 11 | 164.14 | 1.45 | 165.59 | 0.039795
2022-02-01 | 12 | 34710 | 2022-02-01 | 12 | 190.82 | 1.49 | 192.31 | 0.029595
2022-02-01 | 13 | 24550 | 2022-02-01 | 13 | 237.29 | 1.7 | 238.99 | 0.026013
2022-02-01 | 14 | 12800 | 2022-02-01 | 14 | 189.4 | 1.63 | 191.03 | 0.010841
2022-02-01 | 15 | 6795 | 2022-02-01 | 15 | 215.46 | 1.39 | 216.85 | 0.0065329
2022-02-01 | 16 | 3890 | 2022-02-01 | 16 | 268.31 | 2.38 | 270.69 | 0.0046685
2022-02-01 | 17 | 600 | 2022-02-01 | 17 | 324.93 | 2.49 | 327.42 | 0.00087099
2022-02-01 | 18 | 0 | 2022-02-01 | 18 | 338.42 | 2.06 | 340.48 | 0
2022-02-01 | 19 | 0 | 2022-02-01 | 19 | 351.86 | 2.96 | 354.82 | 0
2022-02-01 | 20 | 0 | 2022-02-01 | 20 | 292.54 | 2.71 | 295.25 | 0
2022-02-01 | 21 | 0 | 2022-02-01 | 21 | 182.93 | 2.03 | 184.96 | 0
2022-02-01 | 22 | 0 | 2022-02-01 | 22 | 201.08 | 2.41 | 203.49 | 0
2022-02-01 | 23 | 0 | 2022-02-01 | 23 | 171.17 | 2.21 | 173.38 | 0
2022-02-01 | 24 | 0 | 2022-02-01 | 24 | 163.62 | 1.6 | 165.22 | 0
2022-02-02 | 1 | 0 | 2022-02-02 | 1 | 181.08 | 1.07 | 182.15 | 0
2022-02-02 | 2 | 0 | 2022-02-02 | 2 | 193.52 | 0.86 | 194.38 | 0
2022-02-02 | 3 | 0 | 2022-02-02 | 3 | 196.6 | 0.89 | 197.49 | 0
2022-02-02 | 4 | 0 | 2022-02-02 | 4 | 197.56 | 0.88 | 198.44 | 0
2022-02-02 | 5 | 0 | 2022-02-02 | 5 | 181.24 | 0.95 | 182.19 | 0
2022-02-02 | 6 | 0 | 2022-02-02 | 6 | 181.68 | 1.64 | 183.32 | 0
2022-02-02 | 7 | 0 | 2022-02-02 | 7 | 184.82 | 2.13 | 186.95 | 0
2022-02-02 | 8 | 1235 | 2022-02-02 | 8 | 211.09 | 2.95 | 214.04 | 0.001172
2022-02-02 | 9 | 6340 | 2022-02-02 | 9 | 199.76 | 1.8 | 201.56 | 0.0056656
2022-02-02 | 10 | 14015 | 2022-02-02 | 10 | 169.52 | 1.42 | 170.94 | 0.010622
2022-02-02 | 11 | 27115 | 2022-02-02 | 11 | 147.8 | 2.06 | 149.86 | 0.018016
2022-02-02 | 12 | 26145 | 2022-02-02 | 12 | 115.28 | 1.32 | 116.6 | 0.013516
2022-02-02 | 13 | 17905 | 2022-02-02 | 13 | 117.33 | 1.19 | 118.52 | 0.0094085
2022-02-02 | 14 | 19665 | 2022-02-02 | 14 | 113.92 | 1.33 | 115.25 | 0.010048
2022-02-02 | 15 | 24250 | 2022-02-02 | 15 | 106.76 | 1.31 | 108.07 | 0.011619
2022-02-02 | 16 | 25420 | 2022-02-02 | 16 | 116.55 | 1.19 | 117.74 | 0.013269
2022-02-02 | 17 | 3435 | 2022-02-02 | 17 | 126.2 | 1.27 | 127.47 | 0.0019413
2022-02-02 | 18 | 0 | 2022-02-02 | 18 | 148.1 | 1.43 | 149.53 | 0
2022-02-02 | 19 | 0 | 2022-02-02 | 19 | 148.85 | 1.38 | 150.23 | 0
2022-02-02 | 20 | 0 | 2022-02-02 | 20 | 146.11 | 1.33 | 147.44 | 0
2022-02-02 | 21 | 0 | 2022-02-02 | 21 | 123.72 | 1.41 | 125.13 | 0
2022-02-02 | 22 | 0 | 2022-02-02 | 22 | 113.16 | 1.19 | 114.35 | 0
2022-02-02 | 23 | 0 | 2022-02-02 | 23 | 111.42 | 1.62 | 113.04 | 0
2022-02-02 | 24 | 0 | 2022-02-02 | 24 | 93.96 | 2.83 | 96.79 | 0
2022-02-03 | 1 | 0 | 2022-02-03 | 1 | 87.38 | 1.24 | 88.62 | 0
2022-02-03 | 2 | 0 | 2022-02-03 | 2 | 82.21 | 1.09 | 83.3 | 0
2022-02-03 | 3 | 0 | 2022-02-03 | 3 | 71.57 | 1.11 | 72.68 | 0
2022-02-03 | 4 | 0 | 2022-02-03 | 4 | 63.43 | 1.09 | 64.52 | 0
2022-02-03 | 5 | 0 | 2022-02-03 | 5 | 71.98 | 1.14 | 73.12 | 0
2022-02-03 | 6 | 0 | 2022-02-03 | 6 | 82.92 | 1.4 | 84.32 | 0
2022-02-03 | 7 | 5 | 2022-02-03 | 7 | 118.36 | 1.87 | 120.23 | 2.6652e-06
2022-02-03 | 8 | 1760 | 2022-02-03 | 8 | 194.06 | 2.86 | 196.92 | 0.0015366
2022-02-03 | 9 | 9845 | 2022-02-03 | 9 | 183.41 | 2.24 | 185.65 | 0.0081034
2022-02-03 | 10 | 17415 | 2022-02-03 | 10 | 127.98 | 1.57 | 129.55 | 0.010003
2022-02-03 | 11 | 36090 | 2022-02-03 | 11 | 141.42 | 1.6 | 143.02 | 0.022884
2022-02-03 | 12 | 44715 | 2022-02-03 | 12 | 125.71 | 1.42 | 127.13 | 0.025203
2022-02-03 | 13 | 45760 | 2022-02-03 | 13 | 140.08 | 1.46 | 141.54 | 0.028716
2022-02-03 | 14 | 29070 | 2022-02-03 | 14 | 159.56 | 1.8 | 161.36 | 0.020797
2022-02-03 | 15 | 15270 | 2022-02-03 | 15 | 155.69 | 1.64 | 157.33 | 0.010651
2022-02-03 | 16 | 8120 | 2022-02-03 | 16 | 168.05 | 1.6 | 169.65 | 0.0061075
2022-02-03 | 17 | 1125 | 2022-02-03 | 17 | 145.41 | 1.8 | 147.21 | 0.00073425
2022-02-03 | 18 | 0 | 2022-02-03 | 18 | 208.05 | 2.21 | 210.26 | 0
2022-02-03 | 19 | 0 | 2022-02-03 | 19 | 198.65 | 2.13 | 200.78 | 0
2022-02-03 | 20 | 0 | 2022-02-03 | 20 | 160.27 | 1.68 | 161.95 | 0
2022-02-03 | 21 | 0 | 2022-02-03 | 21 | 119.59 | 1.61 | 121.2 | 0
2022-02-03 | 22 | 0 | 2022-02-03 | 22 | 108.21 | 1.61 | 109.82 | 0
2022-02-03 | 23 | 0 | 2022-02-03 | 23 | 90.9 | 1.65 | 92.55 | 0
2022-02-03 | 24 | 0 | 2022-02-03 | 24 | 87.34 | 2.53 | 89.87 | 0
2022-02-04 | 1 | 0 | 2022-02-04 | 1 | 88.05 | 0.6 | 88.65 | 0
2022-02-04 | 2 | 0 | 2022-02-04 | 2 | 80.24 | 0.43 | 80.67 | 0
2022-02-04 | 3 | 0 | 2022-02-04 | 3 | 64.71 | 0.37 | 65.08 | 0
2022-02-04 | 4 | 0 | 2022-02-04 | 4 | 68.96 | 0.48 | 69.44 | 0
2022-02-04 | 5 | 0 | 2022-02-04 | 5 | 76.68 | 0.44 | 77.12 | 0
2022-02-04 | 6 | 0 | 2022-02-04 | 6 | 67.39 | 0.65 | 68.04 | 0
2022-02-04 | 7 | 5 | 2022-02-04 | 7 | 69.06 | 1.16 | 70.22 | 1.5566e-06
2022-02-04 | 8 | 0 | 2022-02-04 | 8 | 87.01 | 1.32 | 88.33 | 0
2022-02-04 | 9 | 530 | 2022-02-04 | 9 | 87.04 | 0.8 | 87.84 | 0.00020641
2022-02-04 | 10 | 1255 | 2022-02-04 | 10 | 89.17 | 0.78 | 89.95 | 0.00050049
2022-02-04 | 11 | 1785 | 2022-02-04 | 11 | 186.09 | 1.21 | 187.3 | 0.0014823
2022-02-04 | 12 | 1345 | 2022-02-04 | 12 | 214.28 | 1.28 | 215.56 | 0.0012854
2022-02-04 | 13 | 1370 | 2022-02-04 | 13 | 231.92 | 1.41 | 233.33 | 0.0014172
2022-02-04 | 14 | 690 | 2022-02-04 | 14 | 216.87 | 0.95 | 217.82 | 0.00066635
2022-02-04 | 15 | 155 | 2022-02-04 | 15 | 217.03 | 2.63 | 219.66 | 0.00015095
2022-02-04 | 16 | 95 | 2022-02-04 | 16 | 186.06 | 1.39 | 187.45 | 7.8952e-05
2022-02-04 | 17 | 5 | 2022-02-04 | 17 | 213.64 | 1.74 | 215.38 | 4.7745e-06
2022-02-04 | 18 | 0 | 2022-02-04 | 18 | 208.32 | 1.63 | 209.95 | 0
2022-02-04 | 19 | 0 | 2022-02-04 | 19 | 223.39 | 1.48 | 224.87 | 0
2022-02-04 | 20 | 0 | 2022-02-04 | 20 | 193.15 | 1.62 | 194.77 | 0
2022-02-04 | 21 | 0 | 2022-02-04 | 21 | 177.89 | 1.86 | 179.75 | 0
2022-02-04 | 22 | 0 | 2022-02-04 | 22 | 194.81 | 2.36 | 197.17 | 0
2022-02-04 | 23 | 0 | 2022-02-04 | 23 | 158.42 | 1.28 | 159.7 | 0
2022-02-04 | 24 | 0 | 2022-02-04 | 24 | 143.91 | 1.7 | 145.61 | 0
2022-02-05 | 1 | 0 | 2022-02-05 | 1 | 132.42 | 0.57 | 132.99 | 0
2022-02-05 | 2 | 0 | 2022-02-05 | 2 | 133.83 | 0.42 | 134.25 | 0
2022-02-05 | 3 | 0 | 2022-02-05 | 3 | 133.22 | 0.42 | 133.64 | 0
2022-02-05 | 4 | 0 | 2022-02-05 | 4 | 120.34 | 0.42 | 120.76 | 0
2022-02-05 | 5 | 0 | 2022-02-05 | 5 | 122.8 | 0.64 | 123.44 | 0
2022-02-05 | 6 | 0 | 2022-02-05 | 6 | 135.05 | 0.46 | 135.51 | 0
2022-02-05 | 7 | 0 | 2022-02-05 | 7 | 142.72 | 0.96 | 143.68 | 0
2022-02-05 | 8 | 20 | 2022-02-05 | 8 | 140.19 | 0.63 | 140.82 | 1.2487e-05
2022-02-05 | 9 | 1270 | 2022-02-05 | 9 | 169.55 | 1.06 | 170.61 | 0.00096065
2022-02-05 | 10 | 3010 | 2022-02-05 | 10 | 213.3 | 1.15 | 214.45 | 0.0028619
2022-02-05 | 11 | 6185 | 2022-02-05 | 11 | 212.52 | 0.8 | 213.32 | 0.0058496
2022-02-05 | 12 | 7960 | 2022-02-05 | 12 | 178.63 | 0.75 | 179.38 | 0.0063306
2022-02-05 | 13 | 9035 | 2022-02-05 | 13 | 142.34 | 0.78 | 143.12 | 0.005733
2022-02-05 | 14 | 8610 | 2022-02-05 | 14 | 127.17 | 0.63 | 127.8 | 0.0048785
2022-02-05 | 15 | 7410 | 2022-02-05 | 15 | 125.7 | 0.67 | 126.37 | 0.0041516
2022-02-05 | 16 | 3810 | 2022-02-05 | 16 | 128.02 | 0.55 | 128.57 | 0.0021718
2022-02-05 | 17 | 205 | 2022-02-05 | 17 | 140.97 | 0.54 | 141.51 | 0.00012862
2022-02-05 | 18 | 0 | 2022-02-05 | 18 | 173.89 | 0.73 | 174.62 | 0
2022-02-05 | 19 | 0 | 2022-02-05 | 19 | 166.68 | 1.04 | 167.72 | 0
2022-02-05 | 20 | 0 | 2022-02-05 | 20 | 190.59 | 1.59 | 192.18 | 0
2022-02-05 | 21 | 0 | 2022-02-05 | 21 | 146.93 | 0.7 | 147.63 | 0
2022-02-05 | 22 | 0 | 2022-02-05 | 22 | 144.52 | 1.35 | 145.87 | 0
2022-02-05 | 23 | 0 | 2022-02-05 | 23 | 142.96 | 0.99 | 143.95 | 0
2022-02-05 | 24 | 0 | 2022-02-05 | 24 | 160.99 | 3.19 | 164.18 | 0
2022-02-06 | 1 | 0 | 2022-02-06 | 1 | 174.55 | 2.64 | 177.19 | 0
2022-02-06 | 2 | 0 | 2022-02-06 | 2 | 131.64 | 1.48 | 133.12 | 0
2022-02-06 | 3 | 0 | 2022-02-06 | 3 | 130.73 | 1.05 | 131.78 | 0
2022-02-06 | 4 | 0 | 2022-02-06 | 4 | 131.49 | 1.02 | 132.51 | 0
2022-02-06 | 5 | 0 | 2022-02-06 | 5 | 131.08 | 1.02 | 132.1 | 0
2022-02-06 | 6 | 0 | 2022-02-06 | 6 | 131.15 | 1.02 | 132.17 | 0
2022-02-06 | 7 | 0 | 2022-02-06 | 7 | 193.5 | 1.68 | 195.18 | 0
2022-02-06 | 8 | 570 | 2022-02-06 | 8 | 209.56 | 1.86 | 211.42 | 0.00053429
2022-02-06 | 9 | 4270 | 2022-02-06 | 9 | 215.2 | 1.26 | 216.46 | 0.0040979
2022-02-06 | 10 | 6180 | 2022-02-06 | 10 | 197.1 | 1.48 | 198.58 | 0.005441
2022-02-06 | 11 | 11840 | 2022-02-06 | 11 | 153.07 | 1.46 | 154.53 | 0.0081118
2022-02-06 | 12 | 14315 | 2022-02-06 | 12 | 138.95 | 1.35 | 140.3 | 0.0089044
2022-02-06 | 13 | 17390 | 2022-02-06 | 13 | 136.44 | 1.37 | 137.81 | 0.010625
2022-02-06 | 14 | 17490 | 2022-02-06 | 14 | 124.13 | 1.33 | 125.46 | 0.0097286
2022-02-06 | 15 | 13980 | 2022-02-06 | 15 | 128.67 | 1.43 | 130.1 | 0.0080638
2022-02-06 | 16 | 7960 | 2022-02-06 | 16 | 129.52 | 1.25 | 130.77 | 0.004615
2022-02-06 | 17 | 855 | 2022-02-06 | 17 | 167.02 | 1.16 | 168.18 | 0.00063752
2022-02-06 | 18 | 0 | 2022-02-06 | 18 | 211.5 | 1.21 | 212.71 | 0
2022-02-06 | 19 | 0 | 2022-02-06 | 19 | 230.23 | 1.98 | 232.21 | 0
2022-02-06 | 20 | 0 | 2022-02-06 | 20 | 226.9 | 1.63 | 228.53 | 0
2022-02-06 | 21 | 0 | 2022-02-06 | 21 | 203.21 | 2.22 | 205.43 | 0
2022-02-06 | 22 | 0 | 2022-02-06 | 22 | 144.98 | 1.55 | 146.53 | 0
2022-02-06 | 23 | 0 | 2022-02-06 | 23 | 121.95 | 1.35 | 123.3 | 0
2022-02-06 | 24 | 0 | 2022-02-06 | 24 | 120.63 | 1.98 | 122.61 | 0
2022-02-07 | 1 | 0 | 2022-02-07 | 1 | 141.35 | 2.66 | 144.01 | 0
2022-02-07 | 2 | 0 | 2022-02-07 | 2 | 163.35 | 3.16 | 166.51 | 0
2022-02-07 | 3 | 0 | 2022-02-07 | 3 | 146.85 | 3.38 | 150.23 | 0
2022-02-07 | 4 | 0 | 2022-02-07 | 4 | 185.43 | 3.56 | 188.99 | 0
2022-02-07 | 5 | 0 | 2022-02-07 | 5 | 195.58 | 2.87 | 198.45 | 0
2022-02-07 | 6 | 0 | 2022-02-07 | 6 | 224.73 | 3.92 | 228.65 | 0
2022-02-07 | 7 | 0 | 2022-02-07 | 7 | 274.33 | 3.32 | 277.65 | 0
2022-02-07 | 8 | 155 | 2022-02-07 | 8 | 307.18 | 4.61 | 311.79 | 0.00021426
2022-02-07 | 9 | 1010 | 2022-02-07 | 9 | 313.1 | 4.27 | 317.37 | 0.0014212
2022-02-07 | 10 | 2905 | 2022-02-07 | 10 | 323.09 | 5.05 | 328.14 | 0.0042263
2022-02-07 | 11 | 4795 | 2022-02-07 | 11 | 315.44 | 6.81 | 322.25 | 0.0068507
2022-02-07 | 12 | 4640 | 2022-02-07 | 12 | 170.43 | 4.37 | 174.8 | 0.003596
2022-02-07 | 13 | 7590 | 2022-02-07 | 13 | 152.17 | 3.19 | 155.36 | 0.005228
2022-02-07 | 14 | 13535 | 2022-02-07 | 14 | 147.48 | 3.08 | 150.56 | 0.0090349
2022-02-07 | 15 | 8430 | 2022-02-07 | 15 | 140.71 | 3.04 | 143.75 | 0.0053727
2022-02-07 | 16 | 4965 | 2022-02-07 | 16 | 143.04 | 3.02 | 146.06 | 0.0032152
2022-02-07 | 17 | 710 | 2022-02-07 | 17 | 184.86 | 3.06 | 187.92 | 0.00059154
2022-02-07 | 18 | 0 | 2022-02-07 | 18 | 294.47 | 4.96 | 299.43 | 0
2022-02-07 | 19 | 0 | 2022-02-07 | 19 | 323 | 6.53 | 329.53 | 0
2022-02-07 | 20 | 0 | 2022-02-07 | 20 | 158.56 | 3.61 | 162.17 | 0
2022-02-07 | 21 | 0 | 2022-02-07 | 21 | 139.8 | 3.02 | 142.82 | 0
2022-02-07 | 22 | 0 | 2022-02-07 | 22 | 160.32 | 3.74 | 164.06 | 0
2022-02-07 | 23 | 0 | 2022-02-07 | 23 | 118.21 | 3.2 | 121.41 | 0
2022-02-07 | 24 | 0 | 2022-02-07 | 24 | 118.62 | 3.44 | 122.06 | 0
2022-02-08 | 1 | 0 | 2022-02-08 | 1 | 114.81 | 0.86 | 115.67 | 0
2022-02-08 | 2 | 0 | 2022-02-08 | 2 | 116.69 | 0.82 | 117.51 | 0
2022-02-08 | 3 | 0 | 2022-02-08 | 3 | 113.09 | 0.84 | 113.93 | 0
2022-02-08 | 4 | 0 | 2022-02-08 | 4 | 103.19 | 0.86 | 104.05 | 0
2022-02-08 | 5 | 0 | 2022-02-08 | 5 | 111.48 | 0.83 | 112.31 | 0
2022-02-08 | 6 | 0 | 2022-02-08 | 6 | 138.97 | 1.28 | 140.25 | 0
2022-02-08 | 7 | 0 | 2022-02-08 | 7 | 146.98 | 1.38 | 148.36 | 0
2022-02-08 | 8 | 1675 | 2022-02-08 | 8 | 176.91 | 2.9 | 179.81 | 0.0013353
2022-02-08 | 9 | 15625 | 2022-02-08 | 9 | 181.07 | 2.1 | 183.17 | 0.012689
2022-02-08 | 10 | 24130 | 2022-02-08 | 10 | 117.58 | 1.25 | 118.83 | 0.012713
2022-02-08 | 11 | 36675 | 2022-02-08 | 11 | 97.84 | 1.32 | 99.16 | 0.016124
2022-02-08 | 12 | 38055 | 2022-02-08 | 12 | 88.82 | 1.24 | 90.06 | 0.015195
2022-02-08 | 13 | 34565 | 2022-02-08 | 13 | 86.48 | 1.23 | 87.71 | 0.013441
2022-02-08 | 14 | 44020 | 2022-02-08 | 14 | 83.31 | 1.65 | 84.96 | 0.016581
2022-02-08 | 15 | 27625 | 2022-02-08 | 15 | 82.73 | 1.79 | 84.52 | 0.010352
2022-02-08 | 16 | 22095 | 2022-02-08 | 16 | 82.73 | 2.13 | 84.86 | 0.0083129
2022-02-08 | 17 | 7715 | 2022-02-08 | 17 | 107.57 | 1.9 | 109.47 | 0.0037444
2022-02-08 | 18 | 0 | 2022-02-08 | 18 | 117.07 | 1.25 | 118.32 | 0
2022-02-08 | 19 | 0 | 2022-02-08 | 19 | 117.47 | 1.19 | 118.66 | 0
2022-02-08 | 20 | 0 | 2022-02-08 | 20 | 112.07 | 1.24 | 113.31 | 0
2022-02-08 | 21 | 0 | 2022-02-08 | 21 | 115.1 | 1.18 | 116.28 | 0
2022-02-08 | 22 | 0 | 2022-02-08 | 22 | 132.52 | 1.76 | 134.28 | 0
2022-02-08 | 23 | 0 | 2022-02-08 | 23 | 117.26 | 1.72 | 118.98 | 0
2022-02-08 | 24 | 0 | 2022-02-08 | 24 | 115.7 | 1 | 116.7 | 0
2022-02-09 | 1 | 0 | 2022-02-09 | 1 | 120.12 | 0.52 | 120.64 | 0
2022-02-09 | 2 | 0 | 2022-02-09 | 2 | 102.56 | 0.62 | 103.18 | 0
2022-02-09 | 3 | 0 | 2022-02-09 | 3 | 89.91 | 1.5 | 91.41 | 0
2022-02-09 | 4 | 0 | 2022-02-09 | 4 | 88.95 | 0.57 | 89.52 | 0
2022-02-09 | 5 | 0 | 2022-02-09 | 5 | 100.09 | 0.62 | 100.71 | 0
2022-02-09 | 6 | 0 | 2022-02-09 | 6 | 100.17 | 1.52 | 101.69 | 0
2022-02-09 | 7 | 5 | 2022-02-09 | 7 | 117.46 | 0.97 | 118.43 | 2.6253e-06
2022-02-09 | 8 | 16390 | 2022-02-09 | 8 | 102.76 | 1.12 | 103.88 | 0.0075486
2022-02-09 | 9 | 69260 | 2022-02-09 | 9 | 85.3 | 0.85 | 86.15 | 0.026454
2022-02-09 | 10 | 108420 | 2022-02-09 | 10 | 68.77 | 0.73 | 69.5 | 0.033408
2022-02-09 | 11 | 131645 | 2022-02-09 | 11 | 28.41 | 0.96 | 29.37 | 0.017142
2022-02-09 | 12 | 140800 | 2022-02-09 | 12 | 24.53 | 1.43 | 25.96 | 0.016205
2022-02-09 | 13 | 138275 | 2022-02-09 | 13 | 8.51 | 1.18 | 9.69 | 0.0059405
2022-02-09 | 14 | 126370 | 2022-02-09 | 14 | 56.43 | 1.03 | 57.46 | 0.032193
2022-02-09 | 15 | 101165 | 2022-02-09 | 15 | 59.03 | 0.98 | 60.01 | 0.026916
2022-02-09 | 16 | 57270 | 2022-02-09 | 16 | 62.41 | 0.86 | 63.27 | 0.016065
2022-02-09 | 17 | 8125 | 2022-02-09 | 17 | 64.5 | 0.9 | 65.4 | 0.0023559
2022-02-09 | 18 | 0 | 2022-02-09 | 18 | 102.93 | 0.91 | 103.84 | 0
2022-02-09 | 19 | 0 | 2022-02-09 | 19 | 112.87 | 1.01 | 113.88 | 0
2022-02-09 | 20 | 0 | 2022-02-09 | 20 | 87.42 | 1.03 | 88.45 | 0
2022-02-09 | 21 | 0 | 2022-02-09 | 21 | 82.95 | 1.08 | 84.03 | 0
2022-02-09 | 22 | 0 | 2022-02-09 | 22 | 82.85 | 1.1 | 83.95 | 0
2022-02-09 | 23 | 0 | 2022-02-09 | 23 | 64.38 | 1.26 | 65.64 | 0
2022-02-09 | 24 | 0 | 2022-02-09 | 24 | 60.98 | 1.9 | 62.88 | 0
2022-02-10 | 1 | 0 | 2022-02-10 | 1 | 67.35 | 0.46 | 67.81 | 0
2022-02-10 | 2 | 0 | 2022-02-10 | 2 | 69.66 | 0.41 | 70.07 | 0
2022-02-10 | 3 | 0 | 2022-02-10 | 3 | 75.94 | 0.38 | 76.32 | 0
2022-02-10 | 4 | 0 | 2022-02-10 | 4 | 79.33 | 0.4 | 79.73 | 0
2022-02-10 | 5 | 0 | 2022-02-10 | 5 | 79.91 | 0.35 | 80.26 | 0
2022-02-10 | 6 | 0 | 2022-02-10 | 6 | 80.5 | 1.18 | 81.68 | 0
2022-02-10 | 7 | 0 | 2022-02-10 | 7 | 86.9 | 0.67 | 87.57 | 0
2022-02-10 | 8 | 8060 | 2022-02-10 | 8 | 94.62 | 0.95 | 95.57 | 0.0034152
2022-02-10 | 9 | 29105 | 2022-02-10 | 9 | 79.05 | 0.69 | 79.74 | 0.01029
2022-02-10 | 10 | 23125 | 2022-02-10 | 10 | 67.13 | 0.7 | 67.83 | 0.0069544
2022-02-10 | 11 | 120920 | 2022-02-10 | 11 | 47.62 | 0.73 | 48.35 | 0.025921
2022-02-10 | 12 | 95085 | 2022-02-10 | 12 | 44.4 | 0.74 | 45.14 | 0.01903
2022-02-10 | 13 | 64880 | 2022-02-10 | 13 | 51.29 | 0.72 | 52.01 | 0.014961
2022-02-10 | 14 | 70270 | 2022-02-10 | 14 | 51.93 | 0.84 | 52.77 | 0.01644
2022-02-10 | 15 | 41875 | 2022-02-10 | 15 | 50.35 | 1.55 | 51.9 | 0.0096356
2022-02-10 | 16 | 31620 | 2022-02-10 | 16 | 58.96 | 0.91 | 59.87 | 0.0083932
2022-02-10 | 17 | 2920 | 2022-02-10 | 17 | 58.28 | 0.79 | 59.07 | 0.00076472
2022-02-10 | 18 | 0 | 2022-02-10 | 18 | 74.79 | 0.93 | 75.72 | 0
2022-02-10 | 19 | 0 | 2022-02-10 | 19 | 65.6 | 0.93 | 66.53 | 0
2022-02-10 | 20 | 0 | 2022-02-10 | 20 | 51.61 | 0.83 | 52.44 | 0
2022-02-10 | 21 | 0 | 2022-02-10 | 21 | 43.17 | 0.76 | 43.93 | 0
2022-02-10 | 22 | 0 | 2022-02-10 | 22 | 40.04 | 0.76 | 40.8 | 0
2022-02-10 | 23 | 0 | 2022-02-10 | 23 | 38.09 | 0.83 | 38.92 | 0
2022-02-10 | 24 | 0 | 2022-02-10 | 24 | 40.15 | 0.73 | 40.88 | 0
2022-02-11 | 1 | 0 | 2022-02-11 | 1 | 40.94 | 0.38 | 41.32 | 0
2022-02-11 | 2 | 0 | 2022-02-11 | 2 | 39.47 | 0.46 | 39.93 | 0
2022-02-11 | 3 | 0 | 2022-02-11 | 3 | 39.83 | 0.48 | 40.31 | 0
2022-02-11 | 4 | 0 | 2022-02-11 | 4 | 44.38 | 0.47 | 44.85 | 0
2022-02-11 | 5 | 0 | 2022-02-11 | 5 | 45.8 | 0.45 | 46.25 | 0
2022-02-11 | 6 | 0 | 2022-02-11 | 6 | 39.55 | 0.93 | 40.48 | 0
2022-02-11 | 7 | 510 | 2022-02-11 | 7 | 60.14 | 1.01 | 61.15 | 0.00013827
2022-02-11 | 8 | 16490 | 2022-02-11 | 8 | 79.77 | 2.76 | 82.53 | 0.0060337
2022-02-11 | 9 | 69025 | 2022-02-11 | 9 | 37.56 | 0.79 | 38.35 | 0.011736
2022-02-11 | 10 | 105845 | 2022-02-11 | 10 | -3.56 | 0.63 | -2.93 | -0.001375
2022-02-11 | 11 | 127960 | 2022-02-11 | 11 | -8.79 | 1.02 | -7.77 | -0.0044081
2022-02-11 | 12 | 139640 | 2022-02-11 | 12 | 22.22 | 0.79 | 23.01 | 0.014246
2022-02-11 | 13 | 140100 | 2022-02-11 | 13 | 6.21 | 0.83 | 7.04 | 0.0043729
2022-02-11 | 14 | 124850 | 2022-02-11 | 14 | -17.4 | 0.91 | -16.49 | -0.0091278
2022-02-11 | 15 | 103495 | 2022-02-11 | 15 | 17.3 | 0.85 | 18.15 | 0.0083282
2022-02-11 | 16 | 59855 | 2022-02-11 | 16 | 31.72 | 0.75 | 32.47 | 0.0086166
2022-02-11 | 17 | 9820 | 2022-02-11 | 17 | 40.53 | 0.78 | 41.31 | 0.0017985
2022-02-11 | 18 | 0 | 2022-02-11 | 18 | 49.47 | 0.73 | 50.2 | 0
2022-02-11 | 19 | 0 | 2022-02-11 | 19 | 51.45 | 0.77 | 52.22 | 0
2022-02-11 | 20 | 0 | 2022-02-11 | 20 | 36.25 | 0.77 | 37.02 | 0
2022-02-11 | 21 | 0 | 2022-02-11 | 21 | 38.68 | 0.75 | 39.43 | 0
2022-02-11 | 22 | 0 | 2022-02-11 | 22 | 38.95 | 0.8 | 39.75 | 0
2022-02-11 | 23 | 0 | 2022-02-11 | 23 | 33.71 | 1.18 | 34.89 | 0
2022-02-11 | 24 | 0 | 2022-02-11 | 24 | 30.26 | 0.91 | 31.17 | 0
2022-02-12 | 1 | 0 | 2022-02-12 | 1 | 29.25 | 1.01 | 30.26 | 0
2022-02-12 | 2 | 0 | 2022-02-12 | 2 | 29.32 | 0.98 | 30.3 | 0
2022-02-12 | 3 | 0 | 2022-02-12 | 3 | 27.42 | 1.03 | 28.45 | 0
2022-02-12 | 4 | 0 | 2022-02-12 | 4 | 26.98 | 1.07 | 28.05 | 0
2022-02-12 | 5 | 0 | 2022-02-12 | 5 | 25.32 | 1.03 | 26.35 | 0
2022-02-12 | 6 | 0 | 2022-02-12 | 6 | 24.99 | 0.94 | 25.93 | 0
2022-02-12 | 7 | 5 | 2022-02-12 | 7 | 26.23 | 1.19 | 27.42 | 6.0784e-07
2022-02-12 | 8 | 4385 | 2022-02-12 | 8 | 27.68 | 1.21 | 28.89 | 0.00056166
2022-02-12 | 9 | 19650 | 2022-02-12 | 9 | 29.27 | 1.24 | 30.51 | 0.002658
2022-02-12 | 10 | 38090 | 2022-02-12 | 10 | 16.32 | 1.19 | 17.51 | 0.002957
2022-02-12 | 11 | 42250 | 2022-02-12 | 11 | 15.03 | 1.17 | 16.2 | 0.0030346
2022-02-12 | 12 | 88760 | 2022-02-12 | 12 | -11.43 | 1.21 | -10.22 | -0.0040218
2022-02-12 | 13 | 48610 | 2022-02-12 | 13 | -11.51 | 1.23 | -10.28 | -0.0022155
2022-02-12 | 14 | 61665 | 2022-02-12 | 14 | 5.25 | 1.28 | 6.53 | 0.0017853
2022-02-12 | 15 | 81895 | 2022-02-12 | 15 | 25.01 | 1.01 | 26.02 | 0.0094476
2022-02-12 | 16 | 57790 | 2022-02-12 | 16 | 25.06 | 0.99 | 26.05 | 0.0066744
2022-02-12 | 17 | 9345 | 2022-02-12 | 17 | 25.74 | 1.25 | 26.99 | 0.0011182
2022-02-12 | 18 | 0 | 2022-02-12 | 18 | 41.04 | 1.07 | 42.11 | 0
2022-02-12 | 19 | 0 | 2022-02-12 | 19 | 38.3 | 1.21 | 39.51 | 0
2022-02-12 | 20 | 0 | 2022-02-12 | 20 | 31.16 | 1.03 | 32.19 | 0
2022-02-12 | 21 | 0 | 2022-02-12 | 21 | 28.56 | 0.98 | 29.54 | 0
2022-02-12 | 22 | 0 | 2022-02-12 | 22 | 32.14 | 0.97 | 33.11 | 0
2022-02-12 | 23 | 0 | 2022-02-12 | 23 | 30.75 | 1.06 | 31.81 | 0
2022-02-12 | 24 | 0 | 2022-02-12 | 24 | 20.75 | 1.12 | 21.87 | 0
2022-02-13 | 1 | 0 | 2022-02-13 | 1 | 28.01 | 1.95 | 29.96 | 0
2022-02-13 | 2 | 0 | 2022-02-13 | 2 | 27.12 | 1.9 | 29.02 | 0
2022-02-13 | 3 | 0 | 2022-02-13 | 3 | 27.59 | 1.91 | 29.5 | 0
2022-02-13 | 4 | 0 | 2022-02-13 | 4 | 25.97 | 1.91 | 27.88 | 0
2022-02-13 | 5 | 0 | 2022-02-13 | 5 | 27.39 | 1.9 | 29.29 | 0
2022-02-13 | 6 | 0 | 2022-02-13 | 6 | 27.5 | 1.85 | 29.35 | 0
2022-02-13 | 7 | 0 | 2022-02-13 | 7 | 27.99 | 1.95 | 29.94 | 0
2022-02-13 | 8 | 2205 | 2022-02-13 | 8 | 33.45 | 1.93 | 35.38 | 0.00034588
2022-02-13 | 9 | 11005 | 2022-02-13 | 9 | 90.81 | 2.58 | 93.39 | 0.0045566
2022-02-13 | 10 | 16020 | 2022-02-13 | 10 | 129.94 | 2.69 | 132.63 | 0.0094202
2022-02-13 | 11 | 25160 | 2022-02-13 | 11 | 196.38 | 2.62 | 199 | 0.022198
2022-02-13 | 12 | 44975 | 2022-02-13 | 12 | 186.24 | 3.65 | 189.89 | 0.037864
2022-02-13 | 13 | 51035 | 2022-02-13 | 13 | 200.76 | 3.85 | 204.61 | 0.046297
2022-02-13 | 14 | 19265 | 2022-02-13 | 14 | 208.41 | 2.92 | 211.33 | 0.01805
2022-02-13 | 15 | 24995 | 2022-02-13 | 15 | 241.01 | 2.66 | 243.67 | 0.027003
2022-02-13 | 16 | 12025 | 2022-02-13 | 16 | 257.63 | 2.88 | 260.51 | 0.013889
2022-02-13 | 17 | 3255 | 2022-02-13 | 17 | 266.11 | 3.86 | 269.97 | 0.003896
2022-02-13 | 18 | 0 | 2022-02-13 | 18 | 254.58 | 2.66 | 257.24 | 0
2022-02-13 | 19 | 0 | 2022-02-13 | 19 | 272.29 | 2.94 | 275.23 | 0
2022-02-13 | 20 | 0 | 2022-02-13 | 20 | 183.97 | 3.08 | 187.05 | 0
2022-02-13 | 21 | 0 | 2022-02-13 | 21 | 156.09 | 2.9 | 158.99 | 0
2022-02-13 | 22 | 0 | 2022-02-13 | 22 | 145.37 | 2.17 | 147.54 | 0
2022-02-13 | 23 | 0 | 2022-02-13 | 23 | 114.36 | 2.18 | 116.54 | 0
2022-02-13 | 24 | 0 | 2022-02-13 | 24 | 113.34 | 2.43 | 115.77 | 0
2022-02-14 | 1 | 0 | 2022-02-14 | 1 | 121.88 | 1.84 | 123.72 | 0
2022-02-14 | 2 | 0 | 2022-02-14 | 2 | 142.84 | 1.61 | 144.45 | 0
2022-02-14 | 3 | 0 | 2022-02-14 | 3 | 150.27 | 1.61 | 151.88 | 0
2022-02-14 | 4 | 0 | 2022-02-14 | 4 | 164.15 | 1.91 | 166.06 | 0
2022-02-14 | 5 | 0 | 2022-02-14 | 5 | 205.31 | 1.66 | 206.97 | 0
2022-02-14 | 6 | 0 | 2022-02-14 | 6 | 236.55 | 3.24 | 239.79 | 0
2022-02-14 | 7 | 0 | 2022-02-14 | 7 | 212.73 | 1.81 | 214.54 | 0
2022-02-14 | 8 | 1570 | 2022-02-14 | 8 | 279.08 | 3.96 | 283.04 | 0.0019702
2022-02-14 | 9 | 5560 | 2022-02-14 | 9 | 309.98 | 4.5 | 314.48 | 0.0077522
2022-02-14 | 10 | 10730 | 2022-02-14 | 10 | 259.97 | 3.96 | 263.93 | 0.012556
2022-02-14 | 11 | 28400 | 2022-02-14 | 11 | 240.58 | 2.42 | 243 | 0.030597
2022-02-14 | 12 | 80750 | 2022-02-14 | 12 | 216.08 | 2.47 | 218.55 | 0.078243
2022-02-14 | 13 | 147270 | 2022-02-14 | 13 | 153.48 | 2.35 | 155.83 | 0.10175
2022-02-14 | 14 | 142610 | 2022-02-14 | 14 | 145.35 | 2.48 | 147.83 | 0.093469
2022-02-14 | 15 | 117025 | 2022-02-14 | 15 | 151.87 | 2.33 | 154.2 | 0.080005
2022-02-14 | 16 | 70245 | 2022-02-14 | 16 | 155.41 | 2.13 | 157.54 | 0.049064
2022-02-14 | 17 | 13910 | 2022-02-14 | 17 | 200.87 | 2.71 | 203.58 | 0.012555
2022-02-14 | 18 | 0 | 2022-02-14 | 18 | 271.79 | 2.43 | 274.22 | 0
2022-02-14 | 19 | 0 | 2022-02-14 | 19 | 321.89 | 2.94 | 324.83 | 0
2022-02-14 | 20 | 0 | 2022-02-14 | 20 | 293.31 | 2.94 | 296.25 | 0
2022-02-14 | 21 | 0 | 2022-02-14 | 21 | 228.54 | 2.52 | 231.06 | 0
2022-02-14 | 22 | 0 | 2022-02-14 | 22 | 177.84 | 3.35 | 181.19 | 0
2022-02-14 | 23 | 0 | 2022-02-14 | 23 | 154.76 | 2.88 | 157.64 | 0
2022-02-14 | 24 | 0 | 2022-02-14 | 24 | 137.34 | 2.5 | 139.84 | 0
2022-02-15 | 1 | 0 | 2022-02-15 | 1 | 123.34 | 1.02 | 124.36 | 0
2022-02-15 | 2 | 0 | 2022-02-15 | 2 | 107.07 | 1.05 | 108.12 | 0
2022-02-15 | 3 | 0 | 2022-02-15 | 3 | 121.79 | 1.04 | 122.83 | 0
2022-02-15 | 4 | 0 | 2022-02-15 | 4 | 124.69 | 1.16 | 125.85 | 0
2022-02-15 | 5 | 0 | 2022-02-15 | 5 | 130.15 | 1.35 | 131.5 | 0
2022-02-15 | 6 | 0 | 2022-02-15 | 6 | 154.52 | 1.67 | 156.19 | 0
2022-02-15 | 7 | 515 | 2022-02-15 | 7 | 177.18 | 1.68 | 178.86 | 0.00040839
2022-02-15 | 8 | 23690 | 2022-02-15 | 8 | 216.72 | 3.97 | 220.69 | 0.023179
2022-02-15 | 9 | 78890 | 2022-02-15 | 9 | 182.83 | 1.77 | 184.6 | 0.064567
2022-02-15 | 10 | 118775 | 2022-02-15 | 10 | 192.17 | 1.65 | 193.82 | 0.10207
2022-02-15 | 11 | 143015 | 2022-02-15 | 11 | 165.12 | 2 | 167.12 | 0.10597
2022-02-15 | 12 | 152090 | 2022-02-15 | 12 | 157.88 | 1.8 | 159.68 | 0.10767
2022-02-15 | 13 | 150975 | 2022-02-15 | 13 | 159.37 | 2.18 | 161.55 | 0.10814
2022-02-15 | 14 | 133385 | 2022-02-15 | 14 | 157.13 | 2.49 | 159.62 | 0.094395
2022-02-15 | 15 | 98210 | 2022-02-15 | 15 | 155.56 | 1.75 | 157.31 | 0.068496
2022-02-15 | 16 | 62565 | 2022-02-15 | 16 | 146.3 | 1.54 | 147.84 | 0.041009
2022-02-15 | 17 | 13905 | 2022-02-15 | 17 | 194.37 | 1.61 | 195.98 | 0.012082
2022-02-15 | 18 | 0 | 2022-02-15 | 18 | 267.37 | 1.59 | 268.96 | 0
2022-02-15 | 19 | 0 | 2022-02-15 | 19 | 224.44 | 1.59 | 226.03 | 0
2022-02-15 | 20 | 0 | 2022-02-15 | 20 | 206.85 | 2.75 | 209.6 | 0
2022-02-15 | 21 | 0 | 2022-02-15 | 21 | 201.06 | 1.94 | 203 | 0
2022-02-15 | 22 | 0 | 2022-02-15 | 22 | 184.48 | 1.81 | 186.29 | 0
2022-02-15 | 23 | 0 | 2022-02-15 | 23 | 167.19 | 2.3 | 169.49 | 0
2022-02-15 | 24 | 0 | 2022-02-15 | 24 | 176.28 | 1.65 | 177.93 | 0
2022-02-16 | 1 | 0 | 2022-02-16 | 1 | 140.56 | 1.95 | 142.51 | 0
2022-02-16 | 2 | 0 | 2022-02-16 | 2 | 145.94 | 2.08 | 148.02 | 0
2022-02-16 | 3 | 0 | 2022-02-16 | 3 | 150.93 | 1.91 | 152.84 | 0
2022-02-16 | 4 | 0 | 2022-02-16 | 4 | 139.25 | 2.05 | 141.3 | 0
2022-02-16 | 5 | 0 | 2022-02-16 | 5 | 143.7 | 2.21 | 145.91 | 0
2022-02-16 | 6 | 0 | 2022-02-16 | 6 | 144 | 2.63 | 146.63 | 0
2022-02-16 | 7 | 1055 | 2022-02-16 | 7 | 186.57 | 2.79 | 189.36 | 0.00088572
2022-02-16 | 8 | 21520 | 2022-02-16 | 8 | 189.97 | 2.94 | 192.91 | 0.018406
2022-02-16 | 9 | 72435 | 2022-02-16 | 9 | 142.17 | 2.34 | 144.51 | 0.046409
2022-02-16 | 10 | 107445 | 2022-02-16 | 10 | 165.2 | 2.82 | 168.02 | 0.080039
2022-02-16 | 11 | 111800 | 2022-02-16 | 11 | 57.77 | 2.44 | 60.21 | 0.029845
2022-02-16 | 12 | 116355 | 2022-02-16 | 12 | 43.23 | 2.29 | 45.52 | 0.023482
2022-02-16 | 13 | 134140 | 2022-02-16 | 13 | 39.96 | 2.25 | 42.21 | 0.025103
2022-02-16 | 14 | 101880 | 2022-02-16 | 14 | 40.4 | 2.21 | 42.61 | 0.019247
2022-02-16 | 15 | 66130 | 2022-02-16 | 15 | 45.71 | 2.24 | 47.95 | 0.014059
2022-02-16 | 16 | 41560 | 2022-02-16 | 16 | 61.94 | 2.44 | 64.38 | 0.011863
2022-02-16 | 17 | 12780 | 2022-02-16 | 17 | 91.26 | 2.53 | 93.79 | 0.0053143
2022-02-16 | 18 | 0 | 2022-02-16 | 18 | 112.84 | 3.1 | 115.94 | 0
2022-02-16 | 19 | 0 | 2022-02-16 | 19 | 92.71 | 2.98 | 95.69 | 0
2022-02-16 | 20 | 0 | 2022-02-16 | 20 | 73.25 | 2.6 | 75.85 | 0
2022-02-16 | 21 | 0 | 2022-02-16 | 21 | 55.25 | 2.25 | 57.5 | 0
2022-02-16 | 22 | 0 | 2022-02-16 | 22 | 57.78 | 2.32 | 60.1 | 0
2022-02-16 | 23 | 0 | 2022-02-16 | 23 | 39.68 | 2.33 | 42.01 | 0
2022-02-16 | 24 | 0 | 2022-02-16 | 24 | 38.6 | 2 | 40.6 | 0
2022-02-17 | 1 | 0 | 2022-02-17 | 1 | 39.22 | 0.34 | 39.56 | 0
2022-02-17 | 2 | 0 | 2022-02-17 | 2 | 36.51 | 0.34 | 36.85 | 0
2022-02-17 | 3 | 0 | 2022-02-17 | 3 | 35.62 | 0.34 | 35.96 | 0
2022-02-17 | 4 | 0 | 2022-02-17 | 4 | 32.55 | 0.32 | 32.87 | 0
2022-02-17 | 5 | 0 | 2022-02-17 | 5 | 32.81 | 0.32 | 33.13 | 0
2022-02-17 | 6 | 0 | 2022-02-17 | 6 | 33.73 | 0.43 | 34.16 | 0
2022-02-17 | 7 | 505 | 2022-02-17 | 7 | 34 | 0.5 | 34.5 | 7.7244e-05
2022-02-17 | 8 | 11935 | 2022-02-17 | 8 | 37.02 | 0.84 | 37.86 | 0.0020034
2022-02-17 | 9 | 27305 | 2022-02-17 | 9 | 34.52 | 0.74 | 35.26 | 0.0042685
2022-02-17 | 10 | 72175 | 2022-02-17 | 10 | 32.18 | 0.67 | 32.85 | 0.010512
2022-02-17 | 11 | 93845 | 2022-02-17 | 11 | 32.93 | 0.72 | 33.65 | 0.014001
2022-02-17 | 12 | 66480 | 2022-02-17 | 12 | 33.6 | 0.67 | 34.27 | 0.010101
2022-02-17 | 13 | 86555 | 2022-02-17 | 13 | 32.33 | 0.69 | 33.02 | 0.012671
2022-02-17 | 14 | 65565 | 2022-02-17 | 14 | 33.23 | 0.67 | 33.9 | 0.0098543
2022-02-17 | 15 | 43310 | 2022-02-17 | 15 | 35.5 | 0.71 | 36.21 | 0.006953
2022-02-17 | 16 | 13380 | 2022-02-17 | 16 | 32.75 | 0.79 | 33.54 | 0.0019896
2022-02-17 | 17 | 2820 | 2022-02-17 | 17 | 35.22 | 0.67 | 35.89 | 0.00044872
2022-02-17 | 18 | 0 | 2022-02-17 | 18 | 45.19 | 0.8 | 45.99 | 0
2022-02-17 | 19 | 0 | 2022-02-17 | 19 | 61.7 | 1.29 | 62.99 | 0
2022-02-17 | 20 | 0 | 2022-02-17 | 20 | 51.34 | 0.78 | 52.12 | 0
2022-02-17 | 21 | 0 | 2022-02-17 | 21 | 36.42 | 0.68 | 37.1 | 0
2022-02-17 | 22 | 0 | 2022-02-17 | 22 | 34.56 | 0.67 | 35.23 | 0
2022-02-17 | 23 | 0 | 2022-02-17 | 23 | 32.42 | 0.79 | 33.21 | 0
2022-02-17 | 24 | 0 | 2022-02-17 | 24 | 41.03 | 0.52 | 41.55 | 0
2022-02-18 | 1 | 0 | 2022-02-18 | 1 | 39.15 | 1.08 | 40.23 | 0
2022-02-18 | 2 | 0 | 2022-02-18 | 2 | 35.62 | 1.06 | 36.68 | 0
2022-02-18 | 3 | 0 | 2022-02-18 | 3 | 36.47 | 1.03 | 37.5 | 0
2022-02-18 | 4 | 0 | 2022-02-18 | 4 | 35.53 | 1.02 | 36.55 | 0
2022-02-18 | 5 | 0 | 2022-02-18 | 5 | 35.79 | 1.02 | 36.81 | 0
2022-02-18 | 6 | 0 | 2022-02-18 | 6 | 36.28 | 1.02 | 37.3 | 0
2022-02-18 | 7 | 0 | 2022-02-18 | 7 | 52.4 | 1.34 | 53.74 | 0
2022-02-18 | 8 | 3380 | 2022-02-18 | 8 | 87.31 | 3.07 | 90.38 | 0.0013544
2022-02-18 | 9 | 15025 | 2022-02-18 | 9 | 55.51 | 1.85 | 57.36 | 0.003821
2022-02-18 | 10 | 50730 | 2022-02-18 | 10 | 38.19 | 1.43 | 39.62 | 0.0089112
2022-02-18 | 11 | 130500 | 2022-02-18 | 11 | 29.75 | 1.53 | 31.28 | 0.018098
2022-02-18 | 12 | 151295 | 2022-02-18 | 12 | -18.63 | 2.04 | -16.59 | -0.011128
2022-02-18 | 13 | 149620 | 2022-02-18 | 13 | -0.87 | 1.42 | 0.55 | 0.00036484
2022-02-18 | 14 | 141395 | 2022-02-18 | 14 | 34.49 | 1.43 | 35.92 | 0.022518
2022-02-18 | 15 | 115825 | 2022-02-18 | 15 | 12.82 | 1.75 | 14.57 | 0.007482
2022-02-18 | 16 | 74410 | 2022-02-18 | 16 | 53.87 | 1.49 | 55.36 | 0.018263
2022-02-18 | 17 | 17355 | 2022-02-18 | 17 | 75.44 | 1.71 | 77.15 | 0.0059363
2022-02-18 | 18 | 500 | 2022-02-18 | 18 | 118.48 | 1.53 | 120.01 | 0.00026604
2022-02-18 | 19 | 0 | 2022-02-18 | 19 | 109.29 | 1.47 | 110.76 | 0
2022-02-18 | 20 | 0 | 2022-02-18 | 20 | 107.77 | 2.57 | 110.34 | 0
2022-02-18 | 21 | 0 | 2022-02-18 | 21 | 88.33 | 1.85 | 90.18 | 0
2022-02-18 | 22 | 0 | 2022-02-18 | 22 | 77.68 | 1.79 | 79.47 | 0
2022-02-18 | 23 | 0 | 2022-02-18 | 23 | 66.82 | 1.58 | 68.4 | 0
2022-02-18 | 24 | 0 | 2022-02-18 | 24 | 59 | 1.26 | 60.26 | 0
2022-02-19 | 1 | 0 | 2022-02-19 | 1 | 86.89 | 5.62 | 92.51 | 0
2022-02-19 | 2 | 0 | 2022-02-19 | 2 | 93.96 | 5.33 | 99.29 | 0
2022-02-19 | 3 | 0 | 2022-02-19 | 3 | 98.57 | 5.33 | 103.9 | 0
2022-02-19 | 4 | 0 | 2022-02-19 | 4 | 111.52 | 5.33 | 116.85 | 0
2022-02-19 | 5 | 0 | 2022-02-19 | 5 | 87.68 | 5.33 | 93.01 | 0
2022-02-19 | 6 | 0 | 2022-02-19 | 6 | 69.82 | 5.33 | 75.15 | 0
2022-02-19 | 7 | 1535 | 2022-02-19 | 7 | 99.13 | 6 | 105.13 | 0.00071547
2022-02-19 | 8 | 30465 | 2022-02-19 | 8 | 73.54 | 5.77 | 79.31 | 0.010712
2022-02-19 | 9 | 80665 | 2022-02-19 | 9 | 46.57 | 5.47 | 52.04 | 0.018611
2022-02-19 | 10 | 110045 | 2022-02-19 | 10 | 41.01 | 5.46 | 46.47 | 0.022672
2022-02-19 | 11 | 86320 | 2022-02-19 | 11 | 69.71 | 5.39 | 75.1 | 0.028741
2022-02-19 | 12 | 42695 | 2022-02-19 | 12 | 72.23 | 5.4 | 77.63 | 0.014695
2022-02-19 | 13 | 26570 | 2022-02-19 | 13 | 85.61 | 5.44 | 91.05 | 0.010726
2022-02-19 | 14 | 20315 | 2022-02-19 | 14 | 134.72 | 6.04 | 140.76 | 0.012678
2022-02-19 | 15 | 14575 | 2022-02-19 | 15 | 150.98 | 6.4 | 157.38 | 0.01017
2022-02-19 | 16 | 5115 | 2022-02-19 | 16 | 129.73 | 6.17 | 135.9 | 0.0030819
2022-02-19 | 17 | 6455 | 2022-02-19 | 17 | 120.16 | 5.96 | 126.12 | 0.0036094
2022-02-19 | 18 | 0 | 2022-02-19 | 18 | 168.29 | 6.2 | 174.49 | 0
2022-02-19 | 19 | 0 | 2022-02-19 | 19 | 136.42 | 5.33 | 141.75 | 0
2022-02-19 | 20 | 0 | 2022-02-19 | 20 | 178.02 | 5.61 | 183.63 | 0
2022-02-19 | 21 | 0 | 2022-02-19 | 21 | 209.39 | 6.65 | 216.04 | 0
2022-02-19 | 22 | 0 | 2022-02-19 | 22 | 322.27 | 7.38 | 329.65 | 0
2022-02-19 | 23 | 0 | 2022-02-19 | 23 | 217.8 | 7.54 | 225.34 | 0
2022-02-19 | 24 | 0 | 2022-02-19 | 24 | 64.22 | 5.99 | 70.21 | 0
2022-02-20 | 1 | 0 | 2022-02-20 | 1 | 71.29 | 1.71 | 73 | 0
2022-02-20 | 2 | 0 | 2022-02-20 | 2 | 116.67 | 1.37 | 118.04 | 0
2022-02-20 | 3 | 0 | 2022-02-20 | 3 | 91.74 | 1.09 | 92.83 | 0
2022-02-20 | 4 | 0 | 2022-02-20 | 4 | 71.15 | 1.19 | 72.34 | 0
2022-02-20 | 5 | 0 | 2022-02-20 | 5 | 82.72 | 1.3 | 84.02 | 0
2022-02-20 | 6 | 0 | 2022-02-20 | 6 | 75.23 | 1.34 | 76.57 | 0
2022-02-20 | 7 | 1040 | 2022-02-20 | 7 | 96.78 | 1.4 | 98.18 | 0.0004527
2022-02-20 | 8 | 26495 | 2022-02-20 | 8 | 93.38 | 1.92 | 95.3 | 0.011195
2022-02-20 | 9 | 75665 | 2022-02-20 | 9 | 59.49 | 1.23 | 60.72 | 0.02037
2022-02-20 | 10 | 117645 | 2022-02-20 | 10 | 41.9 | 1.37 | 43.27 | 0.022569
2022-02-20 | 11 | 144120 | 2022-02-20 | 11 | 66.09 | 1.01 | 67.1 | 0.042875
2022-02-20 | 12 | 119775 | 2022-02-20 | 12 | 70.43 | 0.9 | 71.33 | 0.037879
2022-02-20 | 13 | 101750 | 2022-02-20 | 13 | 67.27 | 0.89 | 68.16 | 0.030748
2022-02-20 | 14 | 97465 | 2022-02-20 | 14 | -20.02 | 0.84 | -19.18 | -0.008288
2022-02-20 | 15 | 49435 | 2022-02-20 | 15 | 19.78 | 0.98 | 20.76 | 0.0045501
2022-02-20 | 16 | 67895 | 2022-02-20 | 16 | 48.59 | 0.93 | 49.52 | 0.014906
2022-02-20 | 17 | 16420 | 2022-02-20 | 17 | 73.94 | 0.95 | 74.89 | 0.0054519
2022-02-20 | 18 | 500 | 2022-02-20 | 18 | 101.55 | 1.21 | 102.76 | 0.0002278
2022-02-20 | 19 | 0 | 2022-02-20 | 19 | 92.98 | 1.07 | 94.05 | 0
2022-02-20 | 20 | 0 | 2022-02-20 | 20 | 84.62 | 1.21 | 85.83 | 0
2022-02-20 | 21 | 0 | 2022-02-20 | 21 | 80.65 | 1.24 | 81.89 | 0
2022-02-20 | 22 | 0 | 2022-02-20 | 22 | 72.14 | 1.1 | 73.24 | 0
2022-02-20 | 23 | 0 | 2022-02-20 | 23 | 49.69 | 1.21 | 50.9 | 0
2022-02-20 | 24 | 0 | 2022-02-20 | 24 | 41.84 | 1.15 | 42.99 | 0
2022-02-21 | 1 | 0 | 2022-02-21 | 1 | 51.11 | 1 | 52.11 | 0
2022-02-21 | 2 | 0 | 2022-02-21 | 2 | 51.7 | 0.8 | 52.5 | 0
2022-02-21 | 3 | 0 | 2022-02-21 | 3 | 43.22 | 0.66 | 43.88 | 0
2022-02-21 | 4 | 0 | 2022-02-21 | 4 | 42.47 | 0.63 | 43.1 | 0
2022-02-21 | 5 | 0 | 2022-02-21 | 5 | 44.38 | 0.65 | 45.03 | 0
2022-02-21 | 6 | 0 | 2022-02-21 | 6 | 68.76 | 0.84 | 69.6 | 0
2022-02-21 | 7 | 555 | 2022-02-21 | 7 | 78.5 | 0.82 | 79.32 | 0.00019518
2022-02-21 | 8 | 9040 | 2022-02-21 | 8 | 84.16 | 2.83 | 86.99 | 0.0034865
2022-02-21 | 9 | 67765 | 2022-02-21 | 9 | 67.03 | 1.05 | 68.08 | 0.020454
2022-02-21 | 10 | 84410 | 2022-02-21 | 10 | 33.39 | 1.01 | 34.4 | 0.012874
2022-02-21 | 11 | 115110 | 2022-02-21 | 11 | 3.91 | 1.23 | 5.14 | 0.0026232
2022-02-21 | 12 | 136075 | 2022-02-21 | 12 | 8.41 | 1.2 | 9.61 | 0.0057977
2022-02-21 | 13 | 136890 | 2022-02-21 | 13 | 13.81 | 1.41 | 15.22 | 0.0092372
2022-02-21 | 14 | 124005 | 2022-02-21 | 14 | 14.8 | 1.31 | 16.11 | 0.0088571
2022-02-21 | 15 | 101800 | 2022-02-21 | 15 | 19.47 | 1.11 | 20.58 | 0.0092885
2022-02-21 | 16 | 64645 | 2022-02-21 | 16 | 30.19 | 1.15 | 31.34 | 0.0089823
2022-02-21 | 17 | 16710 | 2022-02-21 | 17 | 36.35 | 1.03 | 37.38 | 0.0027693
2022-02-21 | 18 | 500 | 2022-02-21 | 18 | 48.39 | 0.95 | 49.34 | 0.00010938
2022-02-21 | 19 | 0 | 2022-02-21 | 19 | 51.83 | 1.08 | 52.91 | 0
2022-02-21 | 20 | 0 | 2022-02-21 | 20 | 48.63 | 1.19 | 49.82 | 0
2022-02-21 | 21 | 0 | 2022-02-21 | 21 | 37.14 | 0.99 | 38.13 | 0
2022-02-21 | 22 | 0 | 2022-02-21 | 22 | 35.87 | 1.11 | 36.98 | 0
2022-02-21 | 23 | 0 | 2022-02-21 | 23 | 35 | 1.13 | 36.13 | 0
2022-02-21 | 24 | 0 | 2022-02-21 | 24 | 35.81 | 1.3 | 37.11 | 0
2022-02-22 | 1 | 0 | 2022-02-22 | 1 | 26.49 | 0.41 | 26.9 | 0
2022-02-22 | 2 | 0 | 2022-02-22 | 2 | 16.09 | 0.4 | 16.49 | 0
2022-02-22 | 3 | 0 | 2022-02-22 | 3 | 26.49 | 0.37 | 26.86 | 0
2022-02-22 | 4 | 0 | 2022-02-22 | 4 | 28.92 | 0.3 | 29.22 | 0
2022-02-22 | 5 | 0 | 2022-02-22 | 5 | 24.05 | 0.37 | 24.42 | 0
2022-02-22 | 6 | 0 | 2022-02-22 | 6 | 30.28 | 0.49 | 30.77 | 0
2022-02-22 | 7 | 525 | 2022-02-22 | 7 | 38.01 | 0.55 | 38.56 | 8.9753e-05
2022-02-22 | 8 | 13400 | 2022-02-22 | 8 | 42.03 | 0.96 | 42.99 | 0.002554
2022-02-22 | 9 | 30630 | 2022-02-22 | 9 | 45.86 | 0.7 | 46.56 | 0.0063229
2022-02-22 | 10 | 52225 | 2022-02-22 | 10 | 40.14 | 0.7 | 40.84 | 0.0094562
2022-02-22 | 11 | 71865 | 2022-02-22 | 11 | 43.02 | 0.67 | 43.69 | 0.01392
2022-02-22 | 12 | 91430 | 2022-02-22 | 12 | 51.28 | 0.64 | 51.92 | 0.021046
2022-02-22 | 13 | 35915 | 2022-02-22 | 13 | 51.43 | 0.63 | 52.06 | 0.0082896
2022-02-22 | 14 | 19990 | 2022-02-22 | 14 | 58.02 | 0.77 | 58.79 | 0.0052104
2022-02-22 | 15 | 10135 | 2022-02-22 | 15 | 60.93 | 0.84 | 61.77 | 0.0027756
2022-02-22 | 16 | 2275 | 2022-02-22 | 16 | 57.73 | 0.75 | 58.48 | 0.00058985
2022-02-22 | 17 | 530 | 2022-02-22 | 17 | 57.99 | 0.83 | 58.82 | 0.00013822
2022-02-22 | 18 | 0 | 2022-02-22 | 18 | 59.36 | 0.74 | 60.1 | 0
2022-02-22 | 19 | 0 | 2022-02-22 | 19 | 60.04 | 0.82 | 60.86 | 0
2022-02-22 | 20 | 0 | 2022-02-22 | 20 | 53.55 | 0.74 | 54.29 | 0
2022-02-22 | 21 | 0 | 2022-02-22 | 21 | 57.62 | 0.68 | 58.3 | 0
2022-02-22 | 22 | 0 | 2022-02-22 | 22 | 50.44 | 0.76 | 51.2 | 0
2022-02-22 | 23 | 0 | 2022-02-22 | 23 | 37.46 | 0.75 | 38.21 | 0
2022-02-22 | 24 | 0 | 2022-02-22 | 24 | 21.62 | 0.57 | 22.19 | 0
2022-02-23 | 1 | 0 | 2022-02-23 | 1 | 15.67 | 1.14 | 16.81 | 0
2022-02-23 | 2 | 0 | 2022-02-23 | 2 | 8.37 | 0.96 | 9.33 | 0
2022-02-23 | 3 | 0 | 2022-02-23 | 3 | 25.09 | 0.94 | 26.03 | 0
2022-02-23 | 4 | 0 | 2022-02-23 | 4 | 31.23 | 0.95 | 32.18 | 0
2022-02-23 | 5 | 0 | 2022-02-23 | 5 | 32.77 | 0.92 | 33.69 | 0
2022-02-23 | 6 | 0 | 2022-02-23 | 6 | 21.18 | 1.55 | 22.73 | 0
2022-02-23 | 7 | 5 | 2022-02-23 | 7 | 35.75 | 1.18 | 36.93 | 8.1866e-07
2022-02-23 | 8 | 8035 | 2022-02-23 | 8 | 33.27 | 1.41 | 34.68 | 0.0012354
2022-02-23 | 9 | 17770 | 2022-02-23 | 9 | 49.59 | 1.45 | 51.04 | 0.0040212
2022-02-23 | 10 | 49110 | 2022-02-23 | 10 | 36.05 | 2.04 | 38.09 | 0.0082935
2022-02-23 | 11 | 124820 | 2022-02-23 | 11 | 33.64 | 1.34 | 34.98 | 0.019358
2022-02-23 | 12 | 137180 | 2022-02-23 | 12 | 33.67 | 1.33 | 35 | 0.021287
2022-02-23 | 13 | 98005 | 2022-02-23 | 13 | 19.47 | 1.49 | 20.96 | 0.0091074
2022-02-23 | 14 | 129380 | 2022-02-23 | 14 | 19.14 | 1.35 | 20.49 | 0.011753
2022-02-23 | 15 | 106750 | 2022-02-23 | 15 | -14.45 | 1.83 | -12.62 | -0.0059729
2022-02-23 | 16 | 70340 | 2022-02-23 | 16 | 35.07 | 1.37 | 36.44 | 0.011364
2022-02-23 | 17 | 19645 | 2022-02-23 | 17 | 36.29 | 1.25 | 37.54 | 0.0032696
2022-02-23 | 18 | 500 | 2022-02-23 | 18 | 42.56 | 1.28 | 43.84 | 9.7184e-05
2022-02-23 | 19 | 0 | 2022-02-23 | 19 | 71.46 | 1.37 | 72.83 | 0
2022-02-23 | 20 | 0 | 2022-02-23 | 20 | 74.84 | 1.41 | 76.25 | 0
2022-02-23 | 21 | 0 | 2022-02-23 | 21 | 75.84 | 1.58 | 77.42 | 0
2022-02-23 | 22 | 0 | 2022-02-23 | 22 | 41.35 | 1.31 | 42.66 | 0
2022-02-23 | 23 | 0 | 2022-02-23 | 23 | 36.38 | 1.42 | 37.8 | 0
2022-02-23 | 24 | 0 | 2022-02-23 | 24 | 36.42 | 1.05 | 37.47 | 0
2022-02-24 | 1 | 0 | 2022-02-24 | 1 | 36.45 | 0.9 | 37.35 | 0
2022-02-24 | 2 | 0 | 2022-02-24 | 2 | 33.41 | 0.88 | 34.29 | 0
2022-02-24 | 3 | 0 | 2022-02-24 | 3 | 34.41 | 0.9 | 35.31 | 0
2022-02-24 | 4 | 0 | 2022-02-24 | 4 | 35.48 | 0.9 | 36.38 | 0
2022-02-24 | 5 | 0 | 2022-02-24 | 5 | 37.51 | 0.89 | 38.4 | 0
2022-02-24 | 6 | 0 | 2022-02-24 | 6 | 37.9 | 1.13 | 39.03 | 0
2022-02-24 | 7 | 510 | 2022-02-24 | 7 | 40.11 | 1.14 | 41.25 | 9.3271e-05
2022-02-24 | 8 | 20410 | 2022-02-24 | 8 | 45.07 | 1.23 | 46.3 | 0.0041897
2022-02-24 | 9 | 57890 | 2022-02-24 | 9 | 41.85 | 1.07 | 42.92 | 0.011016
2022-02-24 | 10 | 85490 | 2022-02-24 | 10 | 40.72 | 1.13 | 41.85 | 0.015862
2022-02-24 | 11 | 60965 | 2022-02-24 | 11 | 68.76 | 1.48 | 70.24 | 0.018985
2022-02-24 | 12 | 105525 | 2022-02-24 | 12 | 95.94 | 1.16 | 97.1 | 0.045429
2022-02-24 | 13 | 87760 | 2022-02-24 | 13 | 79.42 | 1.26 | 80.68 | 0.031392
2022-02-24 | 14 | 91005 | 2022-02-24 | 14 | 92.79 | 1.28 | 94.07 | 0.037955
2022-02-24 | 15 | 101630 | 2022-02-24 | 15 | 86.82 | 1.22 | 88.04 | 0.039669
2022-02-24 | 16 | 72775 | 2022-02-24 | 16 | 86.18 | 1.19 | 87.37 | 0.02819
2022-02-24 | 17 | 21985 | 2022-02-24 | 17 | 97.45 | 1.17 | 98.62 | 0.0096127
2022-02-24 | 18 | 500 | 2022-02-24 | 18 | 154.17 | 1.63 | 155.8 | 0.00034538
2022-02-24 | 19 | 0 | 2022-02-24 | 19 | 141.92 | 1.36 | 143.28 | 0
2022-02-24 | 20 | 0 | 2022-02-24 | 20 | 158.67 | 2 | 160.67 | 0
2022-02-24 | 21 | 0 | 2022-02-24 | 21 | 115.24 | 1.3 | 116.54 | 0
2022-02-24 | 22 | 0 | 2022-02-24 | 22 | 104.24 | 1.73 | 105.97 | 0
2022-02-24 | 23 | 0 | 2022-02-24 | 23 | 102.09 | 1.56 | 103.65 | 0
2022-02-24 | 24 | 0 | 2022-02-24 | 24 | 134.1 | 1.23 | 135.33 | 0
2022-02-25 | 1 | 0 | 2022-02-25 | 1 | 109.95 | 2.23 | 112.18 | 0
2022-02-25 | 2 | 0 | 2022-02-25 | 2 | 112.74 | 2.03 | 114.77 | 0
2022-02-25 | 3 | 0 | 2022-02-25 | 3 | 106.07 | 2.06 | 108.13 | 0
2022-02-25 | 4 | 0 | 2022-02-25 | 4 | 115.54 | 2.17 | 117.71 | 0
2022-02-25 | 5 | 0 | 2022-02-25 | 5 | 95.41 | 2.17 | 97.58 | 0
2022-02-25 | 6 | 0 | 2022-02-25 | 6 | 66.97 | 2.43 | 69.4 | 0
2022-02-25 | 7 | 0 | 2022-02-25 | 7 | 57.69 | 3.21 | 60.9 | 0
2022-02-25 | 8 | 0 | 2022-02-25 | 8 | 95.17 | 2.9 | 98.07 | 0
2022-02-25 | 9 | 0 | 2022-02-25 | 9 | 103.63 | 2.45 | 106.08 | 0
2022-02-25 | 10 | 5 | 2022-02-25 | 10 | 147.7 | 2.43 | 150.13 | 3.3281e-06
2022-02-25 | 11 | 55 | 2022-02-25 | 11 | 217.24 | 2.92 | 220.16 | 5.3685e-05
2022-02-25 | 12 | 415 | 2022-02-25 | 12 | 229.66 | 3.17 | 232.83 | 0.00042839
2022-02-25 | 13 | 465 | 2022-02-25 | 13 | 278.45 | 3.63 | 282.08 | 0.00058154
2022-02-25 | 14 | 265 | 2022-02-25 | 14 | 286.68 | 3.04 | 289.72 | 0.00034039
2022-02-25 | 15 | 120 | 2022-02-25 | 15 | 250.82 | 3.59 | 254.41 | 0.00013535
2022-02-25 | 16 | 65 | 2022-02-25 | 16 | 180.99 | 2.79 | 183.78 | 5.2962e-05
2022-02-25 | 17 | 0 | 2022-02-25 | 17 | 203.03 | 2.9 | 205.93 | 0
2022-02-25 | 18 | 0 | 2022-02-25 | 18 | 262.4 | 3.08 | 265.48 | 0
2022-02-25 | 19 | 0 | 2022-02-25 | 19 | 312.34 | 3.14 | 315.48 | 0
2022-02-25 | 20 | 0 | 2022-02-25 | 20 | 269.57 | 3.03 | 272.6 | 0
2022-02-25 | 21 | 0 | 2022-02-25 | 21 | 173.73 | 3.41 | 177.14 | 0
2022-02-25 | 22 | 0 | 2022-02-25 | 22 | 146.84 | 2.61 | 149.45 | 0
2022-02-25 | 23 | 0 | 2022-02-25 | 23 | 139.54 | 3.21 | 142.75 | 0
2022-02-25 | 24 | 0 | 2022-02-25 | 24 | 146.14 | 3.1 | 149.24 | 0
2022-02-26 | 1 | 0 | 2022-02-26 | 1 | 130.63 | 0.74 | 131.37 | 0
2022-02-26 | 2 | 0 | 2022-02-26 | 2 | 134.74 | 0.56 | 135.3 | 0
2022-02-26 | 3 | 0 | 2022-02-26 | 3 | 134.5 | 0.56 | 135.06 | 0
2022-02-26 | 4 | 0 | 2022-02-26 | 4 | 124.61 | 0.56 | 125.17 | 0
2022-02-26 | 5 | 0 | 2022-02-26 | 5 | 117.32 | 0.66 | 117.98 | 0
2022-02-26 | 6 | 0 | 2022-02-26 | 6 | 119.66 | 0.57 | 120.23 | 0
2022-02-26 | 7 | 0 | 2022-02-26 | 7 | 115.91 | 1.23 | 117.14 | 0
2022-02-26 | 8 | 35 | 2022-02-26 | 8 | 151.1 | 1.11 | 152.21 | 2.3619e-05
2022-02-26 | 9 | 850 | 2022-02-26 | 9 | 212.72 | 2.75 | 215.47 | 0.00081201
2022-02-26 | 10 | 2440 | 2022-02-26 | 10 | 198.82 | 1.08 | 199.9 | 0.0021625
2022-02-26 | 11 | 5995 | 2022-02-26 | 11 | 203.41 | 1.77 | 205.18 | 0.0054535
2022-02-26 | 12 | 12720 | 2022-02-26 | 12 | 151.77 | 0.98 | 152.75 | 0.0086144
2022-02-26 | 13 | 23830 | 2022-02-26 | 13 | 146.06 | 0.85 | 146.91 | 0.015521
2022-02-26 | 14 | 27585 | 2022-02-26 | 14 | 131.49 | 0.76 | 132.25 | 0.016174
2022-02-26 | 15 | 26085 | 2022-02-26 | 15 | 128.8 | 0.66 | 129.46 | 0.014972
2022-02-26 | 16 | 19880 | 2022-02-26 | 16 | 135.24 | 0.67 | 135.91 | 0.011979
2022-02-26 | 17 | 6290 | 2022-02-26 | 17 | 138.86 | 0.62 | 139.48 | 0.0038897
2022-02-26 | 18 | 0 | 2022-02-26 | 18 | 146.28 | 0.72 | 147 | 0
2022-02-26 | 19 | 0 | 2022-02-26 | 19 | 143.18 | 0.77 | 143.95 | 0
2022-02-26 | 20 | 0 | 2022-02-26 | 20 | 138.05 | 0.7 | 138.75 | 0
2022-02-26 | 21 | 0 | 2022-02-26 | 21 | 127.5 | 0.74 | 128.24 | 0
2022-02-26 | 22 | 0 | 2022-02-26 | 22 | 109.7 | 0.7 | 110.4 | 0
2022-02-26 | 23 | 0 | 2022-02-26 | 23 | 95.18 | 1.12 | 96.3 | 0
2022-02-26 | 24 | 0 | 2022-02-26 | 24 | 91.04 | 1.79 | 92.83 | 0
2022-02-27 | 1 | 0 | 2022-02-27 | 1 | 88.92 | 1.61 | 90.53 | 0
2022-02-27 | 2 | 0 | 2022-02-27 | 2 | 87.87 | 1.38 | 89.25 | 0
2022-02-27 | 3 | 0 | 2022-02-27 | 3 | 85.63 | 0.91 | 86.54 | 0
2022-02-27 | 4 | 0 | 2022-02-27 | 4 | 82.69 | 0.87 | 83.56 | 0
2022-02-27 | 5 | 0 | 2022-02-27 | 5 | 77.93 | 0.87 | 78.8 | 0
2022-02-27 | 6 | 0 | 2022-02-27 | 6 | 10.84 | 0.83 | 11.67 | 0
2022-02-27 | 7 | 630 | 2022-02-27 | 7 | 74.03 | 0.99 | 75.02 | 0.00020954
2022-02-27 | 8 | 8265 | 2022-02-27 | 8 | 85.28 | 1.13 | 86.41 | 0.0031664
2022-02-27 | 9 | 21280 | 2022-02-27 | 9 | 83.76 | 1.07 | 84.83 | 0.0080034
2022-02-27 | 10 | 31385 | 2022-02-27 | 10 | 80.95 | 1.15 | 82.1 | 0.011424
2022-02-27 | 11 | 41520 | 2022-02-27 | 11 | 93.84 | 1.07 | 94.91 | 0.017471
2022-02-27 | 12 | 62340 | 2022-02-27 | 12 | 71.05 | 1.3 | 72.35 | 0.019997
2022-02-27 | 13 | 96905 | 2022-02-27 | 13 | 84.85 | 1.19 | 86.04 | 0.036966
2022-02-27 | 14 | 91610 | 2022-02-27 | 14 | 10.61 | 1.21 | 11.82 | 0.0048008
2022-02-27 | 15 | 71505 | 2022-02-27 | 15 | 65.88 | 1.08 | 66.96 | 0.021228
2022-02-27 | 16 | 30010 | 2022-02-27 | 16 | 81.89 | 0.98 | 82.87 | 0.011026
2022-02-27 | 17 | 20220 | 2022-02-27 | 17 | 94.54 | 0.9 | 95.44 | 0.0085559
2022-02-27 | 18 | 1000 | 2022-02-27 | 18 | 140.6 | 1.04 | 141.64 | 0.00062797
2022-02-27 | 19 | 0 | 2022-02-27 | 19 | 132.15 | 0.94 | 133.09 | 0
2022-02-27 | 20 | 0 | 2022-02-27 | 20 | 149.21 | 1.09 | 150.3 | 0
2022-02-27 | 21 | 0 | 2022-02-27 | 21 | 156.41 | 1.58 | 157.99 | 0
2022-02-27 | 22 | 0 | 2022-02-27 | 22 | 133.07 | 0.89 | 133.96 | 0
2022-02-27 | 23 | 0 | 2022-02-27 | 23 | 102.66 | 1.36 | 104.02 | 0
2022-02-27 | 24 | 0 | 2022-02-27 | 24 | 92.02 | 1.33 | 93.35 | 0
2022-02-28 | 1 | 0 | 2022-02-28 | 1 | 83.07 | 1.01 | 84.08 | 0
2022-02-28 | 2 | 0 | 2022-02-28 | 2 | 75.15 | 0.99 | 76.14 | 0
2022-02-28 | 3 | 0 | 2022-02-28 | 3 | 11.78 | 0.99 | 12.77 | 0
2022-02-28 | 4 | 0 | 2022-02-28 | 4 | -2.17 | 0.92 | -1.25 | 0
2022-02-28 | 5 | 0 | 2022-02-28 | 5 | 66.19 | 0.99 | 67.18 | 0
2022-02-28 | 6 | 0 | 2022-02-28 | 6 | 45.92 | 0.95 | 46.87 | 0
2022-02-28 | 7 | 1570 | 2022-02-28 | 7 | 84.7 | 1.47 | 86.17 | 0.00059981
2022-02-28 | 8 | 18390 | 2022-02-28 | 8 | 86.62 | 3.02 | 89.64 | 0.0073087
2022-02-28 | 9 | 49505 | 2022-02-28 | 9 | 67.12 | 1.42 | 68.54 | 0.015043
2022-02-28 | 10 | 98970 | 2022-02-28 | 10 | 6.3 | 1.7 | 8 | 0.0035103
2022-02-28 | 11 | 149970 | 2022-02-28 | 11 | 86.16 | 1.75 | 87.91 | 0.058452
2022-02-28 | 12 | 153215 | 2022-02-28 | 12 | 71.28 | 1.41 | 72.69 | 0.049378
2022-02-28 | 13 | 153365 | 2022-02-28 | 13 | 31.22 | 1.39 | 32.61 | 0.022173
2022-02-28 | 14 | 151205 | 2022-02-28 | 14 | -40.69 | 1.39 | -39.3 | -0.026346
2022-02-28 | 15 | 126875 | 2022-02-28 | 15 | 96.93 | 1.28 | 98.21 | 0.055244
2022-02-28 | 16 | 74450 | 2022-02-28 | 16 | 123.5 | 1.28 | 124.78 | 0.041187
2022-02-28 | 17 | 24955 | 2022-02-28 | 17 | 112.85 | 1.21 | 114.06 | 0.01262
2022-02-28 | 18 | 1000 | 2022-02-28 | 18 | 131.73 | 1.22 | 132.95 | 0.00058944
2022-02-28 | 19 | 0 | 2022-02-28 | 19 | 161.77 | 1.4 | 163.17 | 0
2022-02-28 | 20 | 0 | 2022-02-28 | 20 | 125.77 | 1.31 | 127.08 | 0
2022-02-28 | 21 | 0 | 2022-02-28 | 21 | 142.01 | 1.33 | 143.34 | 0
2022-02-28 | 22 | 0 | 2022-02-28 | 22 | 143.03 | 1.44 | 144.47 | 0
2022-02-28 | 23 | 0 | 2022-02-28 | 23 | 107.89 | 1.42 | 109.31 | 0
2022-02-28 | 24 | 0 | 2022-02-28 | 24 | 74.79 | 1.35 | 76.14 | 0
2022-03-01 | 1 | 0 | 2022-03-01 | 1 | 64.6 | 1.73 | 66.33 | 0
2022-03-01 | 2 | 0 | 2022-03-01 | 2 | 77.97 | 1.68 | 79.65 | 0
2022-03-01 | 3 | 0 | 2022-03-01 | 3 | 77.55 | 1.68 | 79.23 | 0
2022-03-01 | 4 | 0 | 2022-03-01 | 4 | 77.21 | 1.74 | 78.95 | 0
2022-03-01 | 5 | 0 | 2022-03-01 | 5 | 78.41 | 1.74 | 80.15 | 0
2022-03-01 | 6 | 0 | 2022-03-01 | 6 | 77.73 | 1.88 | 79.61 | 0
2022-03-01 | 7 | 6215 | 2022-03-01 | 7 | 119.05 | 2.66 | 121.71 | 0.0033537
2022-03-01 | 8 | 19670 | 2022-03-01 | 8 | 186.7 | 5.17 | 191.87 | 0.016733
2022-03-01 | 9 | 38325 | 2022-03-01 | 9 | 121.02 | 2.54 | 123.56 | 0.020995
2022-03-01 | 10 | 50560 | 2022-03-01 | 10 | 96.17 | 2.11 | 98.28 | 0.022031
2022-03-01 | 11 | 61720 | 2022-03-01 | 11 | 128.49 | 2.53 | 131.02 | 0.035852
2022-03-01 | 12 | 43875 | 2022-03-01 | 12 | 99.32 | 2.79 | 102.11 | 0.019863
2022-03-01 | 13 | 33810 | 2022-03-01 | 13 | 72.08 | 2.2 | 74.28 | 0.011135
2022-03-01 | 14 | 37405 | 2022-03-01 | 14 | 64.66 | 1.97 | 66.63 | 0.01105
2022-03-01 | 15 | 30800 | 2022-03-01 | 15 | 61.35 | 1.98 | 63.33 | 0.008648
2022-03-01 | 16 | 24895 | 2022-03-01 | 16 | 66.19 | 1.97 | 68.16 | 0.0075231
2022-03-01 | 17 | 6025 | 2022-03-01 | 17 | 78.88 | 2.22 | 81.1 | 0.0021664
2022-03-01 | 18 | 530 | 2022-03-01 | 18 | 98.15 | 2.12 | 100.27 | 0.00023561
2022-03-01 | 19 | 0 | 2022-03-01 | 19 | 109.3 | 2.38 | 111.68 | 0
2022-03-01 | 20 | 0 | 2022-03-01 | 20 | 100.37 | 2.65 | 103.02 | 0
2022-03-01 | 21 | 0 | 2022-03-01 | 21 | 73.74 | 2.16 | 75.9 | 0
2022-03-01 | 22 | 0 | 2022-03-01 | 22 | 68.62 | 2.17 | 70.79 | 0
2022-03-01 | 23 | 0 | 2022-03-01 | 23 | 73.68 | 2.52 | 76.2 | 0
2022-03-01 | 24 | 0 | 2022-03-01 | 24 | 77.78 | 2.8 | 80.58 | 0
2022-03-02 | 1 | 0 | 2022-03-02 | 1 | 104.57 | 1.13 | 105.7 | 0
2022-03-02 | 2 | 0 | 2022-03-02 | 2 | 123.85 | 0.87 | 124.72 | 0
2022-03-02 | 3 | 0 | 2022-03-02 | 3 | 100.95 | 0.86 | 101.81 | 0
2022-03-02 | 4 | 0 | 2022-03-02 | 4 | 112.2 | 0.86 | 113.06 | 0
2022-03-02 | 5 | 0 | 2022-03-02 | 5 | 66.45 | 0.86 | 67.31 | 0
2022-03-02 | 6 | 0 | 2022-03-02 | 6 | 72.63 | 1.3 | 73.93 | 0
2022-03-02 | 7 | 0 | 2022-03-02 | 7 | 75.49 | 1.17 | 76.66 | 0
2022-03-02 | 8 | 580 | 2022-03-02 | 8 | 75.5 | 2.01 | 77.51 | 0.00019932
2022-03-02 | 9 | 3065 | 2022-03-02 | 9 | 61.5 | 1.52 | 63.02 | 0.00085637
2022-03-02 | 10 | 7610 | 2022-03-02 | 10 | 47.09 | 1.22 | 48.31 | 0.00163
2022-03-02 | 11 | 16935 | 2022-03-02 | 11 | 40.53 | 1.19 | 41.72 | 0.0031325
2022-03-02 | 12 | 38050 | 2022-03-02 | 12 | 40.39 | 1.18 | 41.57 | 0.0070128
2022-03-02 | 13 | 107050 | 2022-03-02 | 13 | 30.54 | 1.24 | 31.78 | 0.015083
2022-03-02 | 14 | 138985 | 2022-03-02 | 14 | 19.91 | 1.2 | 21.11 | 0.013008
2022-03-02 | 15 | 122260 | 2022-03-02 | 15 | 34.45 | 1.21 | 35.66 | 0.019329
2022-03-02 | 16 | 81600 | 2022-03-02 | 16 | 39.18 | 1.19 | 40.37 | 0.014605
2022-03-02 | 17 | 26815 | 2022-03-02 | 17 | 42.05 | 1.15 | 43.2 | 0.0051359
2022-03-02 | 18 | 1100 | 2022-03-02 | 18 | 80.83 | 1.27 | 82.1 | 0.0004004
2022-03-02 | 19 | 0 | 2022-03-02 | 19 | 118.66 | 1.31 | 119.97 | 0
2022-03-02 | 20 | 0 | 2022-03-02 | 20 | 117.26 | 1.11 | 118.37 | 0
2022-03-02 | 21 | 0 | 2022-03-02 | 21 | 109.79 | 1.46 | 111.25 | 0
2022-03-02 | 22 | 0 | 2022-03-02 | 22 | 51.39 | 1.3 | 52.69 | 0
2022-03-02 | 23 | 0 | 2022-03-02 | 23 | 53.14 | 1.32 | 54.46 | 0
2022-03-02 | 24 | 0 | 2022-03-02 | 24 | 48.29 | 1.06 | 49.35 | 0
2022-03-03 | 1 | 0 | 2022-03-03 | 1 | 73.98 | 2.77 | 76.75 | 0
2022-03-03 | 2 | 0 | 2022-03-03 | 2 | 137.79 | 2.72 | 140.51 | 0
2022-03-03 | 3 | 0 | 2022-03-03 | 3 | 129.71 | 2.72 | 132.43 | 0
2022-03-03 | 4 | 0 | 2022-03-03 | 4 | 164.1 | 3.24 | 167.34 | 0
2022-03-03 | 5 | 0 | 2022-03-03 | 5 | 168.07 | 2.8 | 170.87 | 0
2022-03-03 | 6 | 0 | 2022-03-03 | 6 | 350.75 | 7.1 | 357.85 | 0
2022-03-03 | 7 | 15 | 2022-03-03 | 7 | 166.17 | 4.89 | 171.06 | 1.1376e-05
2022-03-03 | 8 | 4100 | 2022-03-03 | 8 | 97.94 | 5.09 | 103.03 | 0.0018728
2022-03-03 | 9 | 15840 | 2022-03-03 | 9 | 58.56 | 3.42 | 61.98 | 0.0043527
2022-03-03 | 10 | 74665 | 2022-03-03 | 10 | 42.05 | 3.17 | 45.22 | 0.014969
2022-03-03 | 11 | 139405 | 2022-03-03 | 11 | 90.17 | 3.51 | 93.68 | 0.0579
2022-03-03 | 12 | 134860 | 2022-03-03 | 12 | 108.6 | 3.09 | 111.69 | 0.066781
2022-03-03 | 13 | 131105 | 2022-03-03 | 13 | -10.67 | 3.5 | -7.17 | -0.0041677
2022-03-03 | 14 | 115330 | 2022-03-03 | 14 | 85.4 | 3.26 | 88.66 | 0.045334
2022-03-03 | 15 | 114325 | 2022-03-03 | 15 | 102.4 | 3.14 | 105.54 | 0.053495
2022-03-03 | 16 | 80815 | 2022-03-03 | 16 | 109.67 | 3.11 | 112.78 | 0.040409
2022-03-03 | 17 | 28610 | 2022-03-03 | 17 | 141.98 | 3.14 | 145.12 | 0.018408
2022-03-03 | 18 | 1625 | 2022-03-03 | 18 | 154 | 3.35 | 157.35 | 0.0011336
2022-03-03 | 19 | 0 | 2022-03-03 | 19 | 133.72 | 3.16 | 136.88 | 0
2022-03-03 | 20 | 0 | 2022-03-03 | 20 | 145.28 | 3.23 | 148.51 | 0
2022-03-03 | 21 | 0 | 2022-03-03 | 21 | 180.06 | 3.48 | 183.54 | 0
2022-03-03 | 22 | 0 | 2022-03-03 | 22 | 142.64 | 3.21 | 145.85 | 0
2022-03-03 | 23 | 0 | 2022-03-03 | 23 | 156.34 | 3.62 | 159.96 | 0
2022-03-03 | 24 | 0 | 2022-03-03 | 24 | 142.07 | 3.33 | 145.4 | 0
2022-03-04 | 1 | 0 | 2022-03-04 | 1 | 125.18 | 1.27 | 126.45 | 0
2022-03-04 | 2 | 0 | 2022-03-04 | 2 | 128.43 | 1.07 | 129.5 | 0
2022-03-04 | 3 | 0 | 2022-03-04 | 3 | 115.88 | 0.83 | 116.71 | 0
2022-03-04 | 4 | 0 | 2022-03-04 | 4 | 118.41 | 1.02 | 119.43 | 0
2022-03-04 | 5 | 0 | 2022-03-04 | 5 | 121.21 | 0.74 | 121.95 | 0
2022-03-04 | 6 | 0 | 2022-03-04 | 6 | 155.29 | 2.45 | 157.74 | 0
2022-03-04 | 7 | 5660 | 2022-03-04 | 7 | 219.04 | 2.47 | 221.51 | 0.0055586
2022-03-04 | 8 | 45725 | 2022-03-04 | 8 | 180.4 | 2.66 | 183.06 | 0.037111
2022-03-04 | 9 | 95515 | 2022-03-04 | 9 | 97.43 | 1.25 | 98.68 | 0.041788
2022-03-04 | 10 | 132780 | 2022-03-04 | 10 | 80.12 | 1.17 | 81.29 | 0.047855
2022-03-04 | 11 | 150525 | 2022-03-04 | 11 | 93.66 | 1.06 | 94.72 | 0.063213
2022-03-04 | 12 | 152610 | 2022-03-04 | 12 | 79.07 | 1.02 | 80.09 | 0.05419
2022-03-04 | 13 | 153165 | 2022-03-04 | 13 | 78.4 | 1.13 | 79.53 | 0.054006
2022-03-04 | 14 | 148570 | 2022-03-04 | 14 | 68.32 | 1.11 | 69.43 | 0.045733
2022-03-04 | 15 | 125285 | 2022-03-04 | 15 | 65.75 | 0.99 | 66.74 | 0.037071
2022-03-04 | 16 | 85715 | 2022-03-04 | 16 | 66.56 | 1.06 | 67.62 | 0.025697
2022-03-04 | 17 | 29305 | 2022-03-04 | 17 | 90.96 | 1.12 | 92.08 | 0.011964
2022-03-04 | 18 | 1630 | 2022-03-04 | 18 | 146.14 | 1.62 | 147.76 | 0.0010678
2022-03-04 | 19 | 0 | 2022-03-04 | 19 | 110.13 | 1.14 | 111.27 | 0
2022-03-04 | 20 | 0 | 2022-03-04 | 20 | 133.02 | 1.41 | 134.43 | 0
2022-03-04 | 21 | 0 | 2022-03-04 | 21 | 117.36 | 1.36 | 118.72 | 0
2022-03-04 | 22 | 0 | 2022-03-04 | 22 | 130.85 | 2.01 | 132.86 | 0
2022-03-04 | 23 | 0 | 2022-03-04 | 23 | 101.95 | 1.47 | 103.42 | 0
2022-03-04 | 24 | 0 | 2022-03-04 | 24 | 97.06 | 1.67 | 98.73 | 0
2022-03-05 | 1 | 0 | 2022-03-05 | 1 | 101.22 | 0.44 | 101.66 | 0
2022-03-05 | 2 | 0 | 2022-03-05 | 2 | 100.59 | 0.19 | 100.78 | 0
2022-03-05 | 3 | 0 | 2022-03-05 | 3 | 94.95 | 0.19 | 95.14 | 0
2022-03-05 | 4 | 0 | 2022-03-05 | 4 | 79.33 | 0.24 | 79.57 | 0
2022-03-05 | 5 | 0 | 2022-03-05 | 5 | 80 | 0.25 | 80.25 | 0
2022-03-05 | 6 | 0 | 2022-03-05 | 6 | 105.89 | 0.77 | 106.66 | 0
2022-03-05 | 7 | 7240 | 2022-03-05 | 7 | 131.78 | 0.57 | 132.35 | 0.0042483
2022-03-05 | 8 | 47630 | 2022-03-05 | 8 | 107.93 | 0.45 | 108.38 | 0.022887
2022-03-05 | 9 | 88970 | 2022-03-05 | 9 | 76.93 | 1.44 | 78.37 | 0.030913
2022-03-05 | 10 | 117780 | 2022-03-05 | 10 | 24.42 | 0.51 | 24.93 | 0.013018
2022-03-05 | 11 | 139650 | 2022-03-05 | 11 | 37.67 | 0.26 | 37.93 | 0.023484
2022-03-05 | 12 | 146835 | 2022-03-05 | 12 | 37.81 | 0.25 | 38.06 | 0.024777
2022-03-05 | 13 | 134250 | 2022-03-05 | 13 | 36.16 | 0.25 | 36.41 | 0.021672
2022-03-05 | 14 | 120105 | 2022-03-05 | 14 | 35.05 | 0.25 | 35.3 | 0.018797
2022-03-05 | 15 | 86625 | 2022-03-05 | 15 | 36.9 | 0.24 | 37.14 | 0.014264
2022-03-05 | 16 | 38545 | 2022-03-05 | 16 | 39.82 | 0.22 | 40.04 | 0.0068425
2022-03-05 | 17 | 12095 | 2022-03-05 | 17 | 40.58 | 0.22 | 40.8 | 0.0021879
2022-03-05 | 18 | 1800 | 2022-03-05 | 18 | 45.24 | 0.19 | 45.43 | 0.00036255
2022-03-05 | 19 | 0 | 2022-03-05 | 19 | 50.11 | 0.19 | 50.3 | 0
2022-03-05 | 20 | 0 | 2022-03-05 | 20 | 53.55 | 0.19 | 53.74 | 0
2022-03-05 | 21 | 0 | 2022-03-05 | 21 | 43.97 | 0.28 | 44.25 | 0
2022-03-05 | 22 | 0 | 2022-03-05 | 22 | 45.96 | 0.3 | 46.26 | 0
2022-03-05 | 23 | 0 | 2022-03-05 | 23 | 46.15 | 0.6 | 46.75 | 0
2022-03-05 | 24 | 0 | 2022-03-05 | 24 | 43.94 | 0.42 | 44.36 | 0
2022-03-06 | 1 | 0 | 2022-03-06 | 1 | 42.96 | 0.79 | 43.75 | 0
2022-03-06 | 2 | 0 | 2022-03-06 | 2 | 47.08 | 0.74 | 47.82 | 0
2022-03-06 | 3 | 0 | 2022-03-06 | 3 | 45.6 | 0.68 | 46.28 | 0
2022-03-06 | 4 | 0 | 2022-03-06 | 4 | 48.49 | 0.69 | 49.18 | 0
2022-03-06 | 5 | 0 | 2022-03-06 | 5 | 56.27 | 0.62 | 56.89 | 0
2022-03-06 | 6 | 0 | 2022-03-06 | 6 | 46.85 | 0.61 | 47.46 | 0
2022-03-06 | 7 | 500 | 2022-03-06 | 7 | 43 | 0.86 | 43.86 | 9.7228e-05
2022-03-06 | 8 | 7735 | 2022-03-06 | 8 | 38.43 | 0.75 | 39.18 | 0.0013436
2022-03-06 | 9 | 23170 | 2022-03-06 | 9 | 42.72 | 0.71 | 43.43 | 0.0044614
2022-03-06 | 10 | 19815 | 2022-03-06 | 10 | 74.98 | 1.08 | 76.06 | 0.006682
2022-03-06 | 11 | 25580 | 2022-03-06 | 11 | 74.41 | 1.36 | 75.77 | 0.0085932
2022-03-06 | 12 | 43005 | 2022-03-06 | 12 | 76.69 | 1.45 | 78.14 | 0.014899
2022-03-06 | 13 | 90675 | 2022-03-06 | 13 | 42.26 | 0.76 | 43.02 | 0.017295
2022-03-06 | 14 | 132505 | 2022-03-06 | 14 | 20.46 | 0.67 | 21.13 | 0.012413
2022-03-06 | 15 | 109470 | 2022-03-06 | 15 | 28.31 | 0.68 | 28.99 | 0.01407
2022-03-06 | 16 | 74600 | 2022-03-06 | 16 | 35.72 | 0.67 | 36.39 | 0.012036
2022-03-06 | 17 | 26345 | 2022-03-06 | 17 | 37.91 | 0.66 | 38.57 | 0.0045051
2022-03-06 | 18 | 1615 | 2022-03-06 | 18 | 44.7 | 0.67 | 45.37 | 0.00032486
2022-03-06 | 19 | 0 | 2022-03-06 | 19 | 73.37 | 1.2 | 74.57 | 0
2022-03-06 | 20 | 0 | 2022-03-06 | 20 | 44.25 | 0.74 | 44.99 | 0
2022-03-06 | 21 | 0 | 2022-03-06 | 21 | 40.18 | 0.68 | 40.86 | 0
2022-03-06 | 22 | 0 | 2022-03-06 | 22 | 38.43 | 0.71 | 39.14 | 0
2022-03-06 | 23 | 0 | 2022-03-06 | 23 | 49.99 | 1.26 | 51.25 | 0
2022-03-06 | 24 | 0 | 2022-03-06 | 24 | 37.62 | 0.88 | 38.5 | 0
2022-03-07 | 1 | 0 | 2022-03-07 | 1 | 36.94 | 0.84 | 37.78 | 0
2022-03-07 | 2 | 0 | 2022-03-07 | 2 | 37.24 | 0.78 | 38.02 | 0
2022-03-07 | 3 | 0 | 2022-03-07 | 3 | 36.54 | 0.87 | 37.41 | 0
2022-03-07 | 4 | 0 | 2022-03-07 | 4 | 37.25 | 0.79 | 38.04 | 0
2022-03-07 | 5 | 0 | 2022-03-07 | 5 | 38.83 | 0.78 | 39.61 | 0
2022-03-07 | 6 | 5 | 2022-03-07 | 6 | 42.07 | 1.36 | 43.43 | 9.6275e-07
2022-03-07 | 7 | 555 | 2022-03-07 | 7 | 36.67 | 1.59 | 38.26 | 9.4144e-05
2022-03-07 | 8 | 11865 | 2022-03-07 | 8 | 37.14 | 1.45 | 38.59 | 0.00203
2022-03-07 | 9 | 25860 | 2022-03-07 | 9 | 37.85 | 1.23 | 39.08 | 0.0044806
2022-03-07 | 10 | 18255 | 2022-03-07 | 10 | 49.14 | 1.72 | 50.86 | 0.0041164
2022-03-07 | 11 | 26155 | 2022-03-07 | 11 | 49.07 | 1.33 | 50.4 | 0.0058444
2022-03-07 | 12 | 20415 | 2022-03-07 | 12 | 43.68 | 1.16 | 44.84 | 0.0040585
2022-03-07 | 13 | 27365 | 2022-03-07 | 13 | 42.02 | 1.1 | 43.12 | 0.0052315
2022-03-07 | 14 | 6580 | 2022-03-07 | 14 | 57.85 | 1.58 | 59.43 | 0.0017337
2022-03-07 | 15 | 8475 | 2022-03-07 | 15 | 50.12 | 1.14 | 51.26 | 0.0019261
2022-03-07 | 16 | 9205 | 2022-03-07 | 16 | 53.62 | 1.33 | 54.95 | 0.0022426
2022-03-07 | 17 | 4450 | 2022-03-07 | 17 | 62.22 | 1.21 | 63.43 | 0.0012514
2022-03-07 | 18 | 535 | 2022-03-07 | 18 | 67.89 | 1.21 | 69.1 | 0.0001639
2022-03-07 | 19 | 0 | 2022-03-07 | 19 | 64.67 | 1.26 | 65.93 | 0
2022-03-07 | 20 | 0 | 2022-03-07 | 20 | 63.26 | 1.55 | 64.81 | 0
2022-03-07 | 21 | 0 | 2022-03-07 | 21 | 49.06 | 1.15 | 50.21 | 0
2022-03-07 | 22 | 0 | 2022-03-07 | 22 | 47.43 | 1.3 | 48.73 | 0
2022-03-07 | 23 | 0 | 2022-03-07 | 23 | 39.33 | 1.25 | 40.58 | 0
2022-03-07 | 24 | 0 | 2022-03-07 | 24 | 39.64 | 0.98 | 40.62 | 0
2022-03-08 | 1 | 0 | 2022-03-08 | 1 | 44.85 | 0.67 | 45.52 | 0
2022-03-08 | 2 | 0 | 2022-03-08 | 2 | 42.54 | 0.75 | 43.29 | 0
2022-03-08 | 3 | 0 | 2022-03-08 | 3 | 39.74 | 0.73 | 40.47 | 0
2022-03-08 | 4 | 0 | 2022-03-08 | 4 | 37.5 | 0.72 | 38.22 | 0
2022-03-08 | 5 | 0 | 2022-03-08 | 5 | 40.63 | 0.66 | 41.29 | 0
2022-03-08 | 6 | 0 | 2022-03-08 | 6 | 38.8 | 0.88 | 39.68 | 0
2022-03-08 | 7 | 3680 | 2022-03-08 | 7 | 53.5 | 1.19 | 54.69 | 0.0008923
2022-03-08 | 8 | 46775 | 2022-03-08 | 8 | 50.68 | 1.34 | 52.02 | 0.010788
2022-03-08 | 9 | 79365 | 2022-03-08 | 9 | 36.32 | 1.07 | 37.39 | 0.013156
2022-03-08 | 10 | 51735 | 2022-03-08 | 10 | 17.06 | 1.03 | 18.09 | 0.0041493
2022-03-08 | 11 | 98005 | 2022-03-08 | 11 | 23.61 | 1.06 | 24.67 | 0.010719
2022-03-08 | 12 | 129155 | 2022-03-08 | 12 | 30.44 | 1.02 | 31.46 | 0.018015
2022-03-08 | 13 | 147815 | 2022-03-08 | 13 | 17.79 | 1.07 | 18.86 | 0.01236
2022-03-08 | 14 | 149465 | 2022-03-08 | 14 | 10.54 | 1.28 | 11.82 | 0.0078327
2022-03-08 | 15 | 126650 | 2022-03-08 | 15 | 10.29 | 1.28 | 11.57 | 0.0064967
2022-03-08 | 16 | 85585 | 2022-03-08 | 16 | 34.72 | 1.01 | 35.73 | 0.013558
2022-03-08 | 17 | 31805 | 2022-03-08 | 17 | 38.86 | 0.93 | 39.79 | 0.0056108
2022-03-08 | 18 | 2145 | 2022-03-08 | 18 | 47.7 | 0.91 | 48.61 | 0.00046228
2022-03-08 | 19 | 0 | 2022-03-08 | 19 | 84.82 | 1.87 | 86.69 | 0
2022-03-08 | 20 | 0 | 2022-03-08 | 20 | 78.28 | 1.37 | 79.65 | 0
2022-03-08 | 21 | 0 | 2022-03-08 | 21 | 56.06 | 0.98 | 57.04 | 0
2022-03-08 | 22 | 0 | 2022-03-08 | 22 | 43.86 | 0.94 | 44.8 | 0
2022-03-08 | 23 | 0 | 2022-03-08 | 23 | 39.93 | 1.01 | 40.94 | 0
2022-03-08 | 24 | 0 | 2022-03-08 | 24 | 42.13 | 1.98 | 44.11 | 0
2022-03-09 | 1 | 0 | 2022-03-09 | 1 | 45.05 | 0.56 | 45.61 | 0
2022-03-09 | 2 | 0 | 2022-03-09 | 2 | 45.15 | 0.13 | 45.28 | 0
2022-03-09 | 3 | 0 | 2022-03-09 | 3 | 42.83 | 0.13 | 42.96 | 0
2022-03-09 | 4 | 0 | 2022-03-09 | 4 | 42.79 | 0.13 | 42.92 | 0
2022-03-09 | 5 | 0 | 2022-03-09 | 5 | 39.58 | 0.13 | 39.71 | 0
2022-03-09 | 6 | 0 | 2022-03-09 | 6 | 39.16 | 0.27 | 39.43 | 0
2022-03-09 | 7 | 3820 | 2022-03-09 | 7 | 44.87 | 0.28 | 45.15 | 0.00076467
2022-03-09 | 8 | 17765 | 2022-03-09 | 8 | 48.56 | 0.53 | 49.09 | 0.0038665
2022-03-09 | 9 | 20200 | 2022-03-09 | 9 | 44.83 | 0.47 | 45.3 | 0.004057
2022-03-09 | 10 | 32220 | 2022-03-09 | 10 | 45.47 | 0.48 | 45.95 | 0.006564
2022-03-09 | 11 | 57040 | 2022-03-09 | 11 | 46.64 | 0.46 | 47.1 | 0.011911
2022-03-09 | 12 | 42830 | 2022-03-09 | 12 | 49.68 | 0.46 | 50.14 | 0.0095211
2022-03-09 | 13 | 28975 | 2022-03-09 | 13 | 50.67 | 0.49 | 51.16 | 0.0065722
2022-03-09 | 14 | 18565 | 2022-03-09 | 14 | 52.15 | 0.48 | 52.63 | 0.0043319
2022-03-09 | 15 | 13485 | 2022-03-09 | 15 | 61.07 | 0.53 | 61.6 | 0.0036829
2022-03-09 | 16 | 6795 | 2022-03-09 | 16 | 54.26 | 0.42 | 54.68 | 0.0016473
2022-03-09 | 17 | 1015 | 2022-03-09 | 17 | 54.27 | 0.41 | 54.68 | 0.00024606
2022-03-09 | 18 | 0 | 2022-03-09 | 18 | 54.24 | 0.41 | 54.65 | 0
2022-03-09 | 19 | 0 | 2022-03-09 | 19 | 56.67 | 0.44 | 57.11 | 0
2022-03-09 | 20 | 0 | 2022-03-09 | 20 | 64.35 | 0.56 | 64.91 | 0
2022-03-09 | 21 | 0 | 2022-03-09 | 21 | 58.7 | 0.56 | 59.26 | 0
2022-03-09 | 22 | 0 | 2022-03-09 | 22 | 55.3 | 0.5 | 55.8 | 0
2022-03-09 | 23 | 0 | 2022-03-09 | 23 | 49.77 | 0.57 | 50.34 | 0
2022-03-09 | 24 | 0 | 2022-03-09 | 24 | 45.31 | 0.31 | 45.62 | 0
2022-03-10 | 1 | 0 | 2022-03-10 | 1 | 42.92 | 0.32 | 43.24 | 0
2022-03-10 | 2 | 0 | 2022-03-10 | 2 | 43.84 | 0.29 | 44.13 | 0
2022-03-10 | 3 | 0 | 2022-03-10 | 3 | 42.36 | 0.29 | 42.65 | 0
2022-03-10 | 4 | 0 | 2022-03-10 | 4 | 44.23 | 0.29 | 44.52 | 0
2022-03-10 | 5 | 0 | 2022-03-10 | 5 | 45.79 | 0.35 | 46.14 | 0
2022-03-10 | 6 | 0 | 2022-03-10 | 6 | 57.17 | 0.91 | 58.08 | 0
2022-03-10 | 7 | 0 | 2022-03-10 | 7 | 72.94 | 1.21 | 74.15 | 0
2022-03-10 | 8 | 2085 | 2022-03-10 | 8 | 70.85 | 1.43 | 72.28 | 0.00066816
2022-03-10 | 9 | 4385 | 2022-03-10 | 9 | 65.18 | 0.89 | 66.07 | 0.0012845
2022-03-10 | 10 | 7790 | 2022-03-10 | 10 | 53.51 | 0.74 | 54.25 | 0.0018737
2022-03-10 | 11 | 31090 | 2022-03-10 | 11 | 38.03 | 0.7 | 38.73 | 0.0053385
2022-03-10 | 12 | 132605 | 2022-03-10 | 12 | 34.3 | 0.6 | 34.9 | 0.020518
2022-03-10 | 13 | 138800 | 2022-03-10 | 13 | 18.65 | 0.81 | 19.46 | 0.011975
2022-03-10 | 14 | 132425 | 2022-03-10 | 14 | 30.48 | 0.71 | 31.19 | 0.018312
2022-03-10 | 15 | 112125 | 2022-03-10 | 15 | 32.09 | 0.64 | 32.73 | 0.016271
2022-03-10 | 16 | 81825 | 2022-03-10 | 16 | 32.55 | 0.61 | 33.16 | 0.01203
2022-03-10 | 17 | 30010 | 2022-03-10 | 17 | 35.9 | 0.6 | 36.5 | 0.0048564
2022-03-10 | 18 | 2755 | 2022-03-10 | 18 | 46.1 | 0.69 | 46.79 | 0.00057152
2022-03-10 | 19 | 0 | 2022-03-10 | 19 | 43.79 | 0.61 | 44.4 | 0
2022-03-10 | 20 | 0 | 2022-03-10 | 20 | 53.04 | 0.76 | 53.8 | 0
2022-03-10 | 21 | 0 | 2022-03-10 | 21 | 49.29 | 0.71 | 50 | 0
2022-03-10 | 22 | 0 | 2022-03-10 | 22 | 42.39 | 0.65 | 43.04 | 0
2022-03-10 | 23 | 0 | 2022-03-10 | 23 | 39.43 | 0.71 | 40.14 | 0
2022-03-10 | 24 | 0 | 2022-03-10 | 24 | 38.95 | 0.45 | 39.4 | 0
2022-03-11 | 1 | 0 | 2022-03-11 | 1 | 40.76 | 0.59 | 41.35 | 0
2022-03-11 | 2 | 0 | 2022-03-11 | 2 | 41.56 | 0.6 | 42.16 | 0
2022-03-11 | 3 | 0 | 2022-03-11 | 3 | 39.34 | 0.62 | 39.96 | 0
2022-03-11 | 4 | 0 | 2022-03-11 | 4 | 42.26 | 0.61 | 42.87 | 0
2022-03-11 | 5 | 0 | 2022-03-11 | 5 | 52.35 | 0.56 | 52.91 | 0
2022-03-11 | 6 | 0 | 2022-03-11 | 6 | 52.53 | 1.07 | 53.6 | 0
2022-03-11 | 7 | 10370 | 2022-03-11 | 7 | 66.71 | 1.21 | 67.92 | 0.0031227
2022-03-11 | 8 | 47050 | 2022-03-11 | 8 | 42.84 | 1.02 | 43.86 | 0.0091492
2022-03-11 | 9 | 89185 | 2022-03-11 | 9 | 38.52 | 0.93 | 39.45 | 0.015599
2022-03-11 | 10 | 97080 | 2022-03-11 | 10 | 34.46 | 0.94 | 35.4 | 0.015237
2022-03-11 | 11 | 107640 | 2022-03-11 | 11 | 36.97 | 0.87 | 37.84 | 0.018058
2022-03-11 | 12 | 106570 | 2022-03-11 | 12 | 37.94 | 0.87 | 38.81 | 0.018337
2022-03-11 | 13 | 90230 | 2022-03-11 | 13 | 36.34 | 0.87 | 37.21 | 0.014886
2022-03-11 | 14 | 115880 | 2022-03-11 | 14 | 34.98 | 0.9 | 35.88 | 0.018434
2022-03-11 | 15 | 99675 | 2022-03-11 | 15 | 35.34 | 0.93 | 36.27 | 0.016028
2022-03-11 | 16 | 48230 | 2022-03-11 | 16 | 36.24 | 0.91 | 37.15 | 0.0079438
2022-03-11 | 17 | 19230 | 2022-03-11 | 17 | 35.49 | 0.88 | 36.37 | 0.0031008
2022-03-11 | 18 | 2810 | 2022-03-11 | 18 | 39.5 | 0.84 | 40.34 | 0.00050257
2022-03-11 | 19 | 0 | 2022-03-11 | 19 | 40.66 | 0.86 | 41.52 | 0
2022-03-11 | 20 | 0 | 2022-03-11 | 20 | 40.86 | 0.96 | 41.82 | 0
2022-03-11 | 21 | 0 | 2022-03-11 | 21 | 40.73 | 0.92 | 41.65 | 0
2022-03-11 | 22 | 0 | 2022-03-11 | 22 | 38.61 | 0.94 | 39.55 | 0
2022-03-11 | 23 | 0 | 2022-03-11 | 23 | 38.03 | 0.94 | 38.97 | 0
2022-03-11 | 24 | 0 | 2022-03-11 | 24 | 38.64 | 0.68 | 39.32 | 0
2022-03-12 | 1 | 0 | 2022-03-12 | 1 | 38.13 | 0.68 | 38.81 | 0
2022-03-12 | 2 | 0 | 2022-03-12 | 2 | 40.74 | 0.72 | 41.46 | 0
2022-03-12 | 3 | 0 | 2022-03-12 | 3 | 41.25 | 0.73 | 41.98 | 0
2022-03-12 | 4 | 0 | 2022-03-12 | 4 | 41.83 | 0.67 | 42.5 | 0
2022-03-12 | 5 | 0 | 2022-03-12 | 5 | 41.48 | 0.66 | 42.14 | 0
2022-03-12 | 6 | 0 | 2022-03-12 | 6 | 42.31 | 0.66 | 42.97 | 0
2022-03-12 | 7 | 530 | 2022-03-12 | 7 | 37.48 | 0.79 | 38.27 | 8.9927e-05
2022-03-12 | 8 | 2755 | 2022-03-12 | 8 | 36.78 | 0.8 | 37.58 | 0.00045902
2022-03-12 | 9 | 8240 | 2022-03-12 | 9 | 47.23 | 1.07 | 48.3 | 0.0017645
2022-03-12 | 10 | 11540 | 2022-03-12 | 10 | 51.01 | 0.76 | 51.77 | 0.0026487
2022-03-12 | 11 | 8695 | 2022-03-12 | 11 | 95.88 | 0.85 | 96.73 | 0.0037289
2022-03-12 | 12 | 7155 | 2022-03-12 | 12 | 109 | 1.07 | 110.07 | 0.0034917
2022-03-12 | 13 | 9480 | 2022-03-12 | 13 | 111.39 | 0.69 | 112.08 | 0.0047108
2022-03-12 | 14 | 11535 | 2022-03-12 | 14 | 123.31 | 1.13 | 124.44 | 0.006364
2022-03-12 | 15 | 8285 | 2022-03-12 | 15 | 127.18 | 1.74 | 128.92 | 0.0047355
2022-03-12 | 16 | 8735 | 2022-03-12 | 16 | 82.3 | 0.97 | 83.27 | 0.0032248
2022-03-12 | 17 | 6850 | 2022-03-12 | 17 | 96.24 | 0.8 | 97.04 | 0.0029471
2022-03-12 | 18 | 510 | 2022-03-12 | 18 | 131.75 | 0.85 | 132.6 | 0.00029983
2022-03-12 | 19 | 0 | 2022-03-12 | 19 | 126.75 | 0.69 | 127.44 | 0
2022-03-12 | 20 | 0 | 2022-03-12 | 20 | 102.18 | 0.83 | 103.01 | 0
2022-03-12 | 21 | 0 | 2022-03-12 | 21 | 125.11 | 1.27 | 126.38 | 0
2022-03-12 | 22 | 0 | 2022-03-12 | 22 | 124.29 | 1.16 | 125.45 | 0
2022-03-12 | 23 | 0 | 2022-03-12 | 23 | 120.73 | 2.21 | 122.94 | 0
2022-03-12 | 24 | 0 | 2022-03-12 | 24 | 78.98 | 1.12 | 80.1 | 0
2022-03-13 | 1 | 0 | 2022-03-13 | 1 | 117.28 | 1.49 | 118.77 | 0
2022-03-13 | 2 | 0 | 2022-03-13 | 2 | 84.69 | 1.48 | 86.17 | 0
2022-03-13 | 4 | 0 | 2022-03-13 | 4 | 82.48 | 1.59 | 84.07 | 0
2022-03-13 | 5 | 0 | 2022-03-13 | 5 | 114.81 | 1.59 | 116.4 | 0
2022-03-13 | 6 | 5 | 2022-03-13 | 6 | 95.45 | 1.56 | 97.01 | 2.1505e-06
2022-03-13 | 7 | 0 | 2022-03-13 | 7 | 94.09 | 1.62 | 95.71 | 0
2022-03-13 | 8 | 7775 | 2022-03-13 | 8 | 113.94 | 1.74 | 115.68 | 0.0039876
2022-03-13 | 9 | 30755 | 2022-03-13 | 9 | 84.92 | 2.2 | 87.12 | 0.011879
2022-03-13 | 10 | 88050 | 2022-03-13 | 10 | 81.03 | 1.51 | 82.54 | 0.032222
2022-03-13 | 11 | 136330 | 2022-03-13 | 11 | 73.69 | 1.46 | 75.15 | 0.045423
2022-03-13 | 12 | 137495 | 2022-03-13 | 12 | 72.47 | 1.61 | 74.08 | 0.045159
2022-03-13 | 13 | 148525 | 2022-03-13 | 13 | 54.95 | 1.33 | 56.28 | 0.03706
2022-03-13 | 14 | 152835 | 2022-03-13 | 14 | 53.65 | 1.29 | 54.94 | 0.037228
2022-03-13 | 15 | 146480 | 2022-03-13 | 15 | 51.35 | 1.27 | 52.62 | 0.034173
2022-03-13 | 16 | 121710 | 2022-03-13 | 16 | 38.72 | 1.59 | 40.31 | 0.021752
2022-03-13 | 17 | 82985 | 2022-03-13 | 17 | 52.84 | 1.32 | 54.16 | 0.019927
2022-03-13 | 18 | 31600 | 2022-03-13 | 18 | 81.88 | 1.49 | 83.37 | 0.01168
2022-03-13 | 19 | 2500 | 2022-03-13 | 19 | 98.41 | 1.74 | 100.15 | 0.0011101
2022-03-13 | 20 | 0 | 2022-03-13 | 20 | 139.01 | 2.66 | 141.67 | 0
2022-03-13 | 21 | 0 | 2022-03-13 | 21 | 137.65 | 2.14 | 139.79 | 0
2022-03-13 | 22 | 0 | 2022-03-13 | 22 | 108.68 | 1.61 | 110.29 | 0
2022-03-13 | 23 | 0 | 2022-03-13 | 23 | 77.01 | 1.68 | 78.69 | 0
2022-03-13 | 24 | 0 | 2022-03-13 | 24 | 115.71 | 2.57 | 118.28 | 0
2022-03-14 | 1 | 0 | 2022-03-14 | 1 | 77.21 | 0.86 | 78.07 | 0
2022-03-14 | 2 | 0 | 2022-03-14 | 2 | 99.18 | 1.71 | 100.89 | 0
2022-03-14 | 3 | 0 | 2022-03-14 | 3 | 73.73 | 0.78 | 74.51 | 0
2022-03-14 | 4 | 0 | 2022-03-14 | 4 | 74.53 | 0.91 | 75.44 | 0
2022-03-14 | 5 | 0 | 2022-03-14 | 5 | 106.99 | 0.82 | 107.81 | 0
2022-03-14 | 6 | 0 | 2022-03-14 | 6 | 115.88 | 1.61 | 117.49 | 0
2022-03-14 | 7 | 0 | 2022-03-14 | 7 | 129.24 | 2.13 | 131.37 | 0
2022-03-14 | 8 | 8705 | 2022-03-14 | 8 | 137.64 | 2.34 | 139.98 | 0.0054024
2022-03-14 | 9 | 18670 | 2022-03-14 | 9 | 123.67 | 1.69 | 125.36 | 0.010377
2022-03-14 | 10 | 79200 | 2022-03-14 | 10 | 82.58 | 1.88 | 84.46 | 0.029657
2022-03-14 | 11 | 115405 | 2022-03-14 | 11 | 44.6 | 1.21 | 45.81 | 0.023439
2022-03-14 | 12 | 147550 | 2022-03-14 | 12 | 40.11 | 1.12 | 41.23 | 0.026972
2022-03-14 | 13 | 148185 | 2022-03-14 | 13 | 35.54 | 1.13 | 36.67 | 0.024092
2022-03-14 | 14 | 146210 | 2022-03-14 | 14 | 24.54 | 1.22 | 25.76 | 0.016699
2022-03-14 | 15 | 107075 | 2022-03-14 | 15 | 20.12 | 1.52 | 21.64 | 0.010273
2022-03-14 | 16 | 97430 | 2022-03-14 | 16 | 32.33 | 1.22 | 33.55 | 0.014492
2022-03-14 | 17 | 79165 | 2022-03-14 | 17 | 36.59 | 1.32 | 37.91 | 0.013306
2022-03-14 | 18 | 30115 | 2022-03-14 | 18 | 38.98 | 1.72 | 40.7 | 0.0054342
2022-03-14 | 19 | 3810 | 2022-03-14 | 19 | 50.14 | 1.8 | 51.94 | 0.00087737
2022-03-14 | 20 | 0 | 2022-03-14 | 20 | 73.93 | 2.52 | 76.45 | 0
2022-03-14 | 21 | 0 | 2022-03-14 | 21 | 52.11 | 1.2 | 53.31 | 0
2022-03-14 | 22 | 0 | 2022-03-14 | 22 | 40.51 | 1.14 | 41.65 | 0
2022-03-14 | 23 | 0 | 2022-03-14 | 23 | 39.38 | 1.17 | 40.55 | 0
2022-03-14 | 24 | 0 | 2022-03-14 | 24 | 37.44 | 0.9 | 38.34 | 0
2022-03-15 | 1 | 0 | 2022-03-15 | 1 | 38.04 | 0.26 | 38.3 | 0
2022-03-15 | 2 | 0 | 2022-03-15 | 2 | 38.62 | 0.28 | 38.9 | 0
2022-03-15 | 3 | 0 | 2022-03-15 | 3 | 39.17 | 0.26 | 39.43 | 0
2022-03-15 | 4 | 0 | 2022-03-15 | 4 | 40.39 | 0.29 | 40.68 | 0
2022-03-15 | 5 | 0 | 2022-03-15 | 5 | 41.61 | 0.32 | 41.93 | 0
2022-03-15 | 6 | 5 | 2022-03-15 | 6 | 42.54 | 0.47 | 43.01 | 9.5344e-07
2022-03-15 | 7 | 0 | 2022-03-15 | 7 | 57.03 | 0.8 | 57.83 | 0
2022-03-15 | 8 | 4870 | 2022-03-15 | 8 | 74.68 | 1.18 | 75.86 | 0.0016379
2022-03-15 | 9 | 19295 | 2022-03-15 | 9 | 70.02 | 0.74 | 70.76 | 0.0060532
2022-03-15 | 10 | 30780 | 2022-03-15 | 10 | 52.1 | 1.27 | 53.37 | 0.0072832
2022-03-15 | 11 | 31340 | 2022-03-15 | 11 | 38.68 | 0.68 | 39.36 | 0.005469
2022-03-15 | 12 | 40815 | 2022-03-15 | 12 | 37.98 | 0.58 | 38.56 | 0.0069777
2022-03-15 | 13 | 49060 | 2022-03-15 | 13 | 35.54 | 0.61 | 36.15 | 0.007863
2022-03-15 | 14 | 55285 | 2022-03-15 | 14 | 34.27 | 0.56 | 34.83 | 0.0085372
2022-03-15 | 15 | 43945 | 2022-03-15 | 15 | 33 | 0.55 | 33.55 | 0.0065367
2022-03-15 | 16 | 28365 | 2022-03-15 | 16 | 34.27 | 0.61 | 34.88 | 0.0043865
2022-03-15 | 17 | 26215 | 2022-03-15 | 17 | 36.14 | 0.57 | 36.71 | 0.0042667
2022-03-15 | 18 | 19680 | 2022-03-15 | 18 | 43.4 | 0.63 | 44.03 | 0.0038417
2022-03-15 | 19 | 2770 | 2022-03-15 | 19 | 40.98 | 0.57 | 41.55 | 0.00051028
2022-03-15 | 20 | 0 | 2022-03-15 | 20 | 63.71 | 0.76 | 64.47 | 0
2022-03-15 | 21 | 0 | 2022-03-15 | 21 | 49.01 | 0.53 | 49.54 | 0
2022-03-15 | 22 | 0 | 2022-03-15 | 22 | 56.24 | 0.95 | 57.19 | 0
2022-03-15 | 23 | 0 | 2022-03-15 | 23 | 42.85 | 0.73 | 43.58 | 0
2022-03-15 | 24 | 0 | 2022-03-15 | 24 | 40.25 | 0.48 | 40.73 | 0
2022-03-16 | 1 | 0 | 2022-03-16 | 1 | 41.02 | 0.26 | 41.28 | 0
2022-03-16 | 2 | 0 | 2022-03-16 | 2 | 39.62 | 0.29 | 39.91 | 0
2022-03-16 | 3 | 0 | 2022-03-16 | 3 | 39.3 | 0.25 | 39.55 | 0
2022-03-16 | 4 | 0 | 2022-03-16 | 4 | 39.7 | 0.24 | 39.94 | 0
2022-03-16 | 5 | 0 | 2022-03-16 | 5 | 42.09 | 0.24 | 42.33 | 0
2022-03-16 | 6 | 0 | 2022-03-16 | 6 | 37.74 | 0.37 | 38.11 | 0
2022-03-16 | 7 | 0 | 2022-03-16 | 7 | 53.54 | 0.5 | 54.04 | 0
2022-03-16 | 8 | 1075 | 2022-03-16 | 8 | 77.77 | 1.75 | 79.52 | 0.000379
2022-03-16 | 9 | 11975 | 2022-03-16 | 9 | 61.26 | 0.89 | 62.15 | 0.0032997
2022-03-16 | 10 | 66015 | 2022-03-16 | 10 | 54.25 | 0.6 | 54.85 | 0.016054
2022-03-16 | 11 | 40440 | 2022-03-16 | 11 | 39.27 | 0.61 | 39.88 | 0.0071502
2022-03-16 | 12 | 71295 | 2022-03-16 | 12 | 34.6 | 0.55 | 35.15 | 0.011111
2022-03-16 | 13 | 144235 | 2022-03-16 | 13 | 29.89 | 0.52 | 30.41 | 0.019447
2022-03-16 | 14 | 133820 | 2022-03-16 | 14 | -35.72 | 0.49 | -35.23 | -0.020902
2022-03-16 | 15 | 142025 | 2022-03-16 | 15 | -26.38 | 0.48 | -25.9 | -0.016309
2022-03-16 | 16 | 118340 | 2022-03-16 | 16 | -9.47 | 0.47 | -9 | -0.004722
2022-03-16 | 17 | 83985 | 2022-03-16 | 17 | 30.71 | 0.5 | 31.21 | 0.011621
2022-03-16 | 18 | 34720 | 2022-03-16 | 18 | 35.9 | 0.55 | 36.45 | 0.0056109
2022-03-16 | 19 | 3245 | 2022-03-16 | 19 | 51.25 | 1.16 | 52.41 | 0.00075402
2022-03-16 | 20 | 0 | 2022-03-16 | 20 | 35.56 | 0.48 | 36.04 | 0
2022-03-16 | 21 | 0 | 2022-03-16 | 21 | 38.92 | 0.61 | 39.53 | 0
2022-03-16 | 22 | 0 | 2022-03-16 | 22 | 41.14 | 0.62 | 41.76 | 0
2022-03-16 | 23 | 0 | 2022-03-16 | 23 | 43.44 | 0.92 | 44.36 | 0
2022-03-16 | 24 | 0 | 2022-03-16 | 24 | 48.21 | 0.9 | 49.11 | 0
2022-03-17 | 1 | 0 | 2022-03-17 | 1 | 36.71 | 0.69 | 37.4 | 0
2022-03-17 | 2 | 0 | 2022-03-17 | 2 | 33.11 | 0.75 | 33.86 | 0
2022-03-17 | 3 | 0 | 2022-03-17 | 3 | 32.57 | 0.78 | 33.35 | 0
2022-03-17 | 4 | 0 | 2022-03-17 | 4 | 31.46 | 0.83 | 32.29 | 0
2022-03-17 | 5 | 0 | 2022-03-17 | 5 | 31 | 0.79 | 31.79 | 0
2022-03-17 | 6 | 0 | 2022-03-17 | 6 | 29.84 | 0.88 | 30.72 | 0
2022-03-17 | 7 | 0 | 2022-03-17 | 7 | 33.26 | 0.89 | 34.15 | 0
2022-03-17 | 8 | 7100 | 2022-03-17 | 8 | 41.17 | 1.09 | 42.26 | 0.0013303
2022-03-17 | 9 | 14710 | 2022-03-17 | 9 | 46.85 | 1.13 | 47.98 | 0.0031292
2022-03-17 | 10 | 30390 | 2022-03-17 | 10 | 52.71 | 1.44 | 54.15 | 0.007296
2022-03-17 | 11 | 74105 | 2022-03-17 | 11 | 38.73 | 0.96 | 39.69 | 0.01304
2022-03-17 | 12 | 127895 | 2022-03-17 | 12 | 37.02 | 0.91 | 37.93 | 0.021508
2022-03-17 | 13 | 125920 | 2022-03-17 | 13 | 37.34 | 0.9 | 38.24 | 0.021348
2022-03-17 | 14 | 95075 | 2022-03-17 | 14 | 38.98 | 1.01 | 39.99 | 0.016857
2022-03-17 | 15 | 36010 | 2022-03-17 | 15 | 37.49 | 1.05 | 38.54 | 0.006153
2022-03-17 | 16 | 22300 | 2022-03-17 | 16 | 37.53 | 1 | 38.53 | 0.0038094
2022-03-17 | 17 | 10035 | 2022-03-17 | 17 | 46.58 | 1.05 | 47.63 | 0.0021191
2022-03-17 | 18 | 6400 | 2022-03-17 | 18 | 49.64 | 1 | 50.64 | 0.0014369
2022-03-17 | 19 | 1115 | 2022-03-17 | 19 | 55.58 | 0.98 | 56.56 | 0.0002796
2022-03-17 | 20 | 0 | 2022-03-17 | 20 | 52.92 | 1.03 | 53.95 | 0
2022-03-17 | 21 | 0 | 2022-03-17 | 21 | 39.97 | 1.03 | 41 | 0
2022-03-17 | 22 | 0 | 2022-03-17 | 22 | 48.46 | 1.27 | 49.73 | 0
2022-03-17 | 23 | 0 | 2022-03-17 | 23 | 39.98 | 1.2 | 41.18 | 0
2022-03-17 | 24 | 0 | 2022-03-17 | 24 | 37.04 | 0.84 | 37.88 | 0
2022-03-18 | 1 | 0 | 2022-03-18 | 1 | 38.37 | 0.24 | 38.61 | 0
2022-03-18 | 2 | 0 | 2022-03-18 | 2 | 34.01 | 0.28 | 34.29 | 0
2022-03-18 | 3 | 0 | 2022-03-18 | 3 | 33.29 | 0.28 | 33.57 | 0
2022-03-18 | 4 | 0 | 2022-03-18 | 4 | 33.48 | 0.29 | 33.77 | 0
2022-03-18 | 5 | 0 | 2022-03-18 | 5 | 35.47 | 0.28 | 35.75 | 0
2022-03-18 | 6 | 5 | 2022-03-18 | 6 | 33.11 | 0.39 | 33.5 | 7.4262e-07
2022-03-18 | 7 | 0 | 2022-03-18 | 7 | 39.22 | 0.55 | 39.77 | 0
2022-03-18 | 8 | 10465 | 2022-03-18 | 8 | 53.77 | 0.9 | 54.67 | 0.0025365
2022-03-18 | 9 | 46820 | 2022-03-18 | 9 | 45.75 | 0.68 | 46.43 | 0.009638
2022-03-18 | 10 | 86555 | 2022-03-18 | 10 | 34.32 | 0.49 | 34.81 | 0.013358
2022-03-18 | 11 | 115030 | 2022-03-18 | 11 | 33.25 | 0.5 | 33.75 | 0.017212
2022-03-18 | 12 | 132600 | 2022-03-18 | 12 | 30.33 | 0.6 | 30.93 | 0.018184
2022-03-18 | 13 | 123215 | 2022-03-18 | 13 | 29.22 | 0.62 | 29.84 | 0.016301
2022-03-18 | 14 | 81270 | 2022-03-18 | 14 | 28.98 | 0.8 | 29.78 | 0.01073
2022-03-18 | 15 | 97315 | 2022-03-18 | 15 | 29.81 | 0.65 | 30.46 | 0.013142
2022-03-18 | 16 | 62405 | 2022-03-18 | 16 | 32.53 | 0.59 | 33.12 | 0.0091636
2022-03-18 | 17 | 22975 | 2022-03-18 | 17 | 34.08 | 0.58 | 34.66 | 0.0035305
2022-03-18 | 18 | 16215 | 2022-03-18 | 18 | 42.32 | 0.74 | 43.06 | 0.0030956
2022-03-18 | 19 | 2080 | 2022-03-18 | 19 | 57.51 | 0.85 | 58.36 | 0.00053819
2022-03-18 | 20 | 0 | 2022-03-18 | 20 | 57.37 | 1.14 | 58.51 | 0
2022-03-18 | 21 | 0 | 2022-03-18 | 21 | 49.37 | 0.89 | 50.26 | 0
2022-03-18 | 22 | 0 | 2022-03-18 | 22 | 47.28 | 1.22 | 48.5 | 0
2022-03-18 | 23 | 0 | 2022-03-18 | 23 | 38.67 | 0.74 | 39.41 | 0
2022-03-18 | 24 | 0 | 2022-03-18 | 24 | 41.08 | 1.21 | 42.29 | 0
2022-03-19 | 1 | 0 | 2022-03-19 | 1 | 39.58 | 0.4 | 39.98 | 0
2022-03-19 | 2 | 0 | 2022-03-19 | 2 | 40.51 | 0.3 | 40.81 | 0
2022-03-19 | 3 | 0 | 2022-03-19 | 3 | 31.15 | 0.25 | 31.4 | 0
2022-03-19 | 4 | 0 | 2022-03-19 | 4 | 35.66 | 0.32 | 35.98 | 0
2022-03-19 | 5 | 0 | 2022-03-19 | 5 | 44.19 | 0.37 | 44.56 | 0
2022-03-19 | 6 | 0 | 2022-03-19 | 6 | 34.77 | 0.19 | 34.96 | 0
2022-03-19 | 7 | 5 | 2022-03-19 | 7 | 30.36 | 0.46 | 30.82 | 6.8321e-07
2022-03-19 | 8 | 1010 | 2022-03-19 | 8 | 29.99 | 0.51 | 30.5 | 0.00013658
2022-03-19 | 9 | 3220 | 2022-03-19 | 9 | 31.99 | 0.33 | 32.32 | 0.0004614
2022-03-19 | 10 | 9630 | 2022-03-19 | 10 | 33.96 | 0.4 | 34.36 | 0.001467
2022-03-19 | 11 | 12315 | 2022-03-19 | 11 | 36.5 | 0.27 | 36.77 | 0.0020076
2022-03-19 | 12 | 12415 | 2022-03-19 | 12 | 35.89 | 0.25 | 36.14 | 0.0019893
2022-03-19 | 13 | 12735 | 2022-03-19 | 13 | 35.64 | 0.39 | 36.03 | 0.0020343
2022-03-19 | 14 | 10615 | 2022-03-19 | 14 | 37.34 | 0.36 | 37.7 | 0.0017743
2022-03-19 | 15 | 9735 | 2022-03-19 | 15 | 35.83 | 0.26 | 36.09 | 0.0015577
2022-03-19 | 16 | 6120 | 2022-03-19 | 16 | 34.08 | 0.35 | 34.43 | 0.00093421
2022-03-19 | 17 | 6150 | 2022-03-19 | 17 | 33.88 | 0.37 | 34.25 | 0.00093388
2022-03-19 | 18 | 3280 | 2022-03-19 | 18 | 34.53 | 0.36 | 34.89 | 0.00050738
2022-03-19 | 19 | 595 | 2022-03-19 | 19 | 35.92 | 0.19 | 36.11 | 9.5257e-05
2022-03-19 | 20 | 0 | 2022-03-19 | 20 | 38.34 | 0.23 | 38.57 | 0
2022-03-19 | 21 | 0 | 2022-03-19 | 21 | 37.35 | 0.26 | 37.61 | 0
2022-03-19 | 22 | 0 | 2022-03-19 | 22 | 37.72 | 0.2 | 37.92 | 0
2022-03-19 | 23 | 0 | 2022-03-19 | 23 | 37.96 | 0.29 | 38.25 | 0
2022-03-19 | 24 | 0 | 2022-03-19 | 24 | 47.53 | 0.92 | 48.45 | 0
2022-03-20 | 1 | 0 | 2022-03-20 | 1 | 44.36 | 0.8 | 45.16 | 0
2022-03-20 | 2 | 0 | 2022-03-20 | 2 | 42.99 | 0.43 | 43.42 | 0
2022-03-20 | 3 | 0 | 2022-03-20 | 3 | 37.52 | 0.44 | 37.96 | 0
2022-03-20 | 4 | 0 | 2022-03-20 | 4 | 40.07 | 0.46 | 40.53 | 0
2022-03-20 | 5 | 0 | 2022-03-20 | 5 | 40.84 | 0.43 | 41.27 | 0
2022-03-20 | 6 | 0 | 2022-03-20 | 6 | 33.88 | 0.35 | 34.23 | 0
2022-03-20 | 7 | 5 | 2022-03-20 | 7 | 32.4 | 0.5 | 32.9 | 7.2932e-07
2022-03-20 | 8 | 8165 | 2022-03-20 | 8 | 34.99 | 0.56 | 35.55 | 0.0012869
2022-03-20 | 9 | 30515 | 2022-03-20 | 9 | 36.78 | 0.45 | 37.23 | 0.0050369
2022-03-20 | 10 | 52200 | 2022-03-20 | 10 | 42.16 | 0.51 | 42.67 | 0.0098752
2022-03-20 | 11 | 117160 | 2022-03-20 | 11 | 33.64 | 0.43 | 34.07 | 0.017697
2022-03-20 | 12 | 65955 | 2022-03-20 | 12 | 32.58 | 0.46 | 33.04 | 0.0096615
2022-03-20 | 13 | 86500 | 2022-03-20 | 13 | 36.34 | 0.58 | 36.92 | 0.014159
2022-03-20 | 14 | 95940 | 2022-03-20 | 14 | 39.15 | 0.47 | 39.62 | 0.016853
2022-03-20 | 15 | 80455 | 2022-03-20 | 15 | 36.23 | 0.56 | 36.79 | 0.013123
2022-03-20 | 16 | 34615 | 2022-03-20 | 16 | 38.32 | 0.6 | 38.92 | 0.005973
2022-03-20 | 17 | 17780 | 2022-03-20 | 17 | 46.47 | 0.53 | 47 | 0.003705
2022-03-20 | 18 | 13675 | 2022-03-20 | 18 | 57.47 | 0.54 | 58.01 | 0.0035171
2022-03-20 | 19 | 1805 | 2022-03-20 | 19 | 52.73 | 0.49 | 53.22 | 0.0004259
2022-03-20 | 20 | 0 | 2022-03-20 | 20 | 59.61 | 0.75 | 60.36 | 0
2022-03-20 | 21 | 0 | 2022-03-20 | 21 | 57.26 | 0.95 | 58.21 | 0
2022-03-20 | 22 | 0 | 2022-03-20 | 22 | 50.54 | 0.96 | 51.5 | 0
2022-03-20 | 23 | 0 | 2022-03-20 | 23 | 39.25 | 0.58 | 39.83 | 0
2022-03-20 | 24 | 0 | 2022-03-20 | 24 | 32.95 | 0.52 | 33.47 | 0
2022-03-21 | 1 | 0 | 2022-03-21 | 1 | 34.46 | 0.56 | 35.02 | 0
2022-03-21 | 2 | 0 | 2022-03-21 | 2 | 35.47 | 0.61 | 36.08 | 0
2022-03-21 | 3 | 0 | 2022-03-21 | 3 | 37.25 | 0.62 | 37.87 | 0
2022-03-21 | 4 | 0 | 2022-03-21 | 4 | 43.46 | 0.63 | 44.09 | 0
2022-03-21 | 5 | 0 | 2022-03-21 | 5 | 45.46 | 0.62 | 46.08 | 0
2022-03-21 | 6 | 0 | 2022-03-21 | 6 | 47.82 | 0.83 | 48.65 | 0
2022-03-21 | 7 | 5 | 2022-03-21 | 7 | 57.46 | 1.76 | 59.22 | 1.3128e-06
2022-03-21 | 8 | 14550 | 2022-03-21 | 8 | 57.8 | 1.83 | 59.63 | 0.0038466
2022-03-21 | 9 | 56630 | 2022-03-21 | 9 | 36.08 | 1 | 37.08 | 0.0093098
2022-03-21 | 10 | 100885 | 2022-03-21 | 10 | 32.7 | 0.91 | 33.61 | 0.015033
2022-03-21 | 11 | 134970 | 2022-03-21 | 11 | 32.16 | 0.91 | 33.07 | 0.019789
2022-03-21 | 12 | 137660 | 2022-03-21 | 12 | 31.65 | 0.92 | 32.57 | 0.019878
2022-03-21 | 13 | 120270 | 2022-03-21 | 13 | 32.42 | 0.94 | 33.36 | 0.017788
2022-03-21 | 14 | 121635 | 2022-03-21 | 14 | 29.36 | 0.95 | 30.31 | 0.016346
2022-03-21 | 15 | 119335 | 2022-03-21 | 15 | 28.06 | 0.96 | 29.02 | 0.015354
2022-03-21 | 16 | 127125 | 2022-03-21 | 16 | 22.03 | 1.28 | 23.31 | 0.013138
2022-03-21 | 17 | 88120 | 2022-03-21 | 17 | 32.41 | 0.97 | 33.38 | 0.013041
2022-03-21 | 18 | 34130 | 2022-03-21 | 18 | 43.08 | 1.16 | 44.24 | 0.0066943
2022-03-21 | 19 | 4375 | 2022-03-21 | 19 | 56.33 | 1.07 | 57.4 | 0.0011134
2022-03-21 | 20 | 0 | 2022-03-21 | 20 | 59.18 | 1.17 | 60.35 | 0
2022-03-21 | 21 | 0 | 2022-03-21 | 21 | 59.68 | 1.28 | 60.96 | 0
2022-03-21 | 22 | 0 | 2022-03-21 | 22 | 52.77 | 1.6 | 54.37 | 0
2022-03-21 | 23 | 0 | 2022-03-21 | 23 | 40.34 | 1.11 | 41.45 | 0
2022-03-21 | 24 | 0 | 2022-03-21 | 24 | 35.26 | 0.77 | 36.03 | 0
2022-03-22 | 1 | 0 | 2022-03-22 | 1 | 34.56 | 0.48 | 35.04 | 0
2022-03-22 | 2 | 0 | 2022-03-22 | 2 | 37.26 | 0.45 | 37.71 | 0
2022-03-22 | 3 | 0 | 2022-03-22 | 3 | 33.34 | 0.45 | 33.79 | 0
2022-03-22 | 4 | 0 | 2022-03-22 | 4 | 39.56 | 0.43 | 39.99 | 0
2022-03-22 | 5 | 0 | 2022-03-22 | 5 | 36.48 | 0.43 | 36.91 | 0
2022-03-22 | 6 | 0 | 2022-03-22 | 6 | 50.77 | 0.97 | 51.74 | 0
2022-03-22 | 7 | 510 | 2022-03-22 | 7 | 62.19 | 0.98 | 63.17 | 0.00014284
2022-03-22 | 8 | 15500 | 2022-03-22 | 8 | 81.25 | 1.59 | 82.84 | 0.0056928
2022-03-22 | 9 | 59275 | 2022-03-22 | 9 | 55.67 | 1.04 | 56.71 | 0.014903
2022-03-22 | 10 | 105275 | 2022-03-22 | 10 | 30.44 | 0.79 | 31.23 | 0.014576
2022-03-22 | 11 | 138660 | 2022-03-22 | 11 | 27.72 | 0.79 | 28.51 | 0.017527
2022-03-22 | 12 | 150975 | 2022-03-22 | 12 | 15.08 | 1.01 | 16.09 | 0.01077
2022-03-22 | 13 | 152110 | 2022-03-22 | 13 | 27.92 | 0.89 | 28.81 | 0.019429
2022-03-22 | 14 | 151830 | 2022-03-22 | 14 | 26.52 | 0.82 | 27.34 | 0.018404
2022-03-22 | 15 | 148015 | 2022-03-22 | 15 | 10.76 | 0.82 | 11.58 | 0.0075992
2022-03-22 | 16 | 131070 | 2022-03-22 | 16 | -2.69 | 0.71 | -1.98 | -0.0011506
2022-03-22 | 17 | 91745 | 2022-03-22 | 17 | 20.87 | 0.88 | 21.75 | 0.008847
2022-03-22 | 18 | 40070 | 2022-03-22 | 18 | 41.07 | 0.75 | 41.82 | 0.0074295
2022-03-22 | 19 | 4465 | 2022-03-22 | 19 | 63.64 | 0.75 | 64.39 | 0.0012747
2022-03-22 | 20 | 0 | 2022-03-22 | 20 | 71.54 | 0.83 | 72.37 | 0
2022-03-22 | 21 | 0 | 2022-03-22 | 21 | 67.29 | 0.83 | 68.12 | 0
2022-03-22 | 22 | 0 | 2022-03-22 | 22 | 51.83 | 1 | 52.83 | 0
2022-03-22 | 23 | 0 | 2022-03-22 | 23 | 39.74 | 1.13 | 40.87 | 0
2022-03-22 | 24 | 0 | 2022-03-22 | 24 | 37.65 | 0.69 | 38.34 | 0
2022-03-23 | 1 | 0 | 2022-03-23 | 1 | 34.89 | 0.47 | 35.36 | 0
2022-03-23 | 2 | 0 | 2022-03-23 | 2 | 34.37 | 0.37 | 34.74 | 0
2022-03-23 | 3 | 0 | 2022-03-23 | 3 | 35.78 | 0.38 | 36.16 | 0
2022-03-23 | 4 | 0 | 2022-03-23 | 4 | 36.32 | 0.37 | 36.69 | 0
2022-03-23 | 5 | 0 | 2022-03-23 | 5 | 35.91 | 0.37 | 36.28 | 0
2022-03-23 | 6 | 0 | 2022-03-23 | 6 | 36.44 | 0.46 | 36.9 | 0
2022-03-23 | 7 | 510 | 2022-03-23 | 7 | 53.77 | 0.74 | 54.51 | 0.00012325
2022-03-23 | 8 | 18525 | 2022-03-23 | 8 | 72.96 | 1.83 | 74.79 | 0.0061427
2022-03-23 | 9 | 59250 | 2022-03-23 | 9 | 43.6 | 0.75 | 44.35 | 0.01165
2022-03-23 | 10 | 103470 | 2022-03-23 | 10 | 34.7 | 0.69 | 35.39 | 0.016235
2022-03-23 | 11 | 134130 | 2022-03-23 | 11 | 35.89 | 0.71 | 36.6 | 0.021765
2022-03-23 | 12 | 148235 | 2022-03-23 | 12 | 36.71 | 0.71 | 37.42 | 0.024593
2022-03-23 | 13 | 148240 | 2022-03-23 | 13 | 38.33 | 0.71 | 39.04 | 0.025658
2022-03-23 | 14 | 146300 | 2022-03-23 | 14 | 38.05 | 0.71 | 38.76 | 0.025141
2022-03-23 | 15 | 124285 | 2022-03-23 | 15 | 37.54 | 0.71 | 38.25 | 0.021077
2022-03-23 | 16 | 109875 | 2022-03-23 | 16 | 38.56 | 0.7 | 39.26 | 0.019125
2022-03-23 | 17 | 21245 | 2022-03-23 | 17 | 44.84 | 0.72 | 45.56 | 0.0042914
2022-03-23 | 18 | 16655 | 2022-03-23 | 18 | 51.54 | 0.75 | 52.29 | 0.0038612
2022-03-23 | 19 | 4755 | 2022-03-23 | 19 | 54.36 | 0.78 | 55.14 | 0.0011624
2022-03-23 | 20 | 0 | 2022-03-23 | 20 | 73.61 | 1.46 | 75.07 | 0
2022-03-23 | 21 | 0 | 2022-03-23 | 21 | 51.83 | 0.83 | 52.66 | 0
2022-03-23 | 22 | 0 | 2022-03-23 | 22 | 46.44 | 0.77 | 47.21 | 0
2022-03-23 | 23 | 0 | 2022-03-23 | 23 | 41.45 | 0.78 | 42.23 | 0
2022-03-23 | 24 | 0 | 2022-03-23 | 24 | 37.82 | 0.48 | 38.3 | 0
2022-03-24 | 1 | 0 | 2022-03-24 | 1 | 38.89 | 0.32 | 39.21 | 0
2022-03-24 | 2 | 0 | 2022-03-24 | 2 | 36.46 | 0.38 | 36.84 | 0
2022-03-24 | 3 | 0 | 2022-03-24 | 3 | 37.27 | 0.38 | 37.65 | 0
2022-03-24 | 4 | 0 | 2022-03-24 | 4 | 39.52 | 0.38 | 39.9 | 0
2022-03-24 | 5 | 0 | 2022-03-24 | 5 | 38.97 | 0.38 | 39.35 | 0
2022-03-24 | 6 | 0 | 2022-03-24 | 6 | 38.4 | 0.49 | 38.89 | 0
2022-03-24 | 7 | 0 | 2022-03-24 | 7 | 41.19 | 0.45 | 41.64 | 0
2022-03-24 | 8 | 1125 | 2022-03-24 | 8 | 54.88 | 0.88 | 55.76 | 0.00027812
2022-03-24 | 9 | 6345 | 2022-03-24 | 9 | 52.94 | 0.71 | 53.65 | 0.0015092
2022-03-24 | 10 | 7865 | 2022-03-24 | 10 | 55.91 | 0.68 | 56.59 | 0.0019733
2022-03-24 | 11 | 14760 | 2022-03-24 | 11 | 58.2 | 0.85 | 59.05 | 0.0038642
2022-03-24 | 12 | 18335 | 2022-03-24 | 12 | 64.03 | 1.04 | 65.07 | 0.0052895
2022-03-24 | 13 | 18780 | 2022-03-24 | 13 | 59.61 | 0.85 | 60.46 | 0.0050341
2022-03-24 | 14 | 22915 | 2022-03-24 | 14 | 58.13 | 0.83 | 58.96 | 0.0059901
2022-03-24 | 15 | 19145 | 2022-03-24 | 15 | 57.12 | 0.83 | 57.95 | 0.0049188
2022-03-24 | 16 | 15850 | 2022-03-24 | 16 | 51.23 | 0.74 | 51.97 | 0.003652
2022-03-24 | 17 | 11450 | 2022-03-24 | 17 | 47.04 | 0.64 | 47.68 | 0.0024205
2022-03-24 | 18 | 5340 | 2022-03-24 | 18 | 60.47 | 1.28 | 61.75 | 0.001462
2022-03-24 | 19 | 1040 | 2022-03-24 | 19 | 63.54 | 0.77 | 64.31 | 0.00029653
2022-03-24 | 20 | 0 | 2022-03-24 | 20 | 58.95 | 0.68 | 59.63 | 0
2022-03-24 | 21 | 0 | 2022-03-24 | 21 | 53.3 | 0.82 | 54.12 | 0
2022-03-24 | 22 | 0 | 2022-03-24 | 22 | 56.53 | 0.97 | 57.5 | 0
2022-03-24 | 23 | 0 | 2022-03-24 | 23 | 63.19 | 0.85 | 64.04 | 0
2022-03-24 | 24 | 0 | 2022-03-24 | 24 | 68.22 | 1.1 | 69.32 | 0
2022-03-25 | 1 | 0 | 2022-03-25 | 1 | 72.22 | 1.31 | 73.53 | 0
2022-03-25 | 2 | 0 | 2022-03-25 | 2 | 73.48 | 1.06 | 74.54 | 0
2022-03-25 | 3 | 0 | 2022-03-25 | 3 | 59.74 | 1.19 | 60.93 | 0
2022-03-25 | 4 | 0 | 2022-03-25 | 4 | 52.17 | 1.22 | 53.39 | 0
2022-03-25 | 5 | 0 | 2022-03-25 | 5 | 66.37 | 1.26 | 67.63 | 0
2022-03-25 | 6 | 0 | 2022-03-25 | 6 | 85.51 | 1.91 | 87.42 | 0
2022-03-25 | 7 | 5 | 2022-03-25 | 7 | 128.08 | 2.88 | 130.96 | 2.9031e-06
2022-03-25 | 8 | 8145 | 2022-03-25 | 8 | 97.11 | 3.87 | 100.98 | 0.0036465
2022-03-25 | 9 | 39535 | 2022-03-25 | 9 | 81.18 | 2.07 | 83.25 | 0.014592
2022-03-25 | 10 | 67430 | 2022-03-25 | 10 | 52.46 | 1.63 | 54.09 | 0.016171
2022-03-25 | 11 | 94935 | 2022-03-25 | 11 | 43.91 | 1.47 | 45.38 | 0.019101
2022-03-25 | 12 | 121435 | 2022-03-25 | 12 | 43.56 | 1.45 | 45.01 | 0.024233
2022-03-25 | 13 | 95800 | 2022-03-25 | 13 | 43.42 | 1.46 | 44.88 | 0.019062
2022-03-25 | 14 | 107815 | 2022-03-25 | 14 | 43.84 | 1.45 | 45.29 | 0.021649
2022-03-25 | 15 | 61410 | 2022-03-25 | 15 | 41.89 | 1.45 | 43.34 | 0.0118
2022-03-25 | 16 | 108425 | 2022-03-25 | 16 | 45.06 | 1.44 | 46.5 | 0.022353
2022-03-25 | 17 | 28750 | 2022-03-25 | 17 | 52.78 | 1.53 | 54.31 | 0.0069227
2022-03-25 | 18 | 8275 | 2022-03-25 | 18 | 74.73 | 3.52 | 78.25 | 0.0028708
2022-03-25 | 19 | 2805 | 2022-03-25 | 19 | 58.54 | 1.66 | 60.2 | 0.00074866
2022-03-25 | 20 | 0 | 2022-03-25 | 20 | 54.1 | 1.94 | 56.04 | 0
2022-03-25 | 21 | 0 | 2022-03-25 | 21 | 63.07 | 1.7 | 64.77 | 0
2022-03-25 | 22 | 0 | 2022-03-25 | 22 | 41.83 | 1.58 | 43.41 | 0
2022-03-25 | 23 | 0 | 2022-03-25 | 23 | 38.39 | 1.51 | 39.9 | 0
2022-03-25 | 24 | 0 | 2022-03-25 | 24 | 66.76 | 2.93 | 69.69 | 0
2022-03-26 | 1 | 0 | 2022-03-26 | 1 | 44.36 | 0.81 | 45.17 | 0
2022-03-26 | 2 | 0 | 2022-03-26 | 2 | 85.66 | 0.89 | 86.55 | 0
2022-03-26 | 3 | 0 | 2022-03-26 | 3 | 98.84 | 0.99 | 99.83 | 0
2022-03-26 | 4 | 0 | 2022-03-26 | 4 | 84.9 | 1.03 | 85.93 | 0
2022-03-26 | 5 | 0 | 2022-03-26 | 5 | 44.91 | 0.85 | 45.76 | 0
2022-03-26 | 6 | 0 | 2022-03-26 | 6 | 44.07 | 0.76 | 44.83 | 0
2022-03-26 | 7 | 520 | 2022-03-26 | 7 | 46.71 | 0.87 | 47.58 | 0.00010969
2022-03-26 | 8 | 14825 | 2022-03-26 | 8 | 48.91 | 0.97 | 49.88 | 0.0032785
2022-03-26 | 9 | 59770 | 2022-03-26 | 9 | 45.48 | 1.61 | 47.09 | 0.012479
2022-03-26 | 10 | 101540 | 2022-03-26 | 10 | 37.37 | 0.82 | 38.19 | 0.017193
2022-03-26 | 11 | 131985 | 2022-03-26 | 11 | 40.21 | 0.83 | 41.04 | 0.024015
2022-03-26 | 12 | 134970 | 2022-03-26 | 12 | 40.44 | 0.83 | 41.27 | 0.024696
2022-03-26 | 13 | 75345 | 2022-03-26 | 13 | 49.57 | 0.86 | 50.43 | 0.016846
2022-03-26 | 14 | 48915 | 2022-03-26 | 14 | 91.44 | 1.27 | 92.71 | 0.020106
2022-03-26 | 15 | 56470 | 2022-03-26 | 15 | 60.14 | 0.99 | 61.13 | 0.015305
2022-03-26 | 16 | 41365 | 2022-03-26 | 16 | 53.65 | 0.89 | 54.54 | 0.010002
2022-03-26 | 17 | 25060 | 2022-03-26 | 17 | 62.6 | 1 | 63.6 | 0.0070663
2022-03-26 | 18 | 11155 | 2022-03-26 | 18 | 65.81 | 0.92 | 66.73 | 0.0033002
2022-03-26 | 19 | 2760 | 2022-03-26 | 19 | 75.03 | 1.78 | 76.81 | 0.0009399
2022-03-26 | 20 | 0 | 2022-03-26 | 20 | 67.26 | 0.75 | 68.01 | 0
2022-03-26 | 21 | 0 | 2022-03-26 | 21 | 53.19 | 0.87 | 54.06 | 0
2022-03-26 | 22 | 0 | 2022-03-26 | 22 | 49.87 | 0.93 | 50.8 | 0
2022-03-26 | 23 | 0 | 2022-03-26 | 23 | 47.69 | 0.94 | 48.63 | 0
2022-03-26 | 24 | 0 | 2022-03-26 | 24 | 53.34 | 1.02 | 54.36 | 0
2022-03-27 | 1 | 0 | 2022-03-27 | 1 | 48.54 | 1.25 | 49.79 | 0
2022-03-27 | 2 | 0 | 2022-03-27 | 2 | 44.28 | 1.17 | 45.45 | 0
2022-03-27 | 3 | 0 | 2022-03-27 | 3 | 42.53 | 1.17 | 43.7 | 0
2022-03-27 | 4 | 0 | 2022-03-27 | 4 | 39.16 | 1.18 | 40.34 | 0
2022-03-27 | 5 | 0 | 2022-03-27 | 5 | 8.22 | 1.32 | 9.54 | 0
2022-03-27 | 6 | 0 | 2022-03-27 | 6 | 25.08 | 1.05 | 26.13 | 0
2022-03-27 | 7 | 1035 | 2022-03-27 | 7 | 44.84 | 1.19 | 46.03 | 0.00021122
2022-03-27 | 8 | 20740 | 2022-03-27 | 8 | 47.93 | 2.27 | 50.2 | 0.004616
2022-03-27 | 9 | 60450 | 2022-03-27 | 9 | 36.14 | 1.1 | 37.24 | 0.0099807
2022-03-27 | 10 | 104065 | 2022-03-27 | 10 | 28.71 | 1.1 | 29.81 | 0.013754
2022-03-27 | 11 | 130935 | 2022-03-27 | 11 | 55.56 | 1.2 | 56.76 | 0.03295
2022-03-27 | 12 | 81355 | 2022-03-27 | 12 | 58.26 | 1.08 | 59.34 | 0.021404
2022-03-27 | 13 | 52045 | 2022-03-27 | 13 | 60.1 | 1.09 | 61.19 | 0.014119
2022-03-27 | 14 | 58820 | 2022-03-27 | 14 | 58.68 | 1.08 | 59.76 | 0.015584
2022-03-27 | 15 | 67870 | 2022-03-27 | 15 | 58.57 | 1.08 | 59.65 | 0.017949
2022-03-27 | 16 | 61770 | 2022-03-27 | 16 | 62.95 | 1.1 | 64.05 | 0.017541
2022-03-27 | 17 | 44510 | 2022-03-27 | 17 | 92.49 | 2.15 | 94.64 | 0.018676
2022-03-27 | 18 | 18535 | 2022-03-27 | 18 | 121.04 | 1.82 | 122.86 | 0.010096
2022-03-27 | 19 | 2595 | 2022-03-27 | 19 | 116.4 | 3.27 | 119.67 | 0.0013768
2022-03-27 | 20 | 0 | 2022-03-27 | 20 | 93.28 | 2.24 | 95.52 | 0
2022-03-27 | 21 | 0 | 2022-03-27 | 21 | 103.79 | 1.01 | 104.8 | 0
2022-03-27 | 22 | 0 | 2022-03-27 | 22 | 93.42 | 1.35 | 94.77 | 0
2022-03-27 | 23 | 0 | 2022-03-27 | 23 | 57.04 | 1.27 | 58.31 | 0
2022-03-27 | 24 | 0 | 2022-03-27 | 24 | 56.15 | 1.14 | 57.29 | 0
2022-03-28 | 1 | 0 | 2022-03-28 | 1 | 50.55 | 1.26 | 51.81 | 0
2022-03-28 | 2 | 0 | 2022-03-28 | 2 | 50.04 | 1.33 | 51.37 | 0
2022-03-28 | 3 | 0 | 2022-03-28 | 3 | 53.77 | 1.35 | 55.12 | 0
2022-03-28 | 4 | 0 | 2022-03-28 | 4 | 50.52 | 1.35 | 51.87 | 0
2022-03-28 | 5 | 0 | 2022-03-28 | 5 | 44.96 | 1.37 | 46.33 | 0
2022-03-28 | 6 | 0 | 2022-03-28 | 6 | 48.62 | 1.53 | 50.15 | 0
2022-03-28 | 7 | 525 | 2022-03-28 | 7 | 95.38 | 2.54 | 97.92 | 0.00022792
2022-03-28 | 8 | 20840 | 2022-03-28 | 8 | 128.47 | 2.82 | 131.29 | 0.012131
2022-03-28 | 9 | 53120 | 2022-03-28 | 9 | 82.31 | 2.02 | 84.33 | 0.019861
2022-03-28 | 10 | 94210 | 2022-03-28 | 10 | 59.76 | 1.62 | 61.38 | 0.025638
2022-03-28 | 11 | 116365 | 2022-03-28 | 11 | 87.34 | 1.89 | 89.23 | 0.046035
2022-03-28 | 12 | 117015 | 2022-03-28 | 12 | 74.9 | 1.68 | 76.58 | 0.039729
2022-03-28 | 13 | 117490 | 2022-03-28 | 13 | 88.66 | 1.79 | 90.45 | 0.047116
2022-03-28 | 14 | 117815 | 2022-03-28 | 14 | 93.84 | 1.9 | 95.74 | 0.050009
2022-03-28 | 15 | 97360 | 2022-03-28 | 15 | 113.63 | 1.85 | 115.48 | 0.049847
2022-03-28 | 16 | 85975 | 2022-03-28 | 16 | 142.35 | 3 | 145.35 | 0.055404
2022-03-28 | 17 | 57270 | 2022-03-28 | 17 | 162.71 | 1.81 | 164.52 | 0.041773
2022-03-28 | 18 | 34750 | 2022-03-28 | 18 | 242.63 | 2 | 244.63 | 0.037689
2022-03-28 | 19 | 7580 | 2022-03-28 | 19 | 222.3 | 2.98 | 225.28 | 0.0075709
2022-03-28 | 20 | 0 | 2022-03-28 | 20 | 192.67 | 2.08 | 194.75 | 0
2022-03-28 | 21 | 0 | 2022-03-28 | 21 | 198.92 | 2.07 | 200.99 | 0
2022-03-28 | 22 | 0 | 2022-03-28 | 22 | 187.39 | 1.62 | 189.01 | 0
2022-03-28 | 23 | 0 | 2022-03-28 | 23 | 177.47 | 1.63 | 179.1 | 0
2022-03-28 | 24 | 0 | 2022-03-28 | 24 | 202.2 | 1.88 | 204.08 | 0
2022-03-29 | 1 | 0 | 2022-03-29 | 1 | 339.93 | 5.46 | 345.39 | 0
2022-03-29 | 2 | 0 | 2022-03-29 | 2 | 298.36 | 6.84 | 305.2 | 0
2022-03-29 | 3 | 0 | 2022-03-29 | 3 | 319.53 | 6 | 325.53 | 0
2022-03-29 | 4 | 0 | 2022-03-29 | 4 | 344.62 | 5.56 | 350.18 | 0
2022-03-29 | 5 | 0 | 2022-03-29 | 5 | 292.58 | 7.75 | 300.33 | 0
2022-03-29 | 6 | 0 | 2022-03-29 | 6 | 391.85 | 9.97 | 401.82 | 0
2022-03-29 | 7 | 1075 | 2022-03-29 | 7 | 427.35 | 16.52 | 443.87 | 0.0021155
2022-03-29 | 8 | 22360 | 2022-03-29 | 8 | 451.77 | 14.79 | 466.56 | 0.046252
2022-03-29 | 9 | 48615 | 2022-03-29 | 9 | 592.4 | 54.71 | 647.11 | 0.13948
2022-03-29 | 10 | 112900 | 2022-03-29 | 10 | 400.51 | 35.02 | 435.53 | 0.21801
2022-03-29 | 11 | 144660 | 2022-03-29 | 11 | 99.19 | 6.08 | 105.27 | 0.067516
2022-03-29 | 12 | 151750 | 2022-03-29 | 12 | 104.98 | 5.74 | 110.72 | 0.074492
2022-03-29 | 13 | 152760 | 2022-03-29 | 13 | 97.68 | 5.58 | 103.26 | 0.069935
2022-03-29 | 14 | 152745 | 2022-03-29 | 14 | 132.68 | 5.82 | 138.5 | 0.093793
2022-03-29 | 15 | 150405 | 2022-03-29 | 15 | 90.62 | 5.76 | 96.38 | 0.064269
2022-03-29 | 16 | 132345 | 2022-03-29 | 16 | 102.33 | 5.59 | 107.92 | 0.063323
2022-03-29 | 17 | 95730 | 2022-03-29 | 17 | 102.19 | 5.52 | 107.71 | 0.045715
2022-03-29 | 18 | 43850 | 2022-03-29 | 18 | 112.55 | 5.99 | 118.54 | 0.023046
2022-03-29 | 19 | 6005 | 2022-03-29 | 19 | 172.81 | 5.74 | 178.55 | 0.0047537
2022-03-29 | 20 | 0 | 2022-03-29 | 20 | 258.5 | 6.11 | 264.61 | 0
2022-03-29 | 21 | 0 | 2022-03-29 | 21 | 267.36 | 6.15 | 273.51 | 0
2022-03-29 | 22 | 0 | 2022-03-29 | 22 | 177.34 | 6.59 | 183.93 | 0
2022-03-29 | 23 | 0 | 2022-03-29 | 23 | 165.36 | 7.84 | 173.2 | 0
2022-03-29 | 24 | 0 | 2022-03-29 | 24 | 127.4 | 8.73 | 136.13 | 0
2022-03-30 | 1 | 0 | 2022-03-30 | 1 | 96.43 | 1.46 | 97.89 | 0
2022-03-30 | 2 | 0 | 2022-03-30 | 2 | 103.75 | 0.99 | 104.74 | 0
2022-03-30 | 3 | 0 | 2022-03-30 | 3 | 86.19 | 0.98 | 87.17 | 0
2022-03-30 | 4 | 0 | 2022-03-30 | 4 | 69.23 | 1.16 | 70.39 | 0
2022-03-30 | 5 | 0 | 2022-03-30 | 5 | 74.15 | 1.19 | 75.34 | 0
2022-03-30 | 6 | 0 | 2022-03-30 | 6 | 86.11 | 1.22 | 87.33 | 0
2022-03-30 | 7 | 1050 | 2022-03-30 | 7 | 179 | 2 | 181 | 0.0008426
2022-03-30 | 8 | 21150 | 2022-03-30 | 8 | 189.76 | 2.98 | 192.74 | 0.018073
2022-03-30 | 9 | 66680 | 2022-03-30 | 9 | 78.35 | 1.37 | 79.72 | 0.023568
2022-03-30 | 10 | 112080 | 2022-03-30 | 10 | 58.47 | 1.66 | 60.13 | 0.02988
2022-03-30 | 11 | 141285 | 2022-03-30 | 11 | 45.15 | 1.13 | 46.28 | 0.02899
2022-03-30 | 12 | 141115 | 2022-03-30 | 12 | 42.68 | 1.14 | 43.82 | 0.027416
2022-03-30 | 13 | 135205 | 2022-03-30 | 13 | 41.93 | 1.15 | 43.08 | 0.025824
2022-03-30 | 14 | 150890 | 2022-03-30 | 14 | 44.31 | 1.18 | 45.49 | 0.030432
2022-03-30 | 15 | 145750 | 2022-03-30 | 15 | 45.34 | 1.18 | 46.52 | 0.030061
2022-03-30 | 16 | 102770 | 2022-03-30 | 16 | 42.3 | 1.2 | 43.5 | 0.01982
2022-03-30 | 17 | 79790 | 2022-03-30 | 17 | 43.61 | 1.17 | 44.78 | 0.015841
2022-03-30 | 18 | 37240 | 2022-03-30 | 18 | 49.94 | 1.27 | 51.21 | 0.0084551
2022-03-30 | 19 | 6495 | 2022-03-30 | 19 | 52.15 | 1.18 | 53.33 | 0.0015357
2022-03-30 | 20 | 0 | 2022-03-30 | 20 | 56.08 | 1.27 | 57.35 | 0
2022-03-30 | 21 | 0 | 2022-03-30 | 21 | 53.55 | 1.32 | 54.87 | 0
2022-03-30 | 22 | 0 | 2022-03-30 | 22 | 47.94 | 1.21 | 49.15 | 0
2022-03-30 | 23 | 0 | 2022-03-30 | 23 | 47.94 | 1.14 | 49.08 | 0
2022-03-30 | 24 | 0 | 2022-03-30 | 24 | 45.28 | 0.92 | 46.2 | 0
2022-03-31 | 1 | 0 | 2022-03-31 | 1 | 44.31 | 1.09 | 45.4 | 0
2022-03-31 | 2 | 0 | 2022-03-31 | 2 | 42.04 | 1.07 | 43.11 | 0
2022-03-31 | 3 | 0 | 2022-03-31 | 3 | 42.7 | 1.07 | 43.77 | 0
2022-03-31 | 4 | 0 | 2022-03-31 | 4 | 44.46 | 1.07 | 45.53 | 0
2022-03-31 | 5 | 0 | 2022-03-31 | 5 | 44.29 | 1.07 | 45.36 | 0
2022-03-31 | 6 | 0 | 2022-03-31 | 6 | 43.29 | 1.37 | 44.66 | 0
2022-03-31 | 7 | 530 | 2022-03-31 | 7 | 44.24 | 1.3 | 45.54 | 0.00010701
2022-03-31 | 8 | 5925 | 2022-03-31 | 8 | 78.82 | 2.35 | 81.17 | 0.0021323
2022-03-31 | 9 | 9010 | 2022-03-31 | 9 | 77.44 | 1.95 | 79.39 | 0.0031714
2022-03-31 | 10 | 15690 | 2022-03-31 | 10 | 64.97 | 1.85 | 66.82 | 0.0046482
2022-03-31 | 11 | 25955 | 2022-03-31 | 11 | 68.5 | 2.15 | 70.65 | 0.00813
2022-03-31 | 12 | 30810 | 2022-03-31 | 12 | 59.92 | 1.81 | 61.73 | 0.0084322
2022-03-31 | 13 | 34670 | 2022-03-31 | 13 | 59.04 | 1.6 | 60.64 | 0.0093211
2022-03-31 | 14 | 27250 | 2022-03-31 | 14 | 69.75 | 1.58 | 71.33 | 0.0086177
2022-03-31 | 15 | 16800 | 2022-03-31 | 15 | 53.56 | 1.59 | 55.15 | 0.0041078
2022-03-31 | 16 | 17760 | 2022-03-31 | 16 | 64.53 | 1.58 | 66.11 | 0.0052055
2022-03-31 | 17 | 17295 | 2022-03-31 | 17 | 79.25 | 2.02 | 81.27 | 0.0062317
2022-03-31 | 18 | 6845 | 2022-03-31 | 18 | 74.13 | 2.1 | 76.23 | 0.0023134
2022-03-31 | 19 | 1035 | 2022-03-31 | 19 | 54.15 | 1.45 | 55.6 | 0.00025513
2022-03-31 | 20 | 0 | 2022-03-31 | 20 | 55.26 | 1.74 | 57 | 0
2022-03-31 | 21 | 0 | 2022-03-31 | 21 | 45.18 | 1.39 | 46.57 | 0
2022-03-31 | 22 | 0 | 2022-03-31 | 22 | 41.68 | 1.41 | 43.09 | 0
2022-03-31 | 23 | 0 | 2022-03-31 | 23 | 41.46 | 1.49 | 42.95 | 0
2022-03-31 | 24 |  | 2022-03-31 | 24 | 41.15 | 1.25 | 42.4 | 0

## Capacity
Calculation of Avoided Generation Capacity Costs (related to the ISO-NE Forward Capacity Market or FCM)
Capacity Market Allocation for FCA 2021-2022 |  |  | Power year 2021/2022
https://www.iso-ne.com/about/key-stats/markets#fcaresults
Capacity Clearing Price | 4.63 | kW-month | https://www.iso-ne.com/about/key-stats
Peak Energy Rent | 0 | kW-month | (This report is no longer available)
Subtotal | 4.63 |  | https://www.iso-ne.com/isoexpress/web/reports/load-and-demand/-/tree/monthly-peak-energy-rent
Line Loss Multiplier | 1.0672
Avoided Capacity Cost | 4.9412 | kW-month
For Generation Sources Other than Solar PV
Assume production is equal for all hours of the year
Peak Hour = | 1
Total Hours in the Year = | 8760 |  | Puc 903.02 (o)(6) b. uses 8760 hours
Portion of generation assume to be at peak hour for FCA Cost Alloc. = | 0.01142% |  | Puc 903.02 (o)(6) b.
For Solar PV Generation
Solar production at system peak hour = | 74245 | watts | 06/29/2021 at hour ending 17:00
Annual solar production = | 225551270 | watts | https://www.iso-ne.com/isoexpress/web/reports/load-and-demand/-/tree/ann-sys-peak-day-hr-load
Portion of annual solar production at peak hour for FCA Cost Alloc. = | 0.03292% |  | Puc 903.02 (o)(7) c.

## Actual Solar Data
Location |  | Dover | Raymond
kW DC |  | 334 | 40
kW AC |  | 267 | 37
Tilt |  | 25 | 38
Azimuth |  | 180 | 190 | Hourly
Date | Hour Ending |  |  | Average
2021-04-01 | 1 | 0 | 0 | 0
2021-04-01 | 2 | 0 | 0 | 0
2021-04-01 | 3 | 0 | 0 | 0 |  | 1000000
2021-04-01 | 4 | 0 | 0 | 0
2021-04-01 | 5 | 0 | 0 | 0
2021-04-01 | 6 | 0 | 0 | 0
2021-04-01 | 7 | 0 | 0 | 0
2021-04-01 | 8 | 5000 | 350 | 2675
2021-04-01 | 9 | 11000 | 1220 | 6110
2021-04-01 | 10 | 43000 | 5210 | 24105
2021-04-01 | 11 | 69000 | 4550 | 36775
2021-04-01 | 12 | 50000 | 4960 | 27480
2021-04-01 | 13 | 87000 | 9270 | 48135
2021-04-01 | 14 | 86000 | 9440 | 47720
2021-04-01 | 15 | 88000 | 7020 | 47510
2021-04-01 | 16 | 21000 | 3810 | 12405
2021-04-01 | 17 | 16000 | 1530 | 8765
2021-04-01 | 18 | 4000 | 280 | 2140
2021-04-01 | 19 | 1000 | 50 | 525
2021-04-01 | 20 | 0 | 0 | 0
2021-04-01 | 21 | 0 | 0 | 0
2021-04-01 | 22 | 0 | 0 | 0
2021-04-01 | 23 | 0 | 0 | 0
2021-04-01 | 24 | 0 | 0 | 0
2021-04-02 | 1 | 0 | 0 | 0
2021-04-02 | 2 | 0 | 0 | 0
2021-04-02 | 3 | 0 | 0 | 0
2021-04-02 | 4 | 0 | 0 | 0
2021-04-02 | 5 | 0 | 0 | 0
2021-04-02 | 6 | 0 | 10 | 5
2021-04-02 | 7 | 2000 | 140 | 1070
2021-04-02 | 8 | 25000 | 1470 | 13235
2021-04-02 | 9 | 92000 | 7670 | 49835
2021-04-02 | 10 | 203000 | 18790 | 110895
2021-04-02 | 11 | 249000 | 26800 | 137900
2021-04-02 | 12 | 186000 | 29140 | 107570
2021-04-02 | 13 | 207000 | 23710 | 115355
2021-04-02 | 14 | 219000 | 26780 | 122890
2021-04-02 | 15 | 242000 | 20430 | 131215
2021-04-02 | 16 | 129000 | 12720 | 70860
2021-04-02 | 17 | 58000 | 7950 | 32975
2021-04-02 | 18 | 36000 | 5580 | 20790
2021-04-02 | 19 | 11000 | 2440 | 6720
2021-04-02 | 20 | 0 | 10 | 5
2021-04-02 | 21 | 0 | 0 | 0
2021-04-02 | 22 | 0 | 0 | 0
2021-04-02 | 23 | 0 | 0 | 0
2021-04-02 | 24 | 0 | 0 | 0
2021-04-03 | 1 | 0 | 0 | 0
2021-04-03 | 2 | 0 | 0 | 0
2021-04-03 | 3 | 0 | 0 | 0
2021-04-03 | 4 | 0 | 0 | 0
2021-04-03 | 5 | 0 | 0 | 0
2021-04-03 | 6 | 0 | 0 | 0
2021-04-03 | 7 | 4000 | 190 | 2095
2021-04-03 | 8 | 49000 | 1750 | 25375
2021-04-03 | 9 | 125000 | 7640 | 66320
2021-04-03 | 10 | 195000 | 18320 | 106660
2021-04-03 | 11 | 251000 | 26420 | 138710
2021-04-03 | 12 | 269000 | 30120 | 149560
2021-04-03 | 13 | 271000 | 29660 | 150330
2021-04-03 | 14 | 270000 | 28610 | 149305
2021-04-03 | 15 | 265000 | 28900 | 146950
2021-04-03 | 16 | 230000 | 25750 | 127875
2021-04-03 | 17 | 162000 | 21550 | 91775
2021-04-03 | 18 | 77000 | 13370 | 45185
2021-04-03 | 19 | 14000 | 2250 | 8125
2021-04-03 | 20 | 0 | 10 | 5
2021-04-03 | 21 | 0 | 0 | 0
2021-04-03 | 22 | 0 | 0 | 0
2021-04-03 | 23 | 0 | 0 | 0
2021-04-03 | 24 | 0 | 0 | 0
2021-04-04 | 1 | 0 | 0 | 0
2021-04-04 | 2 | 0 | 0 | 0
2021-04-04 | 3 | 0 | 0 | 0
2021-04-04 | 4 | 0 | 0 | 0
2021-04-04 | 5 | 0 | 0 | 0
2021-04-04 | 6 | 0 | 10 | 5
2021-04-04 | 7 | 4000 | 220 | 2110
2021-04-04 | 8 | 49000 | 1920 | 25460
2021-04-04 | 9 | 123000 | 7800 | 65400
2021-04-04 | 10 | 192000 | 17440 | 104720
2021-04-04 | 11 | 242000 | 23070 | 132535
2021-04-04 | 12 | 266000 | 24830 | 145415
2021-04-04 | 13 | 269000 | 25700 | 147350
2021-04-04 | 14 | 268000 | 25440 | 146720
2021-04-04 | 15 | 256000 | 24770 | 140385
2021-04-04 | 16 | 215000 | 23280 | 119140
2021-04-04 | 17 | 150000 | 19360 | 84680
2021-04-04 | 18 | 71000 | 11920 | 41460
2021-04-04 | 19 | 14000 | 2190 | 8095
2021-04-04 | 20 | 0 | 10 | 5
2021-04-04 | 21 | 0 | 0 | 0
2021-04-04 | 22 | 0 | 0 | 0
2021-04-04 | 23 | 0 | 0 | 0
2021-04-04 | 24 | 0 | 0 | 0
2021-04-05 | 1 | 0 | 0 | 0
2021-04-05 | 2 | 0 | 0 | 0
2021-04-05 | 3 | 0 | 0 | 0
2021-04-05 | 4 | 0 | 0 | 0
2021-04-05 | 5 | 0 | 0 | 0
2021-04-05 | 6 | 0 | 10 | 5
2021-04-05 | 7 | 1000 | 20 | 510
2021-04-05 | 8 | 14000 | 550 | 7275
2021-04-05 | 9 | 28000 | 1470 | 14735
2021-04-05 | 10 | 47000 | 3260 | 25130
2021-04-05 | 11 | 90000 | 7970 | 48985
2021-04-05 | 12 | 94000 | 6620 | 50310
2021-04-05 | 13 | 74000 | 9080 | 41540
2021-04-05 | 14 | 79000 | 7830 | 43415
2021-04-05 | 15 | 91000 | 8690 | 49845
2021-04-05 | 16 | 71000 | 5660 | 38330
2021-04-05 | 17 | 74000 | 4210 | 39105
2021-04-05 | 18 | 20000 | 5220 | 12610
2021-04-05 | 19 | 6000 | 1860 | 3930
2021-04-05 | 20 | 0 | 0 | 0
2021-04-05 | 21 | 0 | 0 | 0
2021-04-05 | 22 | 0 | 0 | 0
2021-04-05 | 23 | 0 | 0 | 0
2021-04-05 | 24 | 0 | 0 | 0
2021-04-06 | 1 | 0 | 0 | 0
2021-04-06 | 2 | 0 | 0 | 0
2021-04-06 | 3 | 0 | 0 | 0
2021-04-06 | 4 | 0 | 0 | 0
2021-04-06 | 5 | 0 | 0 | 0
2021-04-06 | 6 | 0 | 0 | 0
2021-04-06 | 7 | 2000 | 160 | 1080
2021-04-06 | 8 | 20000 | 1660 | 10830
2021-04-06 | 9 | 62000 | 8230 | 35115
2021-04-06 | 10 | 89000 | 10180 | 49590
2021-04-06 | 11 | 191000 | 17620 | 104310
2021-04-06 | 12 | 231000 | 17300 | 124150
2021-04-06 | 13 | 237000 | 21190 | 129095
2021-04-06 | 14 | 240000 | 23160 | 131580
2021-04-06 | 15 | 250000 | 23380 | 136690
2021-04-06 | 16 | 159000 | 19850 | 89425
2021-04-06 | 17 | 73000 | 15400 | 44200
2021-04-06 | 18 | 41000 | 3840 | 22420
2021-04-06 | 19 | 9000 | 1000 | 5000
2021-04-06 | 20 | 0 | 10 | 5
2021-04-06 | 21 | 0 | 0 | 0
2021-04-06 | 22 | 0 | 0 | 0
2021-04-06 | 23 | 0 | 0 | 0
2021-04-06 | 24 | 0 | 0 | 0
2021-04-07 | 1 | 0 | 0 | 0
2021-04-07 | 2 | 0 | 0 | 0
2021-04-07 | 3 | 0 | 0 | 0
2021-04-07 | 4 | 0 | 0 | 0
2021-04-07 | 5 | 0 | 0 | 0
2021-04-07 | 6 | 0 | 0 | 0
2021-04-07 | 7 | 4000 | 200 | 2100
2021-04-07 | 8 | 47000 | 1450 | 24225
2021-04-07 | 9 | 91000 | 7490 | 49245
2021-04-07 | 10 | 108000 | 10640 | 59320
2021-04-07 | 11 | 111000 | 11080 | 61040
2021-04-07 | 12 | 98000 | 13080 | 55540
2021-04-07 | 13 | 107000 | 10670 | 58835
2021-04-07 | 14 | 90000 | 11930 | 50965
2021-04-07 | 15 | 86000 | 13610 | 49805
2021-04-07 | 16 | 141000 | 9180 | 75090
2021-04-07 | 17 | 93000 | 11550 | 52275
2021-04-07 | 18 | 57000 | 10410 | 33705
2021-04-07 | 19 | 13000 | 2280 | 7640
2021-04-07 | 20 | 0 | 10 | 5
2021-04-07 | 21 | 0 | 0 | 0
2021-04-07 | 22 | 0 | 0 | 0
2021-04-07 | 23 | 0 | 0 | 0
2021-04-07 | 24 | 0 | 0 | 0
2021-04-08 | 1 | 0 | 0 | 0
2021-04-08 | 2 | 0 | 0 | 0
2021-04-08 | 3 | 0 | 0 | 0
2021-04-08 | 4 | 0 | 0 | 0
2021-04-08 | 5 | 0 | 0 | 0
2021-04-08 | 6 | 0 | 0 | 0
2021-04-08 | 7 | 4000 | 220 | 2110
2021-04-08 | 8 | 42000 | 1650 | 21825
2021-04-08 | 9 | 122000 | 7230 | 64615
2021-04-08 | 10 | 186000 | 15410 | 100705
2021-04-08 | 11 | 175000 | 18720 | 96860
2021-04-08 | 12 | 152000 | 14650 | 83325
2021-04-08 | 13 | 217000 | 19220 | 118110
2021-04-08 | 14 | 268000 | 19570 | 143785
2021-04-08 | 15 | 257000 | 23400 | 140200
2021-04-08 | 16 | 214000 | 22080 | 118040
2021-04-08 | 17 | 153000 | 18680 | 85840
2021-04-08 | 18 | 75000 | 12190 | 43595
2021-04-08 | 19 | 15000 | 2630 | 8815
2021-04-08 | 20 | 1000 | 40 | 520
2021-04-08 | 21 | 0 | 0 | 0
2021-04-08 | 22 | 0 | 0 | 0
2021-04-08 | 23 | 0 | 0 | 0
2021-04-08 | 24 | 0 | 0 | 0
2021-04-09 | 1 | 0 | 0 | 0
2021-04-09 | 2 | 0 | 0 | 0
2021-04-09 | 3 | 0 | 0 | 0
2021-04-09 | 4 | 0 | 0 | 0
2021-04-09 | 5 | 0 | 0 | 0
2021-04-09 | 6 | 0 | 10 | 5
2021-04-09 | 7 | 6000 | 220 | 3110
2021-04-09 | 8 | 45000 | 1600 | 23300
2021-04-09 | 9 | 123000 | 7590 | 65295
2021-04-09 | 10 | 187000 | 16270 | 101635
2021-04-09 | 11 | 235000 | 21470 | 128235
2021-04-09 | 12 | 262000 | 22240 | 142120
2021-04-09 | 13 | 267000 | 21240 | 144120
2021-04-09 | 14 | 267000 | 21020 | 144010
2021-04-09 | 15 | 254000 | 20160 | 137080
2021-04-09 | 16 | 213000 | 18370 | 115685
2021-04-09 | 17 | 152000 | 16400 | 84200
2021-04-09 | 18 | 75000 | 11130 | 43065
2021-04-09 | 19 | 14000 | 2540 | 8270
2021-04-09 | 20 | 0 | 10 | 5
2021-04-09 | 21 | 0 | 0 | 0
2021-04-09 | 22 | 0 | 0 | 0
2021-04-09 | 23 | 0 | 0 | 0
2021-04-09 | 24 | 0 | 0 | 0
2021-04-10 | 1 | 0 | 0 | 0
2021-04-10 | 2 | 0 | 0 | 0
2021-04-10 | 3 | 0 | 0 | 0
2021-04-10 | 4 | 0 | 0 | 0
2021-04-10 | 5 | 0 | 0 | 0
2021-04-10 | 6 | 0 | 0 | 0
2021-04-10 | 7 | 6000 | 310 | 3155
2021-04-10 | 8 | 50000 | 1860 | 25930
2021-04-10 | 9 | 125000 | 8070 | 66535
2021-04-10 | 10 | 185000 | 13820 | 99410
2021-04-10 | 11 | 228000 | 17830 | 122915
2021-04-10 | 12 | 132000 | 11580 | 71790
2021-04-10 | 13 | 128000 | 20760 | 74380
2021-04-10 | 14 | 259000 | 18690 | 138845
2021-04-10 | 15 | 234000 | 17760 | 125880
2021-04-10 | 16 | 170000 | 16620 | 93310
2021-04-10 | 17 | 109000 | 14680 | 61840
2021-04-10 | 18 | 70000 | 9450 | 39725
2021-04-10 | 19 | 16000 | 2300 | 9150
2021-04-10 | 20 | 0 | 10 | 5
2021-04-10 | 21 | 0 | 0 | 0
2021-04-10 | 22 | 0 | 0 | 0
2021-04-10 | 23 | 0 | 0 | 0
2021-04-10 | 24 | 0 | 0 | 0
2021-04-11 | 1 | 0 | 0 | 0
2021-04-11 | 2 | 0 | 0 | 0
2021-04-11 | 3 | 0 | 0 | 0
2021-04-11 | 4 | 0 | 0 | 0
2021-04-11 | 5 | 0 | 0 | 0
2021-04-11 | 6 | 0 | 0 | 0
2021-04-11 | 7 | 6000 | 420 | 3210
2021-04-11 | 8 | 55000 | 3160 | 29080
2021-04-11 | 9 | 128000 | 8280 | 68140
2021-04-11 | 10 | 77000 | 15190 | 46095
2021-04-11 | 11 | 46000 | 21320 | 33660
2021-04-11 | 12 | 47000 | 7420 | 27210
2021-04-11 | 13 | 97000 | 4850 | 50925
2021-04-11 | 14 | 194000 | 15270 | 104635
2021-04-11 | 15 | 228000 | 25090 | 126545
2021-04-11 | 16 | 195000 | 21240 | 108120
2021-04-11 | 17 | 130000 | 10100 | 70050
2021-04-11 | 18 | 45000 | 4530 | 24765
2021-04-11 | 19 | 16000 | 1430 | 8715
2021-04-11 | 20 | 0 | 10 | 5
2021-04-11 | 21 | 0 | 0 | 0
2021-04-11 | 22 | 0 | 0 | 0
2021-04-11 | 23 | 0 | 0 | 0
2021-04-11 | 24 | 0 | 0 | 0
2021-04-12 | 1 | 0 | 0 | 0
2021-04-12 | 2 | 0 | 0 | 0
2021-04-12 | 3 | 0 | 0 | 0
2021-04-12 | 4 | 0 | 0 | 0
2021-04-12 | 5 | 0 | 0 | 0
2021-04-12 | 6 | 0 | 0 | 0
2021-04-12 | 7 | 5000 | 240 | 2620
2021-04-12 | 8 | 32000 | 2130 | 17065
2021-04-12 | 9 | 33000 | 3150 | 18075
2021-04-12 | 10 | 38000 | 3280 | 20640
2021-04-12 | 11 | 78000 | 2380 | 40190
2021-04-12 | 12 | 122000 | 4760 | 63380
2021-04-12 | 13 | 163000 | 7310 | 85155
2021-04-12 | 14 | 111000 | 5650 | 58325
2021-04-12 | 15 | 138000 | 6830 | 72415
2021-04-12 | 16 | 165000 | 12930 | 88965
2021-04-12 | 17 | 122000 | 11660 | 66830
2021-04-12 | 18 | 63000 | 3310 | 33155
2021-04-12 | 19 | 16000 | 1230 | 8615
2021-04-12 | 20 | 1000 | 60 | 530
2021-04-12 | 21 | 0 | 0 | 0
2021-04-12 | 22 | 0 | 0 | 0
2021-04-12 | 23 | 0 | 0 | 0
2021-04-12 | 24 | 0 | 0 | 0
2021-04-13 | 1 | 0 | 0 | 0
2021-04-13 | 2 | 0 | 0 | 0
2021-04-13 | 3 | 0 | 0 | 0
2021-04-13 | 4 | 0 | 0 | 0
2021-04-13 | 5 | 0 | 0 | 0
2021-04-13 | 6 | 0 | 0 | 0
2021-04-13 | 7 | 6000 | 320 | 3160
2021-04-13 | 8 | 52000 | 1680 | 26840
2021-04-13 | 9 | 80000 | 6440 | 43220
2021-04-13 | 10 | 74000 | 7550 | 40775
2021-04-13 | 11 | 167000 | 11010 | 89005
2021-04-13 | 12 | 184000 | 20380 | 102190
2021-04-13 | 13 | 211000 | 18150 | 114575
2021-04-13 | 14 | 250000 | 17910 | 133955
2021-04-13 | 15 | 209000 | 19160 | 114080
2021-04-13 | 16 | 164000 | 14320 | 89160
2021-04-13 | 17 | 144000 | 10980 | 77490
2021-04-13 | 18 | 93000 | 12210 | 52605
2021-04-13 | 19 | 19000 | 1900 | 10450
2021-04-13 | 20 | 0 | 20 | 10
2021-04-13 | 21 | 0 | 0 | 0
2021-04-13 | 22 | 0 | 0 | 0
2021-04-13 | 23 | 0 | 0 | 0
2021-04-13 | 24 | 0 | 0 | 0
2021-04-14 | 1 | 0 | 0 | 0
2021-04-14 | 2 | 0 | 0 | 0
2021-04-14 | 3 | 0 | 0 | 0
2021-04-14 | 4 | 0 | 0 | 0
2021-04-14 | 5 | 0 | 0 | 0
2021-04-14 | 6 | 0 | 0 | 0
2021-04-14 | 7 | 7000 | 420 | 3710
2021-04-14 | 8 | 20000 | 1730 | 10865
2021-04-14 | 9 | 63000 | 6800 | 34900
2021-04-14 | 10 | 109000 | 14260 | 61630
2021-04-14 | 11 | 236000 | 22180 | 129090
2021-04-14 | 12 | 223000 | 21600 | 122300
2021-04-14 | 13 | 172000 | 21440 | 96720
2021-04-14 | 14 | 236000 | 22370 | 129185
2021-04-14 | 15 | 258000 | 23050 | 140525
2021-04-14 | 16 | 218000 | 20610 | 119305
2021-04-14 | 17 | 156000 | 17400 | 86700
2021-04-14 | 18 | 78000 | 11410 | 44705
2021-04-14 | 19 | 18000 | 2540 | 10270
2021-04-14 | 20 | 1000 | 50 | 525
2021-04-14 | 21 | 0 | 0 | 0
2021-04-14 | 22 | 0 | 0 | 0
2021-04-14 | 23 | 0 | 0 | 0
2021-04-14 | 24 | 0 | 0 | 0
2021-04-15 | 1 | 0 | 0 | 0
2021-04-15 | 2 | 0 | 0 | 0
2021-04-15 | 3 | 0 | 0 | 0
2021-04-15 | 4 | 0 | 0 | 0
2021-04-15 | 5 | 0 | 0 | 0
2021-04-15 | 6 | 0 | 0 | 0
2021-04-15 | 7 | 10000 | 1000 | 5500
2021-04-15 | 8 | 66000 | 2680 | 34340
2021-04-15 | 9 | 117000 | 8410 | 62705
2021-04-15 | 10 | 176000 | 10510 | 93255
2021-04-15 | 11 | 152000 | 6230 | 79115
2021-04-15 | 12 | 128000 | 7420 | 67710
2021-04-15 | 13 | 136000 | 7960 | 71980
2021-04-15 | 14 | 161000 | 10910 | 85955
2021-04-15 | 15 | 102000 | 6550 | 54275
2021-04-15 | 16 | 56000 | 5740 | 30870
2021-04-15 | 17 | 38000 | 2260 | 20130
2021-04-15 | 18 | 17000 | 1200 | 9100
2021-04-15 | 19 | 5000 | 280 | 2640
2021-04-15 | 20 | 0 | 0 | 0
2021-04-15 | 21 | 0 | 0 | 0
2021-04-15 | 22 | 0 | 0 | 0
2021-04-15 | 23 | 0 | 0 | 0
2021-04-15 | 24 | 0 | 0 | 0
2021-04-16 | 1 | 0 | 0 | 0
2021-04-16 | 2 | 0 | 0 | 0
2021-04-16 | 3 | 0 | 0 | 0
2021-04-16 | 4 | 0 | 0 | 0
2021-04-16 | 5 | 0 | 0 | 0
2021-04-16 | 6 | 0 | 0 | 0
2021-04-16 | 7 | 1000 | 10 | 505
2021-04-16 | 8 | 6000 | 340 | 3170
2021-04-16 | 9 | 11000 | 530 | 5765
2021-04-16 | 10 | 12000 | 1610 | 6805
2021-04-16 | 11 | 5000 | 1750 | 3375
2021-04-16 | 12 | 11000 | 1680 | 6340
2021-04-16 | 13 | 30000 | 2480 | 16240
2021-04-16 | 14 | 46000 | 3640 | 24820
2021-04-16 | 15 | 51000 | 5080 | 28040
2021-04-16 | 16 | 41000 | 4590 | 22795
2021-04-16 | 17 | 30000 | 3390 | 16695
2021-04-16 | 18 | 26000 | 2150 | 14075
2021-04-16 | 19 | 7000 | 610 | 3805
2021-04-16 | 20 | 0 | 10 | 5
2021-04-16 | 21 | 0 | 0 | 0
2021-04-16 | 22 | 0 | 0 | 0
2021-04-16 | 23 | 0 | 0 | 0
2021-04-16 | 24 | 0 | 0 | 0
2021-04-17 | 1 | 0 | 0 | 0
2021-04-17 | 2 | 0 | 0 | 0
2021-04-17 | 3 | 0 | 0 | 0
2021-04-17 | 4 | 0 | 0 | 0
2021-04-17 | 5 | 0 | 0 | 0
2021-04-17 | 6 | 0 | 0 | 0
2021-04-17 | 7 | 4000 | 320 | 2160
2021-04-17 | 8 | 9000 | 1430 | 5215
2021-04-17 | 9 | 29000 | 3170 | 16085
2021-04-17 | 10 | 57000 | 5150 | 31075
2021-04-17 | 11 | 115000 | 6430 | 60715
2021-04-17 | 12 | 126000 | 10400 | 68200
2021-04-17 | 13 | 133000 | 14210 | 73605
2021-04-17 | 14 | 181000 | 9210 | 95105
2021-04-17 | 15 | 103000 | 6600 | 54800
2021-04-17 | 16 | 60000 | 5090 | 32545
2021-04-17 | 17 | 48000 | 5310 | 26655
2021-04-17 | 18 | 28000 | 8330 | 18165
2021-04-17 | 19 | 14000 | 2430 | 8215
2021-04-17 | 20 | 1000 | 80 | 540
2021-04-17 | 21 | 0 | 0 | 0
2021-04-17 | 22 | 0 | 0 | 0
2021-04-17 | 23 | 0 | 0 | 0
2021-04-17 | 24 | 0 | 0 | 0
2021-04-18 | 1 | 0 | 0 | 0
2021-04-18 | 2 | 0 | 0 | 0
2021-04-18 | 3 | 0 | 0 | 0
2021-04-18 | 4 | 0 | 0 | 0
2021-04-18 | 5 | 0 | 0 | 0
2021-04-18 | 6 | 0 | 10 | 5
2021-04-18 | 7 | 9000 | 390 | 4695
2021-04-18 | 8 | 37000 | 1970 | 19485
2021-04-18 | 9 | 114000 | 7250 | 60625
2021-04-18 | 10 | 207000 | 17420 | 112210
2021-04-18 | 11 | 207000 | 18880 | 112940
2021-04-18 | 12 | 151000 | 23400 | 87200
2021-04-18 | 13 | 194000 | 21750 | 107875
2021-04-18 | 14 | 164000 | 17080 | 90540
2021-04-18 | 15 | 119000 | 15500 | 67250
2021-04-18 | 16 | 82000 | 9540 | 45770
2021-04-18 | 17 | 90000 | 7450 | 48725
2021-04-18 | 18 | 98000 | 9980 | 53990
2021-04-18 | 19 | 18000 | 3430 | 10715
2021-04-18 | 20 | 1000 | 40 | 520
2021-04-18 | 21 | 0 | 0 | 0
2021-04-18 | 22 | 0 | 0 | 0
2021-04-18 | 23 | 0 | 0 | 0
2021-04-18 | 24 | 0 | 0 | 0
2021-04-19 | 1 | 0 | 0 | 0
2021-04-19 | 2 | 0 | 0 | 0
2021-04-19 | 3 | 0 | 0 | 0
2021-04-19 | 4 | 0 | 0 | 0
2021-04-19 | 5 | 0 | 0 | 0
2021-04-19 | 6 | 0 | 0 | 0
2021-04-19 | 7 | 12000 | 680 | 6340
2021-04-19 | 8 | 59000 | 3130 | 31065
2021-04-19 | 9 | 136000 | 7630 | 71815
2021-04-19 | 10 | 183000 | 17030 | 100015
2021-04-19 | 11 | 246000 | 18710 | 132355
2021-04-19 | 12 | 259000 | 21110 | 140055
2021-04-19 | 13 | 154000 | 20840 | 87420
2021-04-19 | 14 | 142000 | 12980 | 77490
2021-04-19 | 15 | 81000 | 12010 | 46505
2021-04-19 | 16 | 83000 | 17520 | 50260
2021-04-19 | 17 | 93000 | 13950 | 53475
2021-04-19 | 18 | 47000 | 10910 | 28955
2021-04-19 | 19 | 18000 | 2170 | 10085
2021-04-19 | 20 | 1000 | 50 | 525
2021-04-19 | 21 | 0 | 0 | 0
2021-04-19 | 22 | 0 | 0 | 0
2021-04-19 | 23 | 0 | 0 | 0
2021-04-19 | 24 | 0 | 0 | 0
2021-04-20 | 1 | 0 | 0 | 0
2021-04-20 | 2 | 0 | 0 | 0
2021-04-20 | 3 | 0 | 0 | 0
2021-04-20 | 4 | 0 | 0 | 0
2021-04-20 | 5 | 0 | 0 | 0
2021-04-20 | 6 | 0 | 0 | 0
2021-04-20 | 7 | 13000 | 600 | 6800
2021-04-20 | 8 | 62000 | 2310 | 32155
2021-04-20 | 9 | 135000 | 8980 | 71990
2021-04-20 | 10 | 200000 | 16250 | 108125
2021-04-20 | 11 | 238000 | 20890 | 129445
2021-04-20 | 12 | 186000 | 19990 | 102995
2021-04-20 | 13 | 148000 | 9890 | 78945
2021-04-20 | 14 | 172000 | 17920 | 94960
2021-04-20 | 15 | 122000 | 7100 | 64550
2021-04-20 | 16 | 136000 | 7890 | 71945
2021-04-20 | 17 | 105000 | 6600 | 55800
2021-04-20 | 18 | 76000 | 5920 | 40960
2021-04-20 | 19 | 19000 | 3140 | 11070
2021-04-20 | 20 | 1000 | 70 | 535
2021-04-20 | 21 | 0 | 0 | 0
2021-04-20 | 22 | 0 | 0 | 0
2021-04-20 | 23 | 0 | 0 | 0
2021-04-20 | 24 | 0 | 0 | 0
2021-04-21 | 1 | 0 | 0 | 0
2021-04-21 | 2 | 0 | 0 | 0
2021-04-21 | 3 | 0 | 0 | 0
2021-04-21 | 4 | 0 | 0 | 0
2021-04-21 | 5 | 0 | 0 | 0
2021-04-21 | 6 | 0 | 10 | 5
2021-04-21 | 7 | 13000 | 940 | 6970
2021-04-21 | 8 | 52000 | 2670 | 27335
2021-04-21 | 9 | 128000 | 8600 | 68300
2021-04-21 | 10 | 191000 | 16680 | 103840
2021-04-21 | 11 | 239000 | 18910 | 128955
2021-04-21 | 12 | 226000 | 11350 | 118675
2021-04-21 | 13 | 56000 | 5330 | 30665
2021-04-21 | 14 | 79000 | 1550 | 40275
2021-04-21 | 15 | 24000 | 5900 | 14950
2021-04-21 | 16 | 84000 | 15120 | 49560
2021-04-21 | 17 | 68000 | 6840 | 37420
2021-04-21 | 18 | 13000 | 270 | 6635
2021-04-21 | 19 | 3000 | 950 | 1975
2021-04-21 | 20 | 1000 | 60 | 530
2021-04-21 | 21 | 0 | 0 | 0
2021-04-21 | 22 | 0 | 0 | 0
2021-04-21 | 23 | 0 | 0 | 0
2021-04-21 | 24 | 0 | 0 | 0
2021-04-22 | 1 | 0 | 0 | 0
2021-04-22 | 2 | 0 | 0 | 0
2021-04-22 | 3 | 0 | 0 | 0
2021-04-22 | 4 | 0 | 0 | 0
2021-04-22 | 5 | 0 | 0 | 0
2021-04-22 | 6 | 0 | 10 | 5
2021-04-22 | 7 | 12000 | 810 | 6405
2021-04-22 | 8 | 56000 | 2200 | 29100
2021-04-22 | 9 | 97000 | 10210 | 53605
2021-04-22 | 10 | 187000 | 14850 | 100925
2021-04-22 | 11 | 219000 | 17490 | 118245
2021-04-22 | 12 | 212000 | 14740 | 113370
2021-04-22 | 13 | 212000 | 14870 | 113435
2021-04-22 | 14 | 217000 | 17480 | 117240
2021-04-22 | 15 | 154000 | 12400 | 83200
2021-04-22 | 16 | 155000 | 14660 | 84830
2021-04-22 | 17 | 120000 | 14840 | 67420
2021-04-22 | 18 | 99000 | 9430 | 54215
2021-04-22 | 19 | 31000 | 1800 | 16400
2021-04-22 | 20 | 2000 | 220 | 1110
2021-04-22 | 21 | 0 | 0 | 0
2021-04-22 | 22 | 0 | 0 | 0
2021-04-22 | 23 | 0 | 0 | 0
2021-04-22 | 24 | 0 | 0 | 0
2021-04-23 | 1 | 0 | 0 | 0
2021-04-23 | 2 | 0 | 0 | 0
2021-04-23 | 3 | 0 | 0 | 0
2021-04-23 | 4 | 0 | 0 | 0
2021-04-23 | 5 | 0 | 0 | 0
2021-04-23 | 6 | 0 | 0 | 0
2021-04-23 | 7 | 10000 | 340 | 5170
2021-04-23 | 8 | 53000 | 1880 | 27440
2021-04-23 | 9 | 145000 | 9080 | 77040
2021-04-23 | 10 | 213000 | 18950 | 115975
2021-04-23 | 11 | 235000 | 26300 | 130650
2021-04-23 | 12 | 264000 | 29140 | 146570
2021-04-23 | 13 | 253000 | 31340 | 142170
2021-04-23 | 14 | 259000 | 29450 | 144225
2021-04-23 | 15 | 263000 | 29310 | 146155
2021-04-23 | 16 | 223000 | 24960 | 123980
2021-04-23 | 17 | 166000 | 20290 | 93145
2021-04-23 | 18 | 88000 | 13470 | 50735
2021-04-23 | 19 | 21000 | 3490 | 12245
2021-04-23 | 20 | 2000 | 120 | 1060
2021-04-23 | 21 | 0 | 0 | 0
2021-04-23 | 22 | 0 | 0 | 0
2021-04-23 | 23 | 0 | 0 | 0
2021-04-23 | 24 | 0 | 0 | 0
2021-04-24 | 1 | 0 | 0 | 0
2021-04-24 | 2 | 0 | 0 | 0
2021-04-24 | 3 | 0 | 0 | 0
2021-04-24 | 4 | 0 | 0 | 0
2021-04-24 | 5 | 0 | 0 | 0
2021-04-24 | 6 | 0 | 0 | 0
2021-04-24 | 7 | 13000 | 750 | 6875
2021-04-24 | 8 | 65000 | 2290 | 33645
2021-04-24 | 9 | 139000 | 8650 | 73825
2021-04-24 | 10 | 202000 | 16750 | 109375
2021-04-24 | 11 | 246000 | 20770 | 133385
2021-04-24 | 12 | 237000 | 21360 | 129180
2021-04-24 | 13 | 224000 | 15350 | 119675
2021-04-24 | 14 | 215000 | 19570 | 117285
2021-04-24 | 15 | 193000 | 19570 | 106285
2021-04-24 | 16 | 203000 | 15430 | 109215
2021-04-24 | 17 | 121000 | 15790 | 68395
2021-04-24 | 18 | 71000 | 10190 | 40595
2021-04-24 | 19 | 14000 | 2830 | 8415
2021-04-24 | 20 | 2000 | 150 | 1075
2021-04-24 | 21 | 0 | 0 | 0
2021-04-24 | 22 | 0 | 0 | 0
2021-04-24 | 23 | 0 | 0 | 0
2021-04-24 | 24 | 0 | 0 | 0
2021-04-25 | 1 | 0 | 0 | 0
2021-04-25 | 2 | 0 | 0 | 0
2021-04-25 | 3 | 0 | 0 | 0
2021-04-25 | 4 | 0 | 0 | 0
2021-04-25 | 5 | 0 | 0 | 0
2021-04-25 | 6 | 0 | 0 | 0
2021-04-25 | 7 | 9000 | 490 | 4745
2021-04-25 | 8 | 35000 | 3050 | 19025
2021-04-25 | 9 | 60000 | 4670 | 32335
2021-04-25 | 10 | 50000 | 4380 | 27190
2021-04-25 | 11 | 51000 | 4770 | 27885
2021-04-25 | 12 | 46000 | 4240 | 25120
2021-04-25 | 13 | 51000 | 5340 | 28170
2021-04-25 | 14 | 75000 | 9480 | 42240
2021-04-25 | 15 | 97000 | 11620 | 54310
2021-04-25 | 16 | 58000 | 3330 | 30665
2021-04-25 | 17 | 26000 | 1850 | 13925
2021-04-25 | 18 | 24000 | 1440 | 12720
2021-04-25 | 19 | 10000 | 1410 | 5705
2021-04-25 | 20 | 2000 | 130 | 1065
2021-04-25 | 21 | 0 | 0 | 0
2021-04-25 | 22 | 0 | 0 | 0
2021-04-25 | 23 | 0 | 0 | 0
2021-04-25 | 24 | 0 | 0 | 0
2021-04-26 | 1 | 0 | 0 | 0
2021-04-26 | 2 | 0 | 0 | 0
2021-04-26 | 3 | 0 | 0 | 0
2021-04-26 | 4 | 0 | 0 | 0
2021-04-26 | 5 | 0 | 0 | 0
2021-04-26 | 6 | 0 | 0 | 0
2021-04-26 | 7 | 12000 | 630 | 6315
2021-04-26 | 8 | 71000 | 2110 | 36555
2021-04-26 | 9 | 152000 | 9390 | 80695
2021-04-26 | 10 | 221000 | 19660 | 120330
2021-04-26 | 11 | 262000 | 27550 | 144775
2021-04-26 | 12 | 269000 | 31410 | 150205
2021-04-26 | 13 | 270000 | 32930 | 151465
2021-04-26 | 14 | 258000 | 31770 | 144885
2021-04-26 | 15 | 267000 | 30390 | 148695
2021-04-26 | 16 | 211000 | 26880 | 118940
2021-04-26 | 17 | 173000 | 21940 | 97470
2021-04-26 | 18 | 93000 | 14210 | 53605
2021-04-26 | 19 | 22000 | 3690 | 12845
2021-04-26 | 20 | 2000 | 190 | 1095
2021-04-26 | 21 | 0 | 0 | 0
2021-04-26 | 22 | 0 | 0 | 0
2021-04-26 | 23 | 0 | 0 | 0
2021-04-26 | 24 | 0 | 0 | 0
2021-04-27 | 1 | 0 | 0 | 0
2021-04-27 | 2 | 0 | 0 | 0
2021-04-27 | 3 | 0 | 0 | 0
2021-04-27 | 4 | 0 | 0 | 0
2021-04-27 | 5 | 0 | 0 | 0
2021-04-27 | 6 | 1000 | 10 | 505
2021-04-27 | 7 | 17000 | 890 | 8945
2021-04-27 | 8 | 43000 | 3630 | 23315
2021-04-27 | 9 | 69000 | 6710 | 37855
2021-04-27 | 10 | 104000 | 8100 | 56050
2021-04-27 | 11 | 122000 | 14450 | 68225
2021-04-27 | 12 | 91000 | 24530 | 57765
2021-04-27 | 13 | 194000 | 23880 | 108940
2021-04-27 | 14 | 265000 | 22160 | 143580
2021-04-27 | 15 | 241000 | 20390 | 130695
2021-04-27 | 16 | 84000 | 21250 | 52625
2021-04-27 | 17 | 106000 | 18220 | 62110
2021-04-27 | 18 | 89000 | 12430 | 50715
2021-04-27 | 19 | 21000 | 3290 | 12145
2021-04-27 | 20 | 2000 | 80 | 1040
2021-04-27 | 21 | 0 | 0 | 0
2021-04-27 | 22 | 0 | 0 | 0
2021-04-27 | 23 | 0 | 0 | 0
2021-04-27 | 24 | 0 | 0 | 0
2021-04-28 | 1 | 0 | 0 | 0
2021-04-28 | 2 | 0 | 0 | 0
2021-04-28 | 3 | 0 | 0 | 0
2021-04-28 | 4 | 0 | 0 | 0
2021-04-28 | 5 | 0 | 0 | 0
2021-04-28 | 6 | 0 | 0 | 0
2021-04-28 | 7 | 5000 | 80 | 2540
2021-04-28 | 8 | 11000 | 1150 | 6075
2021-04-28 | 9 | 19000 | 1270 | 10135
2021-04-28 | 10 | 33000 | 3200 | 18100
2021-04-28 | 11 | 40000 | 4830 | 22415
2021-04-28 | 12 | 75000 | 6120 | 40560
2021-04-28 | 13 | 87000 | 9940 | 48470
2021-04-28 | 14 | 220000 | 19500 | 119750
2021-04-28 | 15 | 165000 | 14470 | 89735
2021-04-28 | 16 | 87000 | 6550 | 46775
2021-04-28 | 17 | 37000 | 3570 | 20285
2021-04-28 | 18 | 15000 | 1790 | 8395
2021-04-28 | 19 | 2000 | 40 | 1020
2021-04-28 | 20 | 0 | 10 | 5
2021-04-28 | 21 | 0 | 0 | 0
2021-04-28 | 22 | 0 | 0 | 0
2021-04-28 | 23 | 0 | 0 | 0
2021-04-28 | 24 | 0 | 0 | 0
2021-04-29 | 1 | 0 | 0 | 0
2021-04-29 | 2 | 0 | 0 | 0
2021-04-29 | 3 | 0 | 0 | 0
2021-04-29 | 4 | 0 | 0 | 0
2021-04-29 | 5 | 0 | 0 | 0
2021-04-29 | 6 | 0 | 0 | 0
2021-04-29 | 7 | 3000 | 30 | 1515
2021-04-29 | 8 | 9000 | 550 | 4775
2021-04-29 | 9 | 11000 | 1880 | 6440
2021-04-29 | 10 | 40000 | 5070 | 22535
2021-04-29 | 11 | 42000 | 5370 | 23685
2021-04-29 | 12 | 61000 | 4540 | 32770
2021-04-29 | 13 | 20000 | 2230 | 11115
2021-04-29 | 14 | 21000 | 2270 | 11635
2021-04-29 | 15 | 22000 | 1740 | 11870
2021-04-29 | 16 | 13000 | 1640 | 7320
2021-04-29 | 17 | 12000 | 1010 | 6505
2021-04-29 | 18 | 6000 | 690 | 3345
2021-04-29 | 19 | 5000 | 290 | 2645
2021-04-29 | 20 | 1000 | 10 | 505
2021-04-29 | 21 | 0 | 0 | 0
2021-04-29 | 22 | 0 | 0 | 0
2021-04-29 | 23 | 0 | 0 | 0
2021-04-29 | 24 | 0 | 0 | 0
2021-04-30 | 1 | 0 | 0 | 0
2021-04-30 | 2 | 0 | 0 | 0
2021-04-30 | 3 | 0 | 0 | 0
2021-04-30 | 4 | 0 | 0 | 0
2021-04-30 | 5 | 0 | 0 | 0
2021-04-30 | 6 | 0 | 0 | 0
2021-04-30 | 7 | 6000 | 940 | 3470
2021-04-30 | 8 | 37000 | 2380 | 19690
2021-04-30 | 9 | 51000 | 6920 | 28960
2021-04-30 | 10 | 33000 | 8510 | 20755
2021-04-30 | 11 | 43000 | 8560 | 25780
2021-04-30 | 12 | 42000 | 5350 | 23675
2021-04-30 | 13 | 105000 | 9030 | 57015
2021-04-30 | 14 | 118000 | 14490 | 66245
2021-04-30 | 15 | 87000 | 11970 | 49485
2021-04-30 | 16 | 43000 | 11330 | 27165
2021-04-30 | 17 | 33000 | 7490 | 20245
2021-04-30 | 18 | 46000 | 4180 | 25090
2021-04-30 | 19 | 26000 | 1730 | 13865
2021-04-30 | 20 | 2000 | 250 | 1125
2021-04-30 | 21 | 0 | 0 | 0
2021-04-30 | 22 | 0 | 0 | 0
2021-04-30 | 23 | 0 | 0 | 0
2021-04-30 | 24 | 0 | 0 | 0
2021-05-01 | 1 | 0 | 0 | 0
2021-05-01 | 2 | 0 | 0 | 0
2021-05-01 | 3 | 0 | 0 | 0
2021-05-01 | 4 | 0 | 0 | 0
2021-05-01 | 5 | 0 | 0 | 0
2021-05-01 | 6 | 0 | 0 | 0
2021-05-01 | 7 | 5000 | 720 | 2860
2021-05-01 | 8 | 31000 | 2490 | 16745
2021-05-01 | 9 | 153000 | 9170 | 81085
2021-05-01 | 10 | 212000 | 19180 | 115590
2021-05-01 | 11 | 260000 | 25730 | 142865
2021-05-01 | 12 | 269000 | 28740 | 148870
2021-05-01 | 13 | 269000 | 28570 | 148785
2021-05-01 | 14 | 270000 | 28860 | 149430
2021-05-01 | 15 | 267000 | 26830 | 146915
2021-05-01 | 16 | 233000 | 23700 | 128350
2021-05-01 | 17 | 171000 | 20450 | 95725
2021-05-01 | 18 | 103000 | 10940 | 56970
2021-05-01 | 19 | 24000 | 3970 | 13985
2021-05-01 | 20 | 6000 | 410 | 3205
2021-05-01 | 21 | 0 | 0 | 0
2021-05-01 | 22 | 0 | 0 | 0
2021-05-01 | 23 | 0 | 0 | 0
2021-05-01 | 24 | 0 | 0 | 0
2021-05-02 | 1 | 0 | 0 | 0
2021-05-02 | 2 | 0 | 0 | 0
2021-05-02 | 3 | 0 | 0 | 0
2021-05-02 | 4 | 0 | 0 | 0
2021-05-02 | 5 | 0 | 0 | 0
2021-05-02 | 6 | 0 | 0 | 0
2021-05-02 | 7 | 14000 | 1110 | 7555
2021-05-02 | 8 | 59000 | 2430 | 30715
2021-05-02 | 9 | 126000 | 8830 | 67415
2021-05-02 | 10 | 196000 | 17350 | 106675
2021-05-02 | 11 | 220000 | 21700 | 120850
2021-05-02 | 12 | 228000 | 21500 | 124750
2021-05-02 | 13 | 207000 | 22030 | 114515
2021-05-02 | 14 | 66000 | 10280 | 38140
2021-05-02 | 15 | 32000 | 3290 | 17645
2021-05-02 | 16 | 128000 | 9770 | 68885
2021-05-02 | 17 | 165000 | 15000 | 90000
2021-05-02 | 18 | 85000 | 9720 | 47360
2021-05-02 | 19 | 26000 | 2980 | 14490
2021-05-02 | 20 | 3000 | 140 | 1570
2021-05-02 | 21 | 0 | 0 | 0
2021-05-02 | 22 | 0 | 0 | 0
2021-05-02 | 23 | 0 | 0 | 0
2021-05-02 | 24 | 0 | 0 | 0
2021-05-03 | 1 | 0 | 0 | 0
2021-05-03 | 2 | 0 | 0 | 0
2021-05-03 | 3 | 0 | 0 | 0
2021-05-03 | 4 | 0 | 0 | 0
2021-05-03 | 5 | 0 | 0 | 0
2021-05-03 | 6 | 0 | 0 | 0
2021-05-03 | 7 | 6000 | 550 | 3275
2021-05-03 | 8 | 25000 | 1260 | 13130
2021-05-03 | 9 | 59000 | 2230 | 30615
2021-05-03 | 10 | 119000 | 7820 | 63410
2021-05-03 | 11 | 214000 | 21150 | 117575
2021-05-03 | 12 | 202000 | 21230 | 111615
2021-05-03 | 13 | 124000 | 13270 | 68635
2021-05-03 | 14 | 130000 | 15570 | 72785
2021-05-03 | 15 | 154000 | 17770 | 85885
2021-05-03 | 16 | 98000 | 11100 | 54550
2021-05-03 | 17 | 61000 | 6710 | 33855
2021-05-03 | 18 | 29000 | 3800 | 16400
2021-05-03 | 19 | 6000 | 820 | 3410
2021-05-03 | 20 | 1000 | 150 | 575
2021-05-03 | 21 | 0 | 0 | 0
2021-05-03 | 22 | 0 | 0 | 0
2021-05-03 | 23 | 0 | 0 | 0
2021-05-03 | 24 | 0 | 0 | 0
2021-05-04 | 1 | 0 | 0 | 0
2021-05-04 | 2 | 0 | 0 | 0
2021-05-04 | 3 | 0 | 0 | 0
2021-05-04 | 4 | 0 | 0 | 0
2021-05-04 | 5 | 0 | 0 | 0
2021-05-04 | 6 | 0 | 10 | 5
2021-05-04 | 7 | 3000 | 120 | 1560
2021-05-04 | 8 | 7000 | 710 | 3855
2021-05-04 | 9 | 26000 | 3840 | 14920
2021-05-04 | 10 | 67000 | 6460 | 36730
2021-05-04 | 11 | 55000 | 4320 | 29660
2021-05-04 | 12 | 72000 | 6150 | 39075
2021-05-04 | 13 | 91000 | 11160 | 51080
2021-05-04 | 14 | 105000 | 12820 | 58910
2021-05-04 | 15 | 186000 | 13840 | 99920
2021-05-04 | 16 | 80000 | 9910 | 44955
2021-05-04 | 17 | 84000 | 6780 | 45390
2021-05-04 | 18 | 56000 | 7280 | 31640
2021-05-04 | 19 | 25000 | 2310 | 13655
2021-05-04 | 20 | 2000 | 70 | 1035
2021-05-04 | 21 | 0 | 0 | 0
2021-05-04 | 22 | 0 | 0 | 0
2021-05-04 | 23 | 0 | 0 | 0
2021-05-04 | 24 | 0 | 0 | 0
2021-05-05 | 1 | 0 | 0 | 0
2021-05-05 | 2 | 0 | 0 | 0
2021-05-05 | 3 | 0 | 0 | 0
2021-05-05 | 4 | 0 | 0 | 0
2021-05-05 | 5 | 0 | 0 | 0
2021-05-05 | 6 | 0 | 0 | 0
2021-05-05 | 7 | 2000 | 100 | 1050
2021-05-05 | 8 | 8000 | 810 | 4405
2021-05-05 | 9 | 15000 | 1330 | 8165
2021-05-05 | 10 | 28000 | 3560 | 15780
2021-05-05 | 11 | 31000 | 2510 | 16755
2021-05-05 | 12 | 29000 | 3110 | 16055
2021-05-05 | 13 | 30000 | 3680 | 16840
2021-05-05 | 14 | 66000 | 4910 | 35455
2021-05-05 | 15 | 33000 | 2750 | 17875
2021-05-05 | 16 | 31000 | 3590 | 17295
2021-05-05 | 17 | 23000 | 1980 | 12490
2021-05-05 | 18 | 9000 | 1420 | 5210
2021-05-05 | 19 | 6000 | 640 | 3320
2021-05-05 | 20 | 1000 | 10 | 505
2021-05-05 | 21 | 0 | 0 | 0
2021-05-05 | 22 | 0 | 0 | 0
2021-05-05 | 23 | 0 | 0 | 0
2021-05-05 | 24 | 0 | 0 | 0
2021-05-06 | 1 | 0 | 0 | 0
2021-05-06 | 2 | 0 | 0 | 0
2021-05-06 | 3 | 0 | 0 | 0
2021-05-06 | 4 | 0 | 0 | 0
2021-05-06 | 5 | 0 | 0 | 0
2021-05-06 | 6 | 1000 | 30 | 515
2021-05-06 | 7 | 15000 | 740 | 7870
2021-05-06 | 8 | 77000 | 2070 | 39535
2021-05-06 | 9 | 155000 | 7340 | 81170
2021-05-06 | 10 | 220000 | 17590 | 118795
2021-05-06 | 11 | 254000 | 17090 | 135545
2021-05-06 | 12 | 267000 | 24460 | 145730
2021-05-06 | 13 | 271000 | 27680 | 149340
2021-05-06 | 14 | 270000 | 25990 | 147995
2021-05-06 | 15 | 265000 | 25440 | 145220
2021-05-06 | 16 | 230000 | 22930 | 126465
2021-05-06 | 17 | 170000 | 19040 | 94520
2021-05-06 | 18 | 97000 | 12860 | 54930
2021-05-06 | 19 | 26000 | 3800 | 14900
2021-05-06 | 20 | 3000 | 330 | 1665
2021-05-06 | 21 | 0 | 0 | 0
2021-05-06 | 22 | 0 | 0 | 0
2021-05-06 | 23 | 0 | 0 | 0
2021-05-06 | 24 | 0 | 0 | 0
2021-05-07 | 1 | 0 | 0 | 0
2021-05-07 | 2 | 0 | 0 | 0
2021-05-07 | 3 | 0 | 0 | 0
2021-05-07 | 4 | 0 | 0 | 0
2021-05-07 | 5 | 0 | 0 | 0
2021-05-07 | 6 | 1000 | 100 | 550
2021-05-07 | 7 | 20000 | 1500 | 10750
2021-05-07 | 8 | 78000 | 2210 | 40105
2021-05-07 | 9 | 151000 | 8800 | 79900
2021-05-07 | 10 | 214000 | 17870 | 115935
2021-05-07 | 11 | 256000 | 23070 | 139535
2021-05-07 | 12 | 269000 | 25360 | 147180
2021-05-07 | 13 | 271000 | 25720 | 148360
2021-05-07 | 14 | 269000 | 26170 | 147585
2021-05-07 | 15 | 262000 | 25500 | 143750
2021-05-07 | 16 | 227000 | 22620 | 124810
2021-05-07 | 17 | 167000 | 18110 | 92555
2021-05-07 | 18 | 80000 | 9200 | 44600
2021-05-07 | 19 | 26000 | 3420 | 14710
2021-05-07 | 20 | 5000 | 350 | 2675
2021-05-07 | 21 | 0 | 0 | 0
2021-05-07 | 22 | 0 | 0 | 0
2021-05-07 | 23 | 0 | 0 | 0
2021-05-07 | 24 | 0 | 0 | 0
2021-05-08 | 1 | 0 | 0 | 0
2021-05-08 | 2 | 0 | 0 | 0
2021-05-08 | 3 | 0 | 0 | 0
2021-05-08 | 4 | 0 | 0 | 0
2021-05-08 | 5 | 0 | 10 | 5
2021-05-08 | 6 | 1000 | 20 | 510
2021-05-08 | 7 | 15000 | 1570 | 8285
2021-05-08 | 8 | 57000 | 4560 | 30780
2021-05-08 | 9 | 111000 | 8890 | 59945
2021-05-08 | 10 | 108000 | 9860 | 58930
2021-05-08 | 11 | 121000 | 14340 | 67670
2021-05-08 | 12 | 106000 | 14100 | 60050
2021-05-08 | 13 | 105000 | 11540 | 58270
2021-05-08 | 14 | 98000 | 10120 | 54060
2021-05-08 | 15 | 61000 | 9130 | 35065
2021-05-08 | 16 | 95000 | 10800 | 52900
2021-05-08 | 17 | 65000 | 6650 | 35825
2021-05-08 | 18 | 47000 | 5360 | 26180
2021-05-08 | 19 | 20000 | 2350 | 11175
2021-05-08 | 20 | 3000 | 290 | 1645
2021-05-08 | 21 | 0 | 0 | 0
2021-05-08 | 22 | 0 | 0 | 0
2021-05-08 | 23 | 0 | 0 | 0
2021-05-08 | 24 | 0 | 0 | 0
2021-05-09 | 1 | 0 | 0 | 0
2021-05-09 | 2 | 0 | 0 | 0
2021-05-09 | 3 | 0 | 0 | 0
2021-05-09 | 4 | 0 | 0 | 0
2021-05-09 | 5 | 0 | 10 | 5
2021-05-09 | 6 | 1000 | 40 | 520
2021-05-09 | 7 | 17000 | 840 | 8920
2021-05-09 | 8 | 77000 | 2060 | 39530
2021-05-09 | 9 | 151000 | 8560 | 79780
2021-05-09 | 10 | 210000 | 17410 | 113705
2021-05-09 | 11 | 247000 | 21290 | 134145
2021-05-09 | 12 | 214000 | 17650 | 115825
2021-05-09 | 13 | 198000 | 17590 | 107795
2021-05-09 | 14 | 149000 | 21350 | 85175
2021-05-09 | 15 | 145000 | 20960 | 82980
2021-05-09 | 16 | 152000 | 15860 | 83930
2021-05-09 | 17 | 101000 | 10270 | 55635
2021-05-09 | 18 | 55000 | 5020 | 30010
2021-05-09 | 19 | 17000 | 1400 | 9200
2021-05-09 | 20 | 3000 | 140 | 1570
2021-05-09 | 21 | 0 | 0 | 0
2021-05-09 | 22 | 0 | 0 | 0
2021-05-09 | 23 | 0 | 0 | 0
2021-05-09 | 24 | 0 | 0 | 0
2021-05-10 | 1 | 0 | 0 | 0
2021-05-10 | 2 | 0 | 0 | 0
2021-05-10 | 3 | 0 | 0 | 0
2021-05-10 | 4 | 0 | 0 | 0
2021-05-10 | 5 | 0 | 0 | 0
2021-05-10 | 6 | 0 | 0 | 0
2021-05-10 | 7 | 8000 | 610 | 4305
2021-05-10 | 8 | 18000 | 1600 | 9800
2021-05-10 | 9 | 73000 | 8230 | 40615
2021-05-10 | 10 | 154000 | 13130 | 83565
2021-05-10 | 11 | 190000 | 14500 | 102250
2021-05-10 | 12 | 174000 | 15600 | 94800
2021-05-10 | 13 | 109000 | 11950 | 60475
2021-05-10 | 14 | 148000 | 16120 | 82060
2021-05-10 | 15 | 170000 | 21530 | 95765
2021-05-10 | 16 | 155000 | 10220 | 82610
2021-05-10 | 17 | 91000 | 4470 | 47735
2021-05-10 | 18 | 41000 | 5730 | 23365
2021-05-10 | 19 | 32000 | 2850 | 17425
2021-05-10 | 20 | 6000 | 320 | 3160
2021-05-10 | 21 | 0 | 0 | 0
2021-05-10 | 22 | 0 | 0 | 0
2021-05-10 | 23 | 0 | 0 | 0
2021-05-10 | 24 | 0 | 0 | 0
2021-05-11 | 1 | 0 | 0 | 0
2021-05-11 | 2 | 0 | 0 | 0
2021-05-11 | 3 | 0 | 0 | 0
2021-05-11 | 4 | 0 | 0 | 0
2021-05-11 | 5 | 0 | 0 | 0
2021-05-11 | 6 | 1000 | 100 | 550
2021-05-11 | 7 | 25000 | 1780 | 13390
2021-05-11 | 8 | 74000 | 2980 | 38490
2021-05-11 | 9 | 153000 | 8790 | 80895
2021-05-11 | 10 | 212000 | 15130 | 113565
2021-05-11 | 11 | 169000 | 13380 | 91190
2021-05-11 | 12 | 161000 | 19490 | 90245
2021-05-11 | 13 | 190000 | 19800 | 104900
2021-05-11 | 14 | 164000 | 22050 | 93025
2021-05-11 | 15 | 217000 | 17320 | 117160
2021-05-11 | 16 | 124000 | 8700 | 66350
2021-05-11 | 17 | 108000 | 6360 | 57180
2021-05-11 | 18 | 90000 | 3750 | 46875
2021-05-11 | 19 | 37000 | 2270 | 19635
2021-05-11 | 20 | 6000 | 420 | 3210
2021-05-11 | 21 | 0 | 0 | 0
2021-05-11 | 22 | 0 | 0 | 0
2021-05-11 | 23 | 0 | 0 | 0
2021-05-11 | 24 | 0 | 0 | 0
2021-05-12 | 1 | 0 | 0 | 0
2021-05-12 | 2 | 0 | 0 | 0
2021-05-12 | 3 | 0 | 0 | 0
2021-05-12 | 4 | 0 | 0 | 0
2021-05-12 | 5 | 0 | 0 | 0
2021-05-12 | 6 | 2000 | 70 | 1035
2021-05-12 | 7 | 17000 | 770 | 8885
2021-05-12 | 8 | 80000 | 1910 | 40955
2021-05-12 | 9 | 149000 | 6790 | 77895
2021-05-12 | 10 | 206000 | 16510 | 111255
2021-05-12 | 11 | 254000 | 23200 | 138600
2021-05-12 | 12 | 265000 | 24300 | 144650
2021-05-12 | 13 | 178000 | 15430 | 96715
2021-05-12 | 14 | 88000 | 11300 | 49650
2021-05-12 | 15 | 121000 | 15760 | 68380
2021-05-12 | 16 | 77000 | 17930 | 47465
2021-05-12 | 17 | 119000 | 9590 | 64295
2021-05-12 | 18 | 59000 | 4600 | 31800
2021-05-12 | 19 | 20000 | 2750 | 11375
2021-05-12 | 20 | 6000 | 440 | 3220
2021-05-12 | 21 | 0 | 0 | 0
2021-05-12 | 22 | 0 | 0 | 0
2021-05-12 | 23 | 0 | 0 | 0
2021-05-12 | 24 | 0 | 0 | 0
2021-05-13 | 1 | 0 | 0 | 0
2021-05-13 | 2 | 0 | 0 | 0
2021-05-13 | 3 | 0 | 0 | 0
2021-05-13 | 4 | 0 | 0 | 0
2021-05-13 | 5 | 0 | 0 | 0
2021-05-13 | 6 | 2000 | 100 | 1050
2021-05-13 | 7 | 20000 | 1010 | 10505
2021-05-13 | 8 | 81000 | 2180 | 41590
2021-05-13 | 9 | 150000 | 8410 | 79205
2021-05-13 | 10 | 207000 | 16650 | 111825
2021-05-13 | 11 | 235000 | 20180 | 127590
2021-05-13 | 12 | 213000 | 18840 | 115920
2021-05-13 | 13 | 137000 | 18310 | 77655
2021-05-13 | 14 | 183000 | 14890 | 98945
2021-05-13 | 15 | 191000 | 16730 | 103865
2021-05-13 | 16 | 200000 | 15880 | 107940
2021-05-13 | 17 | 122000 | 9680 | 65840
2021-05-13 | 18 | 64000 | 8490 | 36245
2021-05-13 | 19 | 26000 | 3570 | 14785
2021-05-13 | 20 | 4000 | 300 | 2150
2021-05-13 | 21 | 0 | 0 | 0
2021-05-13 | 22 | 0 | 0 | 0
2021-05-13 | 23 | 0 | 0 | 0
2021-05-13 | 24 | 0 | 0 | 0
2021-05-14 | 1 | 0 | 0 | 0
2021-05-14 | 2 | 0 | 0 | 0
2021-05-14 | 3 | 0 | 0 | 0
2021-05-14 | 4 | 0 | 0 | 0
2021-05-14 | 5 | 0 | 0 | 0
2021-05-14 | 6 | 2000 | 110 | 1055
2021-05-14 | 7 | 20000 | 960 | 10480
2021-05-14 | 8 | 79000 | 2260 | 40630
2021-05-14 | 9 | 148000 | 8030 | 78015
2021-05-14 | 10 | 203000 | 15860 | 109430
2021-05-14 | 11 | 242000 | 19610 | 130805
2021-05-14 | 12 | 260000 | 20170 | 140085
2021-05-14 | 13 | 212000 | 16970 | 114485
2021-05-14 | 14 | 171000 | 12810 | 91905
2021-05-14 | 15 | 148000 | 13510 | 80755
2021-05-14 | 16 | 163000 | 14190 | 88595
2021-05-14 | 17 | 104000 | 15360 | 59680
2021-05-14 | 18 | 98000 | 10980 | 54490
2021-05-14 | 19 | 33000 | 3450 | 18225
2021-05-14 | 20 | 5000 | 270 | 2635
2021-05-14 | 21 | 0 | 0 | 0
2021-05-14 | 22 | 0 | 0 | 0
2021-05-14 | 23 | 0 | 0 | 0
2021-05-14 | 24 | 0 | 0 | 0
2021-05-15 | 1 | 0 | 0 | 0
2021-05-15 | 2 | 0 | 0 | 0
2021-05-15 | 3 | 0 | 0 | 0
2021-05-15 | 4 | 0 | 0 | 0
2021-05-15 | 5 | 0 | 0 | 0
2021-05-15 | 6 | 2000 | 110 | 1055
2021-05-15 | 7 | 21000 | 970 | 10985
2021-05-15 | 8 | 79000 | 2290 | 40645
2021-05-15 | 9 | 146000 | 7930 | 76965
2021-05-15 | 10 | 199000 | 15350 | 107175
2021-05-15 | 11 | 240000 | 18580 | 129290
2021-05-15 | 12 | 126000 | 16350 | 71175
2021-05-15 | 13 | 155000 | 19510 | 87255
2021-05-15 | 14 | 163000 | 10760 | 86880
2021-05-15 | 15 | 120000 | 16880 | 68440
2021-05-15 | 16 | 229000 | 18560 | 123780
2021-05-15 | 17 | 162000 | 13400 | 87700
2021-05-15 | 18 | 92000 | 8220 | 50110
2021-05-15 | 19 | 28000 | 2120 | 15060
2021-05-15 | 20 | 5000 | 310 | 2655
2021-05-15 | 21 | 0 | 0 | 0
2021-05-15 | 22 | 0 | 0 | 0
2021-05-15 | 23 | 0 | 0 | 0
2021-05-15 | 24 | 0 | 0 | 0
2021-05-16 | 1 | 0 | 0 | 0
2021-05-16 | 2 | 0 | 0 | 0
2021-05-16 | 3 | 0 | 0 | 0
2021-05-16 | 4 | 0 | 0 | 0
2021-05-16 | 5 | 0 | 0 | 0
2021-05-16 | 6 | 2000 | 40 | 1020
2021-05-16 | 7 | 20000 | 1950 | 10975
2021-05-16 | 8 | 59000 | 4150 | 31575
2021-05-16 | 9 | 94000 | 6550 | 50275
2021-05-16 | 10 | 123000 | 14010 | 68505
2021-05-16 | 11 | 235000 | 18780 | 126890
2021-05-16 | 12 | 254000 | 13330 | 133665
2021-05-16 | 13 | 202000 | 12730 | 107365
2021-05-16 | 14 | 192000 | 17140 | 104570
2021-05-16 | 15 | 252000 | 14950 | 133475
2021-05-16 | 16 | 67000 | 10440 | 38720
2021-05-16 | 17 | 70000 | 8840 | 39420
2021-05-16 | 18 | 35000 | 9430 | 22215
2021-05-16 | 19 | 16000 | 2510 | 9255
2021-05-16 | 20 | 6000 | 200 | 3100
2021-05-16 | 21 | 0 | 0 | 0
2021-05-16 | 22 | 0 | 0 | 0
2021-05-16 | 23 | 0 | 0 | 0
2021-05-16 | 24 | 0 | 0 | 0
2021-05-17 | 1 | 0 | 0 | 0
2021-05-17 | 2 | 0 | 0 | 0
2021-05-17 | 3 | 0 | 0 | 0
2021-05-17 | 4 | 0 | 0 | 0
2021-05-17 | 5 | 0 | 0 | 0
2021-05-17 | 6 | 2000 | 110 | 1055
2021-05-17 | 7 | 21000 | 990 | 10995
2021-05-17 | 8 | 78000 | 2270 | 40135
2021-05-17 | 9 | 143000 | 7570 | 75285
2021-05-17 | 10 | 196000 | 14730 | 105365
2021-05-17 | 11 | 235000 | 18340 | 126670
2021-05-17 | 12 | 259000 | 18830 | 138915
2021-05-17 | 13 | 202000 | 16800 | 109400
2021-05-17 | 14 | 265000 | 12760 | 138880
2021-05-17 | 15 | 243000 | 11290 | 127145
2021-05-17 | 16 | 167000 | 9500 | 88250
2021-05-17 | 17 | 117000 | 9960 | 63480
2021-05-17 | 18 | 81000 | 4060 | 42530
2021-05-17 | 19 | 29000 | 1730 | 15365
2021-05-17 | 20 | 7000 | 150 | 3575
2021-05-17 | 21 | 0 | 0 | 0
2021-05-17 | 22 | 0 | 0 | 0
2021-05-17 | 23 | 0 | 0 | 0
2021-05-17 | 24 | 0 | 0 | 0
2021-05-18 | 1 | 0 | 0 | 0
2021-05-18 | 2 | 0 | 0 | 0
2021-05-18 | 3 | 0 | 0 | 0
2021-05-18 | 4 | 0 | 0 | 0
2021-05-18 | 5 | 0 | 0 | 0
2021-05-18 | 6 | 1000 | 30 | 515
2021-05-18 | 7 | 13000 | 660 | 6830
2021-05-18 | 8 | 47000 | 2940 | 24970
2021-05-18 | 9 | 120000 | 4300 | 62150
2021-05-18 | 10 | 113000 | 11470 | 62235
2021-05-18 | 11 | 227000 | 18360 | 122680
2021-05-18 | 12 | 236000 | 19460 | 127730
2021-05-18 | 13 | 238000 | 19020 | 128510
2021-05-18 | 14 | 140000 | 17060 | 78530
2021-05-18 | 15 | 139000 | 17570 | 78285
2021-05-18 | 16 | 157000 | 15340 | 86170
2021-05-18 | 17 | 122000 | 11270 | 66635
2021-05-18 | 18 | 75000 | 6200 | 40600
2021-05-18 | 19 | 31000 | 2570 | 16785
2021-05-18 | 20 | 7000 | 360 | 3680
2021-05-18 | 21 | 0 | 0 | 0
2021-05-18 | 22 | 0 | 0 | 0
2021-05-18 | 23 | 0 | 0 | 0
2021-05-18 | 24 | 0 | 0 | 0
2021-05-19 | 1 | 0 | 0 | 0
2021-05-19 | 2 | 0 | 0 | 0
2021-05-19 | 3 | 0 | 0 | 0
2021-05-19 | 4 | 0 | 0 | 0
2021-05-19 | 5 | 0 | 0 | 0
2021-05-19 | 6 | 2000 | 20 | 1010
2021-05-19 | 7 | 15000 | 1320 | 8160
2021-05-19 | 8 | 58000 | 3640 | 30820
2021-05-19 | 9 | 145000 | 7270 | 76135
2021-05-19 | 10 | 196000 | 14260 | 105130
2021-05-19 | 11 | 235000 | 17830 | 126415
2021-05-19 | 12 | 258000 | 18500 | 138250
2021-05-19 | 13 | 240000 | 17890 | 128945
2021-05-19 | 14 | 229000 | 17520 | 123260
2021-05-19 | 15 | 225000 | 15170 | 120085
2021-05-19 | 16 | 177000 | 12920 | 94960
2021-05-19 | 17 | 101000 | 12590 | 56795
2021-05-19 | 18 | 41000 | 8710 | 24855
2021-05-19 | 19 | 26000 | 2910 | 14455
2021-05-19 | 20 | 7000 | 330 | 3665
2021-05-19 | 21 | 0 | 0 | 0
2021-05-19 | 22 | 0 | 0 | 0
2021-05-19 | 23 | 0 | 0 | 0
2021-05-19 | 24 | 0 | 0 | 0
2021-05-20 | 1 | 0 | 0 | 0
2021-05-20 | 2 | 0 | 0 | 0
2021-05-20 | 3 | 0 | 0 | 0
2021-05-20 | 4 | 0 | 0 | 0
2021-05-20 | 5 | 0 | 0 | 0
2021-05-20 | 6 | 3000 | 200 | 1600
2021-05-20 | 7 | 25000 | 1410 | 13205
2021-05-20 | 8 | 76000 | 3190 | 39595
2021-05-20 | 9 | 133000 | 7590 | 70295
2021-05-20 | 10 | 186000 | 14250 | 100125
2021-05-20 | 11 | 189000 | 17790 | 103395
2021-05-20 | 12 | 254000 | 18780 | 136390
2021-05-20 | 13 | 264000 | 18250 | 141125
2021-05-20 | 14 | 260000 | 18160 | 139080
2021-05-20 | 15 | 243000 | 19640 | 131320
2021-05-20 | 16 | 207000 | 18050 | 112525
2021-05-20 | 17 | 155000 | 15450 | 85225
2021-05-20 | 18 | 90000 | 10080 | 50040
2021-05-20 | 19 | 25000 | 2890 | 13945
2021-05-20 | 20 | 8000 | 840 | 4420
2021-05-20 | 21 | 0 | 0 | 0
2021-05-20 | 22 | 0 | 0 | 0
2021-05-20 | 23 | 0 | 0 | 0
2021-05-20 | 24 | 0 | 0 | 0
2021-05-21 | 1 | 0 | 0 | 0
2021-05-21 | 2 | 0 | 0 | 0
2021-05-21 | 3 | 0 | 0 | 0
2021-05-21 | 4 | 0 | 0 | 0
2021-05-21 | 5 | 0 | 0 | 0
2021-05-21 | 6 | 1000 | 10 | 505
2021-05-21 | 7 | 6000 | 350 | 3175
2021-05-21 | 8 | 16000 | 1800 | 8900
2021-05-21 | 9 | 33000 | 3930 | 18465
2021-05-21 | 10 | 106000 | 6120 | 56060
2021-05-21 | 11 | 86000 | 7190 | 46595
2021-05-21 | 12 | 174000 | 15960 | 94980
2021-05-21 | 13 | 252000 | 18270 | 135135
2021-05-21 | 14 | 258000 | 18200 | 138100
2021-05-21 | 15 | 240000 | 16900 | 128450
2021-05-21 | 16 | 196000 | 14180 | 105090
2021-05-21 | 17 | 141000 | 12560 | 76780
2021-05-21 | 18 | 80000 | 9080 | 44540
2021-05-21 | 19 | 35000 | 2480 | 18740
2021-05-21 | 20 | 4000 | 70 | 2035
2021-05-21 | 21 | 0 | 0 | 0
2021-05-21 | 22 | 0 | 0 | 0
2021-05-21 | 23 | 0 | 0 | 0
2021-05-21 | 24 | 0 | 0 | 0
2021-05-22 | 1 | 0 | 0 | 0
2021-05-22 | 2 | 0 | 0 | 0
2021-05-22 | 3 | 0 | 0 | 0
2021-05-22 | 4 | 0 | 0 | 0
2021-05-22 | 5 | 0 | 0 | 0
2021-05-22 | 6 | 4000 | 110 | 2055
2021-05-22 | 7 | 20000 | 1330 | 10665
2021-05-22 | 8 | 57000 | 4210 | 30605
2021-05-22 | 9 | 100000 | 7770 | 53885
2021-05-22 | 10 | 119000 | 11430 | 65215
2021-05-22 | 11 | 105000 | 10600 | 57800
2021-05-22 | 12 | 144000 | 11490 | 77745
2021-05-22 | 13 | 115000 | 10120 | 62560
2021-05-22 | 14 | 190000 | 12200 | 101100
2021-05-22 | 15 | 154000 | 13120 | 83560
2021-05-22 | 16 | 135000 | 11000 | 73000
2021-05-22 | 17 | 108000 | 6880 | 57440
2021-05-22 | 18 | 17000 | 470 | 8735
2021-05-22 | 19 | 9000 | 1240 | 5120
2021-05-22 | 20 | 5000 | 170 | 2585
2021-05-22 | 21 | 0 | 0 | 0
2021-05-22 | 22 | 0 | 0 | 0
2021-05-22 | 23 | 0 | 0 | 0
2021-05-22 | 24 | 0 | 0 | 0
2021-05-23 | 1 | 0 | 0 | 0
2021-05-23 | 2 | 0 | 0 | 0
2021-05-23 | 3 | 0 | 0 | 0
2021-05-23 | 4 | 0 | 0 | 0
2021-05-23 | 5 | 0 | 0 | 0
2021-05-23 | 6 | 1000 | 60 | 530
2021-05-23 | 7 | 14000 | 650 | 7325
2021-05-23 | 8 | 77000 | 2420 | 39710
2021-05-23 | 9 | 125000 | 6890 | 65945
2021-05-23 | 10 | 186000 | 12820 | 99410
2021-05-23 | 11 | 228000 | 15480 | 121740
2021-05-23 | 12 | 206000 | 14060 | 110030
2021-05-23 | 13 | 122000 | 12390 | 67195
2021-05-23 | 14 | 117000 | 8250 | 62625
2021-05-23 | 15 | 149000 | 16700 | 82850
2021-05-23 | 16 | 128000 | 12380 | 70190
2021-05-23 | 17 | 112000 | 13810 | 62905
2021-05-23 | 18 | 76000 | 8610 | 42305
2021-05-23 | 19 | 33000 | 2470 | 17735
2021-05-23 | 20 | 6000 | 520 | 3260
2021-05-23 | 21 | 0 | 0 | 0
2021-05-23 | 22 | 0 | 0 | 0
2021-05-23 | 23 | 0 | 0 | 0
2021-05-23 | 24 | 0 | 0 | 0
2021-05-24 | 1 | 0 | 0 | 0
2021-05-24 | 2 | 0 | 0 | 0
2021-05-24 | 3 | 0 | 0 | 0
2021-05-24 | 4 | 0 | 0 | 0
2021-05-24 | 5 | 0 | 0 | 0
2021-05-24 | 6 | 3000 | 270 | 1635
2021-05-24 | 7 | 26000 | 1520 | 13760
2021-05-24 | 8 | 85000 | 4500 | 44750
2021-05-24 | 9 | 145000 | 7920 | 76460
2021-05-24 | 10 | 209000 | 15370 | 112185
2021-05-24 | 11 | 240000 | 20270 | 130135
2021-05-24 | 12 | 228000 | 19190 | 123595
2021-05-24 | 13 | 189000 | 16000 | 102500
2021-05-24 | 14 | 264000 | 19550 | 141775
2021-05-24 | 15 | 238000 | 19500 | 128750
2021-05-24 | 16 | 222000 | 17130 | 119565
2021-05-24 | 17 | 168000 | 16110 | 92055
2021-05-24 | 18 | 98000 | 10550 | 54275
2021-05-24 | 19 | 31000 | 2980 | 16990
2021-05-24 | 20 | 7000 | 390 | 3695
2021-05-24 | 21 | 0 | 0 | 0
2021-05-24 | 22 | 0 | 0 | 0
2021-05-24 | 23 | 0 | 0 | 0
2021-05-24 | 24 | 0 | 0 | 0
2021-05-25 | 1 | 0 | 0 | 0
2021-05-25 | 2 | 0 | 0 | 0
2021-05-25 | 3 | 0 | 0 | 0
2021-05-25 | 4 | 0 | 0 | 0
2021-05-25 | 5 | 0 | 10 | 5
2021-05-25 | 6 | 3000 | 160 | 1580
2021-05-25 | 7 | 23000 | 1050 | 12025
2021-05-25 | 8 | 74000 | 2110 | 38055
2021-05-25 | 9 | 141000 | 7100 | 74050
2021-05-25 | 10 | 196000 | 15390 | 105695
2021-05-25 | 11 | 237000 | 19570 | 128285
2021-05-25 | 12 | 260000 | 20990 | 140495
2021-05-25 | 13 | 264000 | 20990 | 142495
2021-05-25 | 14 | 252000 | 21310 | 136655
2021-05-25 | 15 | 204000 | 19020 | 111510
2021-05-25 | 16 | 203000 | 15160 | 109080
2021-05-25 | 17 | 118000 | 13900 | 65950
2021-05-25 | 18 | 85000 | 9190 | 47095
2021-05-25 | 19 | 29000 | 3090 | 16045
2021-05-25 | 20 | 7000 | 480 | 3740
2021-05-25 | 21 | 0 | 0 | 0
2021-05-25 | 22 | 0 | 0 | 0
2021-05-25 | 23 | 0 | 0 | 0
2021-05-25 | 24 | 0 | 0 | 0
2021-05-26 | 1 | 0 | 0 | 0
2021-05-26 | 2 | 0 | 0 | 0
2021-05-26 | 3 | 0 | 0 | 0
2021-05-26 | 4 | 0 | 0 | 0
2021-05-26 | 5 | 0 | 0 | 0
2021-05-26 | 6 | 6000 | 260 | 3130
2021-05-26 | 7 | 22000 | 1570 | 11785
2021-05-26 | 8 | 62000 | 2880 | 32440
2021-05-26 | 9 | 122000 | 6920 | 64460
2021-05-26 | 10 | 183000 | 12960 | 97980
2021-05-26 | 11 | 226000 | 16230 | 121115
2021-05-26 | 12 | 244000 | 15060 | 129530
2021-05-26 | 13 | 216000 | 13910 | 114955
2021-05-26 | 14 | 194000 | 14080 | 104040
2021-05-26 | 15 | 189000 | 13520 | 101260
2021-05-26 | 16 | 187000 | 11120 | 99060
2021-05-26 | 17 | 142000 | 8870 | 75435
2021-05-26 | 18 | 79000 | 8000 | 43500
2021-05-26 | 19 | 22000 | 1030 | 11515
2021-05-26 | 20 | 0 | 10 | 5
2021-05-26 | 21 | 0 | 0 | 0
2021-05-26 | 22 | 0 | 0 | 0
2021-05-26 | 23 | 0 | 0 | 0
2021-05-26 | 24 | 0 | 0 | 0
2021-05-27 | 1 | 0 | 0 | 0
2021-05-27 | 2 | 0 | 0 | 0
2021-05-27 | 3 | 0 | 0 | 0
2021-05-27 | 4 | 0 | 0 | 0
2021-05-27 | 5 | 0 | 0 | 0
2021-05-27 | 6 | 3000 | 130 | 1565
2021-05-27 | 7 | 20000 | 920 | 10460
2021-05-27 | 8 | 85000 | 3490 | 44245
2021-05-27 | 9 | 117000 | 7670 | 62335
2021-05-27 | 10 | 207000 | 14660 | 110830
2021-05-27 | 11 | 229000 | 14780 | 121890
2021-05-27 | 12 | 205000 | 16340 | 110670
2021-05-27 | 13 | 233000 | 17900 | 125450
2021-05-27 | 14 | 264000 | 17190 | 140595
2021-05-27 | 15 | 252000 | 16070 | 134035
2021-05-27 | 16 | 195000 | 14200 | 104600
2021-05-27 | 17 | 168000 | 11630 | 89815
2021-05-27 | 18 | 95000 | 10950 | 52975
2021-05-27 | 19 | 29000 | 3410 | 16205
2021-05-27 | 20 | 5000 | 270 | 2635
2021-05-27 | 21 | 0 | 0 | 0
2021-05-27 | 22 | 0 | 0 | 0
2021-05-27 | 23 | 0 | 0 | 0
2021-05-27 | 24 | 0 | 0 | 0
2021-05-28 | 1 | 0 | 0 | 0
2021-05-28 | 2 | 0 | 0 | 0
2021-05-28 | 3 | 0 | 0 | 0
2021-05-28 | 4 | 0 | 0 | 0
2021-05-28 | 5 | 0 | 10 | 5
2021-05-28 | 6 | 2000 | 130 | 1065
2021-05-28 | 7 | 27000 | 2110 | 14555
2021-05-28 | 8 | 90000 | 5120 | 47560
2021-05-28 | 9 | 145000 | 8460 | 76730
2021-05-28 | 10 | 152000 | 14530 | 83265
2021-05-28 | 11 | 193000 | 18960 | 105980
2021-05-28 | 12 | 154000 | 16520 | 85260
2021-05-28 | 13 | 231000 | 14840 | 122920
2021-05-28 | 14 | 208000 | 14160 | 111080
2021-05-28 | 15 | 204000 | 19680 | 111840
2021-05-28 | 16 | 195000 | 11940 | 103470
2021-05-28 | 17 | 99000 | 7060 | 53030
2021-05-28 | 18 | 59000 | 4760 | 31880
2021-05-28 | 19 | 23000 | 2200 | 12600
2021-05-28 | 20 | 3000 | 100 | 1550
2021-05-28 | 21 | 0 | 0 | 0
2021-05-28 | 22 | 0 | 0 | 0
2021-05-28 | 23 | 0 | 0 | 0
2021-05-28 | 24 | 0 | 0 | 0
2021-05-29 | 1 | 0 | 0 | 0
2021-05-29 | 2 | 0 | 0 | 0
2021-05-29 | 3 | 0 | 0 | 0
2021-05-29 | 4 | 0 | 0 | 0
2021-05-29 | 5 | 0 | 10 | 5
2021-05-29 | 6 | 1000 | 20 | 510
2021-05-29 | 7 | 6000 | 360 | 3180
2021-05-29 | 8 | 15000 | 1400 | 8200
2021-05-29 | 9 | 25000 | 2250 | 13625
2021-05-29 | 10 | 34000 | 4550 | 19275
2021-05-29 | 11 | 40000 | 4420 | 22210
2021-05-29 | 12 | 50000 | 5140 | 27570
2021-05-29 | 13 | 41000 | 5090 | 23045
2021-05-29 | 14 | 37000 | 4790 | 20895
2021-05-29 | 15 | 59000 | 3780 | 31390
2021-05-29 | 16 | 43000 | 2720 | 22860
2021-05-29 | 17 | 40000 | 4610 | 22305
2021-05-29 | 18 | 31000 | 2630 | 16815
2021-05-29 | 19 | 13000 | 1260 | 7130
2021-05-29 | 20 | 5000 | 310 | 2655
2021-05-29 | 21 | 0 | 0 | 0
2021-05-29 | 22 | 0 | 0 | 0
2021-05-29 | 23 | 0 | 0 | 0
2021-05-29 | 24 | 0 | 0 | 0
2021-05-30 | 1 | 0 | 0 | 0
2021-05-30 | 2 | 0 | 0 | 0
2021-05-30 | 3 | 0 | 0 | 0
2021-05-30 | 4 | 0 | 0 | 0
2021-05-30 | 5 | 0 | 0 | 0
2021-05-30 | 6 | 1000 | 10 | 505
2021-05-30 | 7 | 9000 | 830 | 4915
2021-05-30 | 8 | 23000 | 2050 | 12525
2021-05-30 | 9 | 28000 | 3090 | 15545
2021-05-30 | 10 | 30000 | 2910 | 16455
2021-05-30 | 11 | 41000 | 4400 | 22700
2021-05-30 | 12 | 66000 | 5730 | 35865
2021-05-30 | 13 | 51000 | 4750 | 27875
2021-05-30 | 14 | 43000 | 2820 | 22910
2021-05-30 | 15 | 31000 | 3010 | 17005
2021-05-30 | 16 | 31000 | 2530 | 16765
2021-05-30 | 17 | 22000 | 2010 | 12005
2021-05-30 | 18 | 12000 | 1080 | 6540
2021-05-30 | 19 | 6000 | 350 | 3175
2021-05-30 | 20 | 1000 | 30 | 515
2021-05-30 | 21 | 0 | 0 | 0
2021-05-30 | 22 | 0 | 0 | 0
2021-05-30 | 23 | 0 | 0 | 0
2021-05-30 | 24 | 0 | 0 | 0
2021-05-31 | 1 | 0 | 0 | 0
2021-05-31 | 2 | 0 | 0 | 0
2021-05-31 | 3 | 0 | 0 | 0
2021-05-31 | 4 | 0 | 0 | 0
2021-05-31 | 5 | 0 | 0 | 0
2021-05-31 | 6 | 0 | 10 | 5
2021-05-31 | 7 | 8000 | 310 | 4155
2021-05-31 | 8 | 21000 | 2750 | 11875
2021-05-31 | 9 | 44000 | 4380 | 24190
2021-05-31 | 10 | 70000 | 9780 | 39890
2021-05-31 | 11 | 81000 | 10480 | 45740
2021-05-31 | 12 | 102000 | 14320 | 58160
2021-05-31 | 13 | 107000 | 8160 | 57580
2021-05-31 | 14 | 85000 | 5260 | 45130
2021-05-31 | 15 | 58000 | 8600 | 33300
2021-05-31 | 16 | 25000 | 3930 | 14465
2021-05-31 | 17 | 23000 | 4440 | 13720
2021-05-31 | 18 | 31000 | 6320 | 18660
2021-05-31 | 19 | 30000 | 3900 | 16950
2021-05-31 | 20 | 11000 | 430 | 5715
2021-05-31 | 21 | 0 | 0 | 0
2021-05-31 | 22 | 0 | 0 | 0
2021-05-31 | 23 | 0 | 0 | 0
2021-05-31 | 24 | 0 | 0 | 0
2021-06-01 | 1 | 0 | 0 | 0
2021-06-01 | 2 | 0 | 0 | 0
2021-06-01 | 3 | 0 | 0 | 0
2021-06-01 | 4 | 0 | 0 | 0
2021-06-01 | 5 | 0 | 10 | 5
2021-06-01 | 6 | 4000 | 330 | 2165
2021-06-01 | 7 | 32000 | 2500 | 17250
2021-06-01 | 8 | 68000 | 4960 | 36480
2021-06-01 | 9 | 126000 | 7570 | 66785
2021-06-01 | 10 | 173000 | 13680 | 93340
2021-06-01 | 11 | 133000 | 12860 | 72930
2021-06-01 | 12 | 239000 | 19500 | 129250
2021-06-01 | 13 | 263000 | 19210 | 141105
2021-06-01 | 14 | 264000 | 18390 | 141195
2021-06-01 | 15 | 239000 | 18470 | 128735
2021-06-01 | 16 | 191000 | 17280 | 104140
2021-06-01 | 17 | 126000 | 13400 | 69700
2021-06-01 | 18 | 63000 | 9970 | 36485
2021-06-01 | 19 | 31000 | 3090 | 17045
2021-06-01 | 20 | 7000 | 620 | 3810
2021-06-01 | 21 | 0 | 10 | 5
2021-06-01 | 22 | 0 | 0 | 0
2021-06-01 | 23 | 0 | 0 | 0
2021-06-01 | 24 | 0 | 0 | 0
2021-06-02 | 1 | 0 | 0 | 0
2021-06-02 | 2 | 0 | 0 | 0
2021-06-02 | 3 | 0 | 0 | 0
2021-06-02 | 4 | 0 | 0 | 0
2021-06-02 | 5 | 0 | 0 | 0
2021-06-02 | 6 | 4000 | 270 | 2135
2021-06-02 | 7 | 25000 | 1870 | 13435
2021-06-02 | 8 | 89000 | 3430 | 46215
2021-06-02 | 9 | 149000 | 6970 | 77985
2021-06-02 | 10 | 195000 | 14710 | 104855
2021-06-02 | 11 | 230000 | 17690 | 123845
2021-06-02 | 12 | 253000 | 17890 | 135445
2021-06-02 | 13 | 262000 | 15810 | 138905
2021-06-02 | 14 | 239000 | 15960 | 127480
2021-06-02 | 15 | 211000 | 15220 | 113110
2021-06-02 | 16 | 184000 | 14250 | 99125
2021-06-02 | 17 | 137000 | 10510 | 73755
2021-06-02 | 18 | 84000 | 8270 | 46135
2021-06-02 | 19 | 41000 | 2760 | 21880
2021-06-02 | 20 | 9000 | 660 | 4830
2021-06-02 | 21 | 0 | 0 | 0
2021-06-02 | 22 | 0 | 0 | 0
2021-06-02 | 23 | 0 | 0 | 0
2021-06-02 | 24 | 0 | 0 | 0
2021-06-03 | 1 | 0 | 0 | 0
2021-06-03 | 2 | 0 | 0 | 0
2021-06-03 | 3 | 0 | 0 | 0
2021-06-03 | 4 | 0 | 0 | 0
2021-06-03 | 5 | 0 | 0 | 0
2021-06-03 | 6 | 4000 | 210 | 2105
2021-06-03 | 7 | 25000 | 2110 | 13555
2021-06-03 | 8 | 72000 | 4800 | 38400
2021-06-03 | 9 | 133000 | 8480 | 70740
2021-06-03 | 10 | 164000 | 12060 | 88030
2021-06-03 | 11 | 129000 | 15620 | 72310
2021-06-03 | 12 | 176000 | 17760 | 96880
2021-06-03 | 13 | 257000 | 18680 | 137840
2021-06-03 | 14 | 256000 | 18390 | 137195
2021-06-03 | 15 | 229000 | 18520 | 123760
2021-06-03 | 16 | 210000 | 13200 | 111600
2021-06-03 | 17 | 103000 | 12350 | 57675
2021-06-03 | 18 | 72000 | 5790 | 38895
2021-06-03 | 19 | 36000 | 3010 | 19505
2021-06-03 | 20 | 8000 | 570 | 4285
2021-06-03 | 21 | 0 | 0 | 0
2021-06-03 | 22 | 0 | 0 | 0
2021-06-03 | 23 | 0 | 0 | 0
2021-06-03 | 24 | 0 | 0 | 0
2021-06-04 | 1 | 0 | 0 | 0
2021-06-04 | 2 | 0 | 0 | 0
2021-06-04 | 3 | 0 | 0 | 0
2021-06-04 | 4 | 0 | 0 | 0
2021-06-04 | 5 | 0 | 0 | 0
2021-06-04 | 6 | 3000 | 120 | 1560
2021-06-04 | 7 | 18000 | 1590 | 9795
2021-06-04 | 8 | 48000 | 4000 | 26000
2021-06-04 | 9 | 86000 | 7560 | 46780
2021-06-04 | 10 | 91000 | 8690 | 49845
2021-06-04 | 11 | 165000 | 15200 | 90100
2021-06-04 | 12 | 170000 | 13760 | 91880
2021-06-04 | 13 | 168000 | 14970 | 91485
2021-06-04 | 14 | 141000 | 10980 | 75990
2021-06-04 | 15 | 110000 | 7650 | 58825
2021-06-04 | 16 | 71000 | 6950 | 38975
2021-06-04 | 17 | 133000 | 11870 | 72435
2021-06-04 | 18 | 109000 | 10600 | 59800
2021-06-04 | 19 | 38000 | 3500 | 20750
2021-06-04 | 20 | 6000 | 300 | 3150
2021-06-04 | 21 | 0 | 10 | 5
2021-06-04 | 22 | 0 | 0 | 0
2021-06-04 | 23 | 0 | 0 | 0
2021-06-04 | 24 | 0 | 0 | 0
2021-06-05 | 1 | 0 | 0 | 0
2021-06-05 | 2 | 0 | 0 | 0
2021-06-05 | 3 | 0 | 0 | 0
2021-06-05 | 4 | 0 | 0 | 0
2021-06-05 | 5 | 0 | 0 | 0
2021-06-05 | 6 | 5000 | 220 | 2610
2021-06-05 | 7 | 24000 | 1110 | 12555
2021-06-05 | 8 | 69000 | 2510 | 35755
2021-06-05 | 9 | 138000 | 5950 | 71975
2021-06-05 | 10 | 181000 | 13150 | 97075
2021-06-05 | 11 | 221000 | 14950 | 117975
2021-06-05 | 12 | 242000 | 14900 | 128450
2021-06-05 | 13 | 243000 | 17360 | 130180
2021-06-05 | 14 | 240000 | 14420 | 127210
2021-06-05 | 15 | 157000 | 13340 | 85170
2021-06-05 | 16 | 160000 | 12280 | 86140
2021-06-05 | 17 | 96000 | 6540 | 51270
2021-06-05 | 18 | 37000 | 1350 | 19175
2021-06-05 | 19 | 32000 | 1790 | 16895
2021-06-05 | 20 | 12000 | 880 | 6440
2021-06-05 | 21 | 0 | 0 | 0
2021-06-05 | 22 | 0 | 0 | 0
2021-06-05 | 23 | 0 | 0 | 0
2021-06-05 | 24 | 0 | 0 | 0
2021-06-06 | 1 | 0 | 0 | 0
2021-06-06 | 2 | 0 | 0 | 0
2021-06-06 | 3 | 0 | 0 | 0
2021-06-06 | 4 | 0 | 0 | 0
2021-06-06 | 5 | 0 | 10 | 5
2021-06-06 | 6 | 3000 | 160 | 1580
2021-06-06 | 7 | 17000 | 1220 | 9110
2021-06-06 | 8 | 56000 | 2160 | 29080
2021-06-06 | 9 | 138000 | 5580 | 71790
2021-06-06 | 10 | 179000 | 12290 | 95645
2021-06-06 | 11 | 223000 | 14620 | 118810
2021-06-06 | 12 | 233000 | 14640 | 123820
2021-06-06 | 13 | 253000 | 14110 | 133555
2021-06-06 | 14 | 249000 | 13980 | 131490
2021-06-06 | 15 | 220000 | 13930 | 116965
2021-06-06 | 16 | 180000 | 11500 | 95750
2021-06-06 | 17 | 150000 | 10090 | 80045
2021-06-06 | 18 | 55000 | 3670 | 29335
2021-06-06 | 19 | 21000 | 2500 | 11750
2021-06-06 | 20 | 10000 | 620 | 5310
2021-06-06 | 21 | 1000 | 0 | 500
2021-06-06 | 22 | 0 | 0 | 0
2021-06-06 | 23 | 0 | 0 | 0
2021-06-06 | 24 | 0 | 0 | 0
2021-06-07 | 1 | 0 | 0 | 0
2021-06-07 | 2 | 0 | 0 | 0
2021-06-07 | 3 | 0 | 0 | 0
2021-06-07 | 4 | 0 | 0 | 0
2021-06-07 | 5 | 0 | 10 | 5
2021-06-07 | 6 | 4000 | 90 | 2045
2021-06-07 | 7 | 23000 | 870 | 11935
2021-06-07 | 8 | 75000 | 2010 | 38505
2021-06-07 | 9 | 135000 | 5740 | 70370
2021-06-07 | 10 | 184000 | 12210 | 98105
2021-06-07 | 11 | 221000 | 14870 | 117935
2021-06-07 | 12 | 240000 | 13810 | 126905
2021-06-07 | 13 | 253000 | 14900 | 133950
2021-06-07 | 14 | 186000 | 15030 | 100515
2021-06-07 | 15 | 221000 | 14330 | 117665
2021-06-07 | 16 | 188000 | 13080 | 100540
2021-06-07 | 17 | 149000 | 10140 | 79570
2021-06-07 | 18 | 92000 | 7990 | 49995
2021-06-07 | 19 | 32000 | 2900 | 17450
2021-06-07 | 20 | 7000 | 100 | 3550
2021-06-07 | 21 | 0 | 0 | 0
2021-06-07 | 22 | 0 | 0 | 0
2021-06-07 | 23 | 0 | 0 | 0
2021-06-07 | 24 | 0 | 0 | 0
2021-06-08 | 1 | 0 | 0 | 0
2021-06-08 | 2 | 0 | 0 | 0
2021-06-08 | 3 | 0 | 0 | 0
2021-06-08 | 4 | 0 | 0 | 0
2021-06-08 | 5 | 0 | 10 | 5
2021-06-08 | 6 | 3000 | 200 | 1600
2021-06-08 | 7 | 17000 | 1830 | 9415
2021-06-08 | 8 | 44000 | 1820 | 22910
2021-06-08 | 9 | 130000 | 7000 | 68500
2021-06-08 | 10 | 168000 | 9140 | 88570
2021-06-08 | 11 | 122000 | 12160 | 67080
2021-06-08 | 12 | 221000 | 12960 | 116980
2021-06-08 | 13 | 187000 | 14020 | 100510
2021-06-08 | 14 | 239000 | 13980 | 126490
2021-06-08 | 15 | 215000 | 12230 | 113615
2021-06-08 | 16 | 176000 | 9070 | 92535
2021-06-08 | 17 | 102000 | 1940 | 51970
2021-06-08 | 18 | 26000 | 670 | 13335
2021-06-08 | 19 | 1000 | 90 | 545
2021-06-08 | 20 | 1000 | 10 | 505
2021-06-08 | 21 | 0 | 0 | 0
2021-06-08 | 22 | 0 | 0 | 0
2021-06-08 | 23 | 0 | 0 | 0
2021-06-08 | 24 | 0 | 0 | 0
2021-06-09 | 1 | 0 | 0 | 0
2021-06-09 | 2 | 0 | 0 | 0
2021-06-09 | 3 | 0 | 0 | 0
2021-06-09 | 4 | 0 | 0 | 0
2021-06-09 | 5 | 0 | 10 | 5
2021-06-09 | 6 | 4000 | 190 | 2095
2021-06-09 | 7 | 26000 | 1780 | 13890
2021-06-09 | 8 | 64000 | 4270 | 34135
2021-06-09 | 9 | 102000 | 7440 | 54720
2021-06-09 | 10 | 135000 | 10920 | 72960
2021-06-09 | 11 | 174000 | 12060 | 93030
2021-06-09 | 12 | 204000 | 16260 | 110130
2021-06-09 | 13 | 188000 | 13080 | 100540
2021-06-09 | 14 | 185000 | 13850 | 99425
2021-06-09 | 15 | 179000 | 13170 | 96085
2021-06-09 | 16 | 175000 | 13240 | 94120
2021-06-09 | 17 | 159000 | 12710 | 85855
2021-06-09 | 18 | 98000 | 8480 | 53240
2021-06-09 | 19 | 35000 | 3220 | 19110
2021-06-09 | 20 | 8000 | 260 | 4130
2021-06-09 | 21 | 1000 | 10 | 505
2021-06-09 | 22 | 0 | 0 | 0
2021-06-09 | 23 | 0 | 0 | 0
2021-06-09 | 24 | 0 | 0 | 0
2021-06-10 | 1 | 0 | 0 | 0
2021-06-10 | 2 | 0 | 0 | 0
2021-06-10 | 3 | 0 | 0 | 0
2021-06-10 | 4 | 0 | 0 | 0
2021-06-10 | 5 | 0 | 10 | 5
2021-06-10 | 6 | 1000 | 30 | 515
2021-06-10 | 7 | 26000 | 1470 | 13735
2021-06-10 | 8 | 70000 | 3420 | 36710
2021-06-10 | 9 | 126000 | 6420 | 66210
2021-06-10 | 10 | 166000 | 14040 | 90020
2021-06-10 | 11 | 216000 | 18050 | 117025
2021-06-10 | 12 | 258000 | 18440 | 138220
2021-06-10 | 13 | 234000 | 18510 | 126255
2021-06-10 | 14 | 265000 | 19510 | 142255
2021-06-10 | 15 | 257000 | 18870 | 137935
2021-06-10 | 16 | 222000 | 17340 | 119670
2021-06-10 | 17 | 168000 | 13300 | 90650
2021-06-10 | 18 | 99000 | 12510 | 55755
2021-06-10 | 19 | 56000 | 5000 | 30500
2021-06-10 | 20 | 11000 | 440 | 5720
2021-06-10 | 21 | 1000 | 0 | 500
2021-06-10 | 22 | 0 | 0 | 0
2021-06-10 | 23 | 0 | 0 | 0
2021-06-10 | 24 | 0 | 0 | 0
2021-06-11 | 1 | 0 | 0 | 0
2021-06-11 | 2 | 0 | 0 | 0
2021-06-11 | 3 | 0 | 0 | 0
2021-06-11 | 4 | 0 | 0 | 0
2021-06-11 | 5 | 0 | 0 | 0
2021-06-11 | 6 | 6000 | 260 | 3130
2021-06-11 | 7 | 23000 | 1920 | 12460
2021-06-11 | 8 | 59000 | 4340 | 31670
2021-06-11 | 9 | 76000 | 7520 | 41760
2021-06-11 | 10 | 96000 | 8350 | 52175
2021-06-11 | 11 | 97000 | 8100 | 52550
2021-06-11 | 12 | 66000 | 5120 | 35560
2021-06-11 | 13 | 48000 | 3280 | 25640
2021-06-11 | 14 | 37000 | 3960 | 20480
2021-06-11 | 15 | 31000 | 3450 | 17225
2021-06-11 | 16 | 25000 | 3620 | 14310
2021-06-11 | 17 | 18000 | 1740 | 9870
2021-06-11 | 18 | 11000 | 870 | 5935
2021-06-11 | 19 | 6000 | 450 | 3225
2021-06-11 | 20 | 2000 | 120 | 1060
2021-06-11 | 21 | 0 | 0 | 0
2021-06-11 | 22 | 0 | 0 | 0
2021-06-11 | 23 | 0 | 0 | 0
2021-06-11 | 24 | 0 | 0 | 0
2021-06-12 | 1 | 0 | 0 | 0
2021-06-12 | 2 | 0 | 0 | 0
2021-06-12 | 3 | 0 | 0 | 0
2021-06-12 | 4 | 0 | 0 | 0
2021-06-12 | 5 | 0 | 0 | 0
2021-06-12 | 6 | 4000 | 10 | 2005
2021-06-12 | 7 | 27000 | 1950 | 14475
2021-06-12 | 8 | 75000 | 2910 | 38955
2021-06-12 | 9 | 131000 | 6720 | 68860
2021-06-12 | 10 | 197000 | 14170 | 105585
2021-06-12 | 11 | 247000 | 17270 | 132135
2021-06-12 | 12 | 259000 | 19580 | 139290
2021-06-12 | 13 | 244000 | 14340 | 129170
2021-06-12 | 14 | 192000 | 17930 | 104965
2021-06-12 | 15 | 241000 | 16760 | 128880
2021-06-12 | 16 | 210000 | 15390 | 112695
2021-06-12 | 17 | 156000 | 12860 | 84430
2021-06-12 | 18 | 93000 | 10120 | 51560
2021-06-12 | 19 | 37000 | 3990 | 20495
2021-06-12 | 20 | 9000 | 680 | 4840
2021-06-12 | 21 | 1000 | 10 | 505
2021-06-12 | 22 | 0 | 0 | 0
2021-06-12 | 23 | 0 | 0 | 0
2021-06-12 | 24 | 0 | 0 | 0
2021-06-13 | 1 | 0 | 0 | 0
2021-06-13 | 2 | 0 | 0 | 0
2021-06-13 | 3 | 0 | 0 | 0
2021-06-13 | 4 | 0 | 0 | 0
2021-06-13 | 5 | 0 | 0 | 0
2021-06-13 | 6 | 4000 | 310 | 2155
2021-06-13 | 7 | 32000 | 2430 | 17215
2021-06-13 | 8 | 76000 | 2670 | 39335
2021-06-13 | 9 | 132000 | 8220 | 70110
2021-06-13 | 10 | 198000 | 13510 | 105755
2021-06-13 | 11 | 229000 | 15510 | 122255
2021-06-13 | 12 | 184000 | 15960 | 99980
2021-06-13 | 13 | 236000 | 13370 | 124685
2021-06-13 | 14 | 202000 | 12490 | 107245
2021-06-13 | 15 | 167000 | 15510 | 91255
2021-06-13 | 16 | 171000 | 14110 | 92555
2021-06-13 | 17 | 100000 | 8920 | 54460
2021-06-13 | 18 | 79000 | 7710 | 43355
2021-06-13 | 19 | 27000 | 3020 | 15010
2021-06-13 | 20 | 7000 | 450 | 3725
2021-06-13 | 21 | 0 | 20 | 10
2021-06-13 | 22 | 0 | 0 | 0
2021-06-13 | 23 | 0 | 0 | 0
2021-06-13 | 24 | 0 | 0 | 0
2021-06-14 | 1 | 0 | 0 | 0
2021-06-14 | 2 | 0 | 0 | 0
2021-06-14 | 3 | 0 | 0 | 0
2021-06-14 | 4 | 0 | 0 | 0
2021-06-14 | 5 | 0 | 0 | 0
2021-06-14 | 6 | 4000 | 300 | 2150
2021-06-14 | 7 | 30000 | 1980 | 15990
2021-06-14 | 8 | 73000 | 4700 | 38850
2021-06-14 | 9 | 85000 | 2410 | 43705
2021-06-14 | 10 | 57000 | 1510 | 29255
2021-06-14 | 11 | 29000 | 1560 | 15280
2021-06-14 | 12 | 34000 | 4460 | 19230
2021-06-14 | 13 | 134000 | 13420 | 73710
2021-06-14 | 14 | 59000 | 6030 | 32515
2021-06-14 | 15 | 21000 | 3770 | 12385
2021-06-14 | 16 | 41000 | 5650 | 23325
2021-06-14 | 17 | 42000 | 2100 | 22050
2021-06-14 | 18 | 8000 | 200 | 4100
2021-06-14 | 19 | 7000 | 990 | 3995
2021-06-14 | 20 | 2000 | 0 | 1000
2021-06-14 | 21 | 0 | 0 | 0
2021-06-14 | 22 | 0 | 0 | 0
2021-06-14 | 23 | 0 | 0 | 0
2021-06-14 | 24 | 0 | 0 | 0
2021-06-15 | 1 | 0 | 0 | 0
2021-06-15 | 2 | 0 | 0 | 0
2021-06-15 | 3 | 0 | 0 | 0
2021-06-15 | 4 | 0 | 0 | 0
2021-06-15 | 5 | 0 | 10 | 5
2021-06-15 | 6 | 1000 | 10 | 505
2021-06-15 | 7 | 8000 | 980 | 4490
2021-06-15 | 8 | 25000 | 2180 | 13590
2021-06-15 | 9 | 32000 | 3820 | 17910
2021-06-15 | 10 | 66000 | 7320 | 36660
2021-06-15 | 11 | 96000 | 9930 | 52965
2021-06-15 | 12 | 101000 | 5730 | 53365
2021-06-15 | 13 | 56000 | 14860 | 35430
2021-06-15 | 14 | 97000 | 17580 | 57290
2021-06-15 | 15 | 151000 | 15290 | 83145
2021-06-15 | 16 | 202000 | 17180 | 109590
2021-06-15 | 17 | 105000 | 1830 | 53415
2021-06-15 | 18 | 17000 | 9190 | 13095
2021-06-15 | 19 | 8000 | 1370 | 4685
2021-06-15 | 20 | 4000 | 450 | 2225
2021-06-15 | 21 | 1000 | 0 | 500
2021-06-15 | 22 | 0 | 0 | 0
2021-06-15 | 23 | 0 | 0 | 0
2021-06-15 | 24 | 0 | 0 | 0
2021-06-16 | 1 | 0 | 0 | 0
2021-06-16 | 2 | 0 | 0 | 0
2021-06-16 | 3 | 0 | 0 | 0
2021-06-16 | 4 | 0 | 0 | 0
2021-06-16 | 5 | 0 | 10 | 5
2021-06-16 | 6 | 5000 | 140 | 2570
2021-06-16 | 7 | 27000 | 1260 | 14130
2021-06-16 | 8 | 85000 | 1840 | 43420
2021-06-16 | 9 | 149000 | 5830 | 77415
2021-06-16 | 10 | 204000 | 16090 | 110045
2021-06-16 | 11 | 245000 | 20810 | 132905
2021-06-16 | 12 | 246000 | 22320 | 134160
2021-06-16 | 13 | 242000 | 21520 | 131760
2021-06-16 | 14 | 216000 | 19600 | 117800
2021-06-16 | 15 | 214000 | 18340 | 116170
2021-06-16 | 16 | 204000 | 16640 | 110320
2021-06-16 | 17 | 163000 | 16250 | 89625
2021-06-16 | 18 | 107000 | 12310 | 59655
2021-06-16 | 19 | 36000 | 4080 | 20040
2021-06-16 | 20 | 8000 | 750 | 4375
2021-06-16 | 21 | 1000 | 10 | 505
2021-06-16 | 22 | 0 | 0 | 0
2021-06-16 | 23 | 0 | 0 | 0
2021-06-16 | 24 | 0 | 0 | 0
2021-06-17 | 1 | 0 | 0 | 0
2021-06-17 | 2 | 0 | 0 | 0
2021-06-17 | 3 | 0 | 0 | 0
2021-06-17 | 4 | 0 | 0 | 0
2021-06-17 | 5 | 0 | 0 | 0
2021-06-17 | 6 | 4000 | 200 | 2100
2021-06-17 | 7 | 25000 | 940 | 12970
2021-06-17 | 8 | 84000 | 1950 | 42975
2021-06-17 | 9 | 145000 | 5820 | 75410
2021-06-17 | 10 | 200000 | 15220 | 107610
2021-06-17 | 11 | 240000 | 19560 | 129780
2021-06-17 | 12 | 258000 | 20850 | 139425
2021-06-17 | 13 | 266000 | 20870 | 143435
2021-06-17 | 14 | 263000 | 20300 | 141650
2021-06-17 | 15 | 251000 | 19760 | 135380
2021-06-17 | 16 | 216000 | 17480 | 116740
2021-06-17 | 17 | 169000 | 15140 | 92070
2021-06-17 | 18 | 105000 | 11310 | 58155
2021-06-17 | 19 | 36000 | 4120 | 20060
2021-06-17 | 20 | 7000 | 450 | 3725
2021-06-17 | 21 | 0 | 0 | 0
2021-06-17 | 22 | 0 | 0 | 0
2021-06-17 | 23 | 0 | 0 | 0
2021-06-17 | 24 | 0 | 0 | 0
2021-06-18 | 1 | 0 | 0 | 0
2021-06-18 | 2 | 0 | 0 | 0
2021-06-18 | 3 | 0 | 0 | 0
2021-06-18 | 4 | 0 | 0 | 0
2021-06-18 | 5 | 0 | 10 | 5
2021-06-18 | 6 | 4000 | 170 | 2085
2021-06-18 | 7 | 23000 | 880 | 11940
2021-06-18 | 8 | 81000 | 1810 | 41405
2021-06-18 | 9 | 146000 | 5610 | 75805
2021-06-18 | 10 | 195000 | 14070 | 104535
2021-06-18 | 11 | 231000 | 18530 | 124765
2021-06-18 | 12 | 255000 | 18900 | 136950
2021-06-18 | 13 | 257000 | 18860 | 137930
2021-06-18 | 14 | 259000 | 19190 | 139095
2021-06-18 | 15 | 235000 | 18620 | 126810
2021-06-18 | 16 | 194000 | 14170 | 104085
2021-06-18 | 17 | 141000 | 12900 | 76950
2021-06-18 | 18 | 94000 | 10640 | 52320
2021-06-18 | 19 | 33000 | 2450 | 17725
2021-06-18 | 20 | 9000 | 330 | 4665
2021-06-18 | 21 | 0 | 10 | 5
2021-06-18 | 22 | 0 | 0 | 0
2021-06-18 | 23 | 0 | 0 | 0
2021-06-18 | 24 | 0 | 0 | 0
2021-06-19 | 1 | 0 | 0 | 0
2021-06-19 | 2 | 0 | 0 | 0
2021-06-19 | 3 | 0 | 0 | 0
2021-06-19 | 4 | 0 | 0 | 0
2021-06-19 | 5 | 0 | 0 | 0
2021-06-19 | 6 | 1000 | 10 | 505
2021-06-19 | 7 | 9000 | 400 | 4700
2021-06-19 | 8 | 32000 | 2630 | 17315
2021-06-19 | 9 | 86000 | 6660 | 46330
2021-06-19 | 10 | 165000 | 12580 | 88790
2021-06-19 | 11 | 197000 | 15140 | 106070
2021-06-19 | 12 | 220000 | 16100 | 118050
2021-06-19 | 13 | 251000 | 13990 | 132495
2021-06-19 | 14 | 191000 | 13590 | 102295
2021-06-19 | 15 | 163000 | 14280 | 88640
2021-06-19 | 16 | 148000 | 11520 | 79760
2021-06-19 | 17 | 156000 | 10500 | 83250
2021-06-19 | 18 | 79000 | 6170 | 42585
2021-06-19 | 19 | 48000 | 4400 | 26200
2021-06-19 | 20 | 13000 | 750 | 6875
2021-06-19 | 21 | 1000 | 0 | 500
2021-06-19 | 22 | 0 | 0 | 0
2021-06-19 | 23 | 0 | 0 | 0
2021-06-19 | 24 | 0 | 0 | 0
2021-06-20 | 1 | 0 | 0 | 0
2021-06-20 | 2 | 0 | 0 | 0
2021-06-20 | 3 | 0 | 0 | 0
2021-06-20 | 4 | 0 | 0 | 0
2021-06-20 | 5 | 0 | 0 | 0
2021-06-20 | 6 | 3000 | 90 | 1545
2021-06-20 | 7 | 21000 | 720 | 10860
2021-06-20 | 8 | 74000 | 1600 | 37800
2021-06-20 | 9 | 111000 | 5030 | 58015
2021-06-20 | 10 | 135000 | 12870 | 73935
2021-06-20 | 11 | 228000 | 16410 | 122205
2021-06-20 | 12 | 247000 | 15280 | 131140
2021-06-20 | 13 | 221000 | 13040 | 117020
2021-06-20 | 14 | 169000 | 12740 | 90870
2021-06-20 | 15 | 157000 | 15270 | 86135
2021-06-20 | 16 | 171000 | 13690 | 92345
2021-06-20 | 17 | 157000 | 12820 | 84910
2021-06-20 | 18 | 90000 | 8220 | 49110
2021-06-20 | 19 | 45000 | 3360 | 24180
2021-06-20 | 20 | 10000 | 200 | 5100
2021-06-20 | 21 | 1000 | 0 | 500
2021-06-20 | 22 | 0 | 0 | 0
2021-06-20 | 23 | 0 | 0 | 0
2021-06-20 | 24 | 0 | 0 | 0
2021-06-21 | 1 | 0 | 0 | 0
2021-06-21 | 2 | 0 | 0 | 0
2021-06-21 | 3 | 0 | 0 | 0
2021-06-21 | 4 | 0 | 0 | 0
2021-06-21 | 5 | 0 | 0 | 0
2021-06-21 | 6 | 6000 | 300 | 3150
2021-06-21 | 7 | 28000 | 1920 | 14960
2021-06-21 | 8 | 71000 | 2930 | 36965
2021-06-21 | 9 | 125000 | 6070 | 65535
2021-06-21 | 10 | 158000 | 9930 | 83965
2021-06-21 | 11 | 174000 | 15320 | 94660
2021-06-21 | 12 | 232000 | 15030 | 123515
2021-06-21 | 13 | 220000 | 15240 | 117620
2021-06-21 | 14 | 237000 | 15890 | 126445
2021-06-21 | 15 | 226000 | 16020 | 121010
2021-06-21 | 16 | 199000 | 14240 | 106620
2021-06-21 | 17 | 160000 | 12400 | 86200
2021-06-21 | 18 | 94000 | 9820 | 51910
2021-06-21 | 19 | 36000 | 3490 | 19745
2021-06-21 | 20 | 4000 | 50 | 2025
2021-06-21 | 21 | 0 | 0 | 0
2021-06-21 | 22 | 0 | 0 | 0
2021-06-21 | 23 | 0 | 0 | 0
2021-06-21 | 24 | 0 | 0 | 0
2021-06-22 | 1 | 0 | 0 | 0
2021-06-22 | 2 | 0 | 0 | 0
2021-06-22 | 3 | 0 | 0 | 0
2021-06-22 | 4 | 0 | 0 | 0
2021-06-22 | 5 | 0 | 10 | 5
2021-06-22 | 6 | 3000 | 10 | 1505
2021-06-22 | 7 | 14000 | 610 | 7305
2021-06-22 | 8 | 34000 | 2590 | 18295
2021-06-22 | 9 | 76000 | 4700 | 40350
2021-06-22 | 10 | 71000 | 6240 | 38620
2021-06-22 | 11 | 111000 | 7360 | 59180
2021-06-22 | 12 | 153000 | 8300 | 80650
2021-06-22 | 13 | 90000 | 4550 | 47275
2021-06-22 | 14 | 61000 | 2940 | 31970
2021-06-22 | 15 | 16000 | 1600 | 8800
2021-06-22 | 16 | 26000 | 2670 | 14335
2021-06-22 | 17 | 20000 | 1700 | 10850
2021-06-22 | 18 | 16000 | 1820 | 8910
2021-06-22 | 19 | 5000 | 470 | 2735
2021-06-22 | 20 | 1000 | 10 | 505
2021-06-22 | 21 | 0 | 0 | 0
2021-06-22 | 22 | 0 | 0 | 0
2021-06-22 | 23 | 0 | 0 | 0
2021-06-22 | 24 | 0 | 0 | 0
2021-06-23 | 1 | 0 | 0 | 0
2021-06-23 | 2 | 0 | 0 | 0
2021-06-23 | 3 | 0 | 0 | 0
2021-06-23 | 4 | 0 | 0 | 0
2021-06-23 | 5 | 0 | 0 | 0
2021-06-23 | 6 | 5000 | 190 | 2595
2021-06-23 | 7 | 20000 | 770 | 10385
2021-06-23 | 8 | 79000 | 1740 | 40370
2021-06-23 | 9 | 147000 | 5510 | 76255
2021-06-23 | 10 | 202000 | 15250 | 108625
2021-06-23 | 11 | 226000 | 19770 | 122885
2021-06-23 | 12 | 237000 | 21510 | 129255
2021-06-23 | 13 | 242000 | 20250 | 131125
2021-06-23 | 14 | 219000 | 15790 | 117395
2021-06-23 | 15 | 175000 | 18440 | 96720
2021-06-23 | 16 | 139000 | 16410 | 77705
2021-06-23 | 17 | 131000 | 15890 | 73445
2021-06-23 | 18 | 101000 | 11210 | 56105
2021-06-23 | 19 | 36000 | 4080 | 20040
2021-06-23 | 20 | 7000 | 460 | 3730
2021-06-23 | 21 | 1000 | 20 | 510
2021-06-23 | 22 | 0 | 0 | 0
2021-06-23 | 23 | 0 | 0 | 0
2021-06-23 | 24 | 0 | 0 | 0
2021-06-24 | 1 | 0 | 0 | 0
2021-06-24 | 2 | 0 | 0 | 0
2021-06-24 | 3 | 0 | 0 | 0
2021-06-24 | 4 | 0 | 0 | 0
2021-06-24 | 5 | 0 | 10 | 5
2021-06-24 | 6 | 3000 | 160 | 1580
2021-06-24 | 7 | 22000 | 810 | 11405
2021-06-24 | 8 | 78000 | 1740 | 39870
2021-06-24 | 9 | 143000 | 5450 | 74225
2021-06-24 | 10 | 195000 | 14460 | 104730
2021-06-24 | 11 | 238000 | 19420 | 128710
2021-06-24 | 12 | 262000 | 20460 | 141230
2021-06-24 | 13 | 267000 | 20760 | 143880
2021-06-24 | 14 | 267000 | 20150 | 143575
2021-06-24 | 15 | 258000 | 21290 | 139645
2021-06-24 | 16 | 225000 | 18520 | 121760
2021-06-24 | 17 | 175000 | 15910 | 95455
2021-06-24 | 18 | 109000 | 12180 | 60590
2021-06-24 | 19 | 38000 | 4460 | 21230
2021-06-24 | 20 | 7000 | 410 | 3705
2021-06-24 | 21 | 1000 | 10 | 505
2021-06-24 | 22 | 0 | 0 | 0
2021-06-24 | 23 | 0 | 0 | 0
2021-06-24 | 24 | 0 | 0 | 0
2021-06-25 | 1 | 0 | 0 | 0
2021-06-25 | 2 | 0 | 0 | 0
2021-06-25 | 3 | 0 | 0 | 0
2021-06-25 | 4 | 0 | 0 | 0
2021-06-25 | 5 | 0 | 0 | 0
2021-06-25 | 6 | 2000 | 60 | 1030
2021-06-25 | 7 | 13000 | 620 | 6810
2021-06-25 | 8 | 25000 | 2240 | 13620
2021-06-25 | 9 | 39000 | 4060 | 21530
2021-06-25 | 10 | 108000 | 8110 | 58055
2021-06-25 | 11 | 101000 | 9940 | 55470
2021-06-25 | 12 | 89000 | 7630 | 48315
2021-06-25 | 13 | 106000 | 6840 | 56420
2021-06-25 | 14 | 89000 | 5490 | 47245
2021-06-25 | 15 | 68000 | 4350 | 36175
2021-06-25 | 16 | 87000 | 6220 | 46610
2021-06-25 | 17 | 88000 | 4790 | 46395
2021-06-25 | 18 | 48000 | 4260 | 26130
2021-06-25 | 19 | 26000 | 2070 | 14035
2021-06-25 | 20 | 7000 | 550 | 3775
2021-06-25 | 21 | 0 | 20 | 10
2021-06-25 | 22 | 0 | 0 | 0
2021-06-25 | 23 | 0 | 0 | 0
2021-06-25 | 24 | 0 | 0 | 0
2021-06-26 | 1 | 0 | 0 | 0
2021-06-26 | 2 | 0 | 0 | 0
2021-06-26 | 3 | 0 | 0 | 0
2021-06-26 | 4 | 0 | 0 | 0
2021-06-26 | 5 | 0 | 0 | 0
2021-06-26 | 6 | 2000 | 190 | 1095
2021-06-26 | 7 | 14000 | 1930 | 7965
2021-06-26 | 8 | 46000 | 3660 | 24830
2021-06-26 | 9 | 94000 | 5400 | 49700
2021-06-26 | 10 | 101000 | 9740 | 55370
2021-06-26 | 11 | 163000 | 12770 | 87885
2021-06-26 | 12 | 158000 | 13400 | 85700
2021-06-26 | 13 | 161000 | 15750 | 88375
2021-06-26 | 14 | 143000 | 14130 | 78565
2021-06-26 | 15 | 174000 | 13010 | 93505
2021-06-26 | 16 | 89000 | 5970 | 47485
2021-06-26 | 17 | 60000 | 4580 | 32290
2021-06-26 | 18 | 27000 | 3800 | 15400
2021-06-26 | 19 | 22000 | 2710 | 12355
2021-06-26 | 20 | 11000 | 1100 | 6050
2021-06-26 | 21 | 0 | 10 | 5
2021-06-26 | 22 | 0 | 0 | 0
2021-06-26 | 23 | 0 | 0 | 0
2021-06-26 | 24 | 0 | 0 | 0
2021-06-27 | 1 | 0 | 0 | 0
2021-06-27 | 2 | 0 | 0 | 0
2021-06-27 | 3 | 0 | 0 | 0
2021-06-27 | 4 | 0 | 0 | 0
2021-06-27 | 5 | 0 | 10 | 5
2021-06-27 | 6 | 4000 | 100 | 2050
2021-06-27 | 7 | 24000 | 1600 | 12800
2021-06-27 | 8 | 54000 | 4980 | 29490
2021-06-27 | 9 | 121000 | 7280 | 64140
2021-06-27 | 10 | 164000 | 12410 | 88205
2021-06-27 | 11 | 221000 | 14720 | 117860
2021-06-27 | 12 | 231000 | 16660 | 123830
2021-06-27 | 13 | 232000 | 16340 | 124170
2021-06-27 | 14 | 235000 | 15620 | 125310
2021-06-27 | 15 | 214000 | 14180 | 114090
2021-06-27 | 16 | 173000 | 12610 | 92805
2021-06-27 | 17 | 122000 | 10570 | 66285
2021-06-27 | 18 | 73000 | 6840 | 39920
2021-06-27 | 19 | 41000 | 3140 | 22070
2021-06-27 | 20 | 14000 | 630 | 7315
2021-06-27 | 21 | 1000 | 10 | 505
2021-06-27 | 22 | 0 | 0 | 0
2021-06-27 | 23 | 0 | 0 | 0
2021-06-27 | 24 | 0 | 0 | 0
2021-06-28 | 1 | 0 | 0 | 0
2021-06-28 | 2 | 0 | 0 | 0
2021-06-28 | 3 | 0 | 0 | 0
2021-06-28 | 4 | 0 | 0 | 0
2021-06-28 | 5 | 0 | 0 | 0
2021-06-28 | 6 | 5000 | 40 | 2520
2021-06-28 | 7 | 25000 | 740 | 12870
2021-06-28 | 8 | 49000 | 1830 | 25415
2021-06-28 | 9 | 117000 | 4880 | 60940
2021-06-28 | 10 | 178000 | 12080 | 95040
2021-06-28 | 11 | 216000 | 14950 | 115475
2021-06-28 | 12 | 241000 | 13940 | 127470
2021-06-28 | 13 | 226000 | 11470 | 118735
2021-06-28 | 14 | 201000 | 10920 | 105960
2021-06-28 | 15 | 156000 | 11430 | 83715
2021-06-28 | 16 | 178000 | 9600 | 93800
2021-06-28 | 17 | 116000 | 9850 | 62925
2021-06-28 | 18 | 103000 | 7730 | 55365
2021-06-28 | 19 | 43000 | 2740 | 22870
2021-06-28 | 20 | 9000 | 130 | 4565
2021-06-28 | 21 | 0 | 10 | 5
2021-06-28 | 22 | 0 | 0 | 0
2021-06-28 | 23 | 0 | 0 | 0
2021-06-28 | 24 | 0 | 0 | 0
2021-06-29 | 1 | 0 | 0 | 0
2021-06-29 | 2 | 0 | 0 | 0
2021-06-29 | 3 | 0 | 0 | 0
2021-06-29 | 4 | 0 | 0 | 0
2021-06-29 | 5 | 0 | 0 | 0
2021-06-29 | 6 | 3000 | 20 | 1510
2021-06-29 | 7 | 20000 | 550 | 10275
2021-06-29 | 8 | 67000 | 1380 | 34190
2021-06-29 | 9 | 126000 | 4600 | 65300
2021-06-29 | 10 | 177000 | 11220 | 94110
2021-06-29 | 11 | 215000 | 11740 | 113370
2021-06-29 | 12 | 210000 | 12350 | 111175
2021-06-29 | 13 | 227000 | 10030 | 118515
2021-06-29 | 14 | 185000 | 11340 | 98170
2021-06-29 | 15 | 220000 | 10630 | 115315
2021-06-29 | 16 | 127000 | 9370 | 68185
2021-06-29 | 17 | 142000 | 6490 | 74245 | peak hour
2021-06-29 | 18 | 73000 | 5290 | 39145
2021-06-29 | 19 | 30000 | 1210 | 15605
2021-06-29 | 20 | 8000 | 110 | 4055
2021-06-29 | 21 | 0 | 0 | 0
2021-06-29 | 22 | 0 | 0 | 0
2021-06-29 | 23 | 0 | 0 | 0
2021-06-29 | 24 | 0 | 0 | 0
2021-06-30 | 1 | 0 | 0 | 0
2021-06-30 | 2 | 0 | 0 | 0
2021-06-30 | 3 | 0 | 0 | 0
2021-06-30 | 4 | 0 | 0 | 0
2021-06-30 | 5 | 0 | 10 | 5
2021-06-30 | 6 | 4000 | 20 | 2010
2021-06-30 | 7 | 20000 | 1100 | 10550
2021-06-30 | 8 | 69000 | 2860 | 35930
2021-06-30 | 9 | 81000 | 5630 | 43315
2021-06-30 | 10 | 176000 | 11190 | 93595
2021-06-30 | 11 | 179000 | 11550 | 95275
2021-06-30 | 12 | 182000 | 11330 | 96665
2021-06-30 | 13 | 188000 | 13920 | 100960
2021-06-30 | 14 | 175000 | 10370 | 92685
2021-06-30 | 15 | 215000 | 11360 | 113180
2021-06-30 | 16 | 139000 | 8210 | 73605
2021-06-30 | 17 | 93000 | 2710 | 47855
2021-06-30 | 18 | 4000 | 0 | 2000
2021-06-30 | 19 | 19000 | 2030 | 10515
2021-06-30 | 20 | 11000 | 410 | 5705
2021-06-30 | 21 | 0 | 0 | 0
2021-06-30 | 22 | 0 | 0 | 0
2021-06-30 | 23 | 0 | 0 | 0
2021-06-30 | 24 | 0 | 0 | 0
2021-07-01 | 1 | 0 | 0 | 0
2021-07-01 | 2 | 0 | 0 | 0
2021-07-01 | 3 | 0 | 0 | 0
2021-07-01 | 4 | 0 | 0 | 0
2021-07-01 | 5 | 0 | 0 | 0
2021-07-01 | 6 | 2000 | 30 | 1015
2021-07-01 | 7 | 16000 | 1400 | 8700
2021-07-01 | 8 | 30000 | 2650 | 16325
2021-07-01 | 9 | 68000 | 4930 | 36465
2021-07-01 | 10 | 106000 | 7410 | 56705
2021-07-01 | 11 | 156000 | 8180 | 82090
2021-07-01 | 12 | 167000 | 10420 | 88710
2021-07-01 | 13 | 109000 | 7240 | 58120
2021-07-01 | 14 | 111000 | 8680 | 59840
2021-07-01 | 15 | 96000 | 6890 | 51445
2021-07-01 | 16 | 55000 | 4740 | 29870
2021-07-01 | 17 | 50000 | 3360 | 26680
2021-07-01 | 18 | 29000 | 1760 | 15380
2021-07-01 | 19 | 10000 | 330 | 5165
2021-07-01 | 20 | 3000 | 40 | 1520
2021-07-01 | 21 | 0 | 0 | 0
2021-07-01 | 22 | 0 | 0 | 0
2021-07-01 | 23 | 0 | 0 | 0
2021-07-01 | 24 | 0 | 0 | 0
2021-07-02 | 1 | 0 | 0 | 0
2021-07-02 | 2 | 0 | 0 | 0
2021-07-02 | 3 | 0 | 0 | 0
2021-07-02 | 4 | 0 | 0 | 0
2021-07-02 | 5 | 0 | 0 | 0
2021-07-02 | 6 | 0 | 10 | 5
2021-07-02 | 7 | 2000 | 50 | 1025
2021-07-02 | 8 | 4000 | 340 | 2170
2021-07-02 | 9 | 8000 | 840 | 4420
2021-07-02 | 10 | 29000 | 900 | 14950
2021-07-02 | 11 | 27000 | 1550 | 14275
2021-07-02 | 12 | 28000 | 2750 | 15375
2021-07-02 | 13 | 39000 | 4200 | 21600
2021-07-02 | 14 | 42000 | 2420 | 22210
2021-07-02 | 15 | 35000 | 1910 | 18455
2021-07-02 | 16 | 20000 | 1560 | 10780
2021-07-02 | 17 | 13000 | 1980 | 7490
2021-07-02 | 18 | 11000 | 980 | 5990
2021-07-02 | 19 | 6000 | 570 | 3285
2021-07-02 | 20 | 3000 | 60 | 1530
2021-07-02 | 21 | 0 | 10 | 5
2021-07-02 | 22 | 0 | 0 | 0
2021-07-02 | 23 | 0 | 0 | 0
2021-07-02 | 24 | 0 | 0 | 0
2021-07-03 | 1 | 0 | 0 | 0
2021-07-03 | 2 | 0 | 0 | 0
2021-07-03 | 3 | 0 | 0 | 0
2021-07-03 | 4 | 0 | 0 | 0
2021-07-03 | 5 | 0 | 0 | 0
2021-07-03 | 6 | 1000 | 40 | 520
2021-07-03 | 7 | 7000 | 580 | 3790
2021-07-03 | 8 | 18000 | 1110 | 9555
2021-07-03 | 9 | 26000 | 1630 | 13815
2021-07-03 | 10 | 21000 | 2760 | 11880
2021-07-03 | 11 | 44000 | 3420 | 23710
2021-07-03 | 12 | 36000 | 4780 | 20390
2021-07-03 | 13 | 39000 | 4760 | 21880
2021-07-03 | 14 | 60000 | 3960 | 31980
2021-07-03 | 15 | 41000 | 2470 | 21735
2021-07-03 | 16 | 20000 | 2760 | 11380
2021-07-03 | 17 | 13000 | 1320 | 7160
2021-07-03 | 18 | 12000 | 1020 | 6510
2021-07-03 | 19 | 7000 | 340 | 3670
2021-07-03 | 20 | 0 | 10 | 5
2021-07-03 | 21 | 0 | 0 | 0
2021-07-03 | 22 | 0 | 0 | 0
2021-07-03 | 23 | 0 | 0 | 0
2021-07-03 | 24 | 0 | 0 | 0
2021-07-04 | 1 | 0 | 0 | 0
2021-07-04 | 2 | 0 | 0 | 0
2021-07-04 | 3 | 0 | 0 | 0
2021-07-04 | 4 | 0 | 0 | 0
2021-07-04 | 5 | 0 | 10 | 5
2021-07-04 | 6 | 0 | 0 | 0
2021-07-04 | 7 | 6000 | 690 | 3345
2021-07-04 | 8 | 27000 | 3300 | 15150
2021-07-04 | 9 | 43000 | 5950 | 24475
2021-07-04 | 10 | 40000 | 8390 | 24195
2021-07-04 | 11 | 78000 | 10270 | 44135
2021-07-04 | 12 | 89000 | 10740 | 49870
2021-07-04 | 13 | 148000 | 13020 | 80510
2021-07-04 | 14 | 107000 | 6910 | 56955
2021-07-04 | 15 | 87000 | 9970 | 48485
2021-07-04 | 16 | 115000 | 13850 | 64425
2021-07-04 | 17 | 96000 | 11730 | 53865
2021-07-04 | 18 | 62000 | 5750 | 33875
2021-07-04 | 19 | 21000 | 1040 | 11020
2021-07-04 | 20 | 3000 | 150 | 1575
2021-07-04 | 21 | 0 | 0 | 0
2021-07-04 | 22 | 0 | 0 | 0
2021-07-04 | 23 | 0 | 0 | 0
2021-07-04 | 24 | 0 | 0 | 0
2021-07-05 | 1 | 0 | 0 | 0
2021-07-05 | 2 | 0 | 0 | 0
2021-07-05 | 3 | 0 | 0 | 0
2021-07-05 | 4 | 0 | 0 | 0
2021-07-05 | 5 | 0 | 0 | 0
2021-07-05 | 6 | 3000 | 40 | 1520
2021-07-05 | 7 | 11000 | 790 | 5895
2021-07-05 | 8 | 28000 | 2700 | 15350
2021-07-05 | 9 | 59000 | 6510 | 32755
2021-07-05 | 10 | 102000 | 9180 | 55590
2021-07-05 | 11 | 169000 | 15080 | 92040
2021-07-05 | 12 | 215000 | 21120 | 118060
2021-07-05 | 13 | 246000 | 17940 | 131970
2021-07-05 | 14 | 202000 | 18100 | 110050
2021-07-05 | 15 | 228000 | 17910 | 122955
2021-07-05 | 16 | 189000 | 16270 | 102635
2021-07-05 | 17 | 157000 | 14350 | 85675
2021-07-05 | 18 | 103000 | 10020 | 56510
2021-07-05 | 19 | 38000 | 4430 | 21215
2021-07-05 | 20 | 11000 | 880 | 5940
2021-07-05 | 21 | 1000 | 10 | 505
2021-07-05 | 22 | 0 | 0 | 0
2021-07-05 | 23 | 0 | 0 | 0
2021-07-05 | 24 | 0 | 0 | 0
2021-07-06 | 1 | 0 | 0 | 0
2021-07-06 | 2 | 0 | 0 | 0
2021-07-06 | 3 | 0 | 0 | 0
2021-07-06 | 4 | 0 | 0 | 0
2021-07-06 | 5 | 0 | 0 | 0
2021-07-06 | 6 | 4000 | 70 | 2035
2021-07-06 | 7 | 10000 | 440 | 5220
2021-07-06 | 8 | 31000 | 3080 | 17040
2021-07-06 | 9 | 53000 | 4180 | 28590
2021-07-06 | 10 | 54000 | 3950 | 28975
2021-07-06 | 11 | 39000 | 3020 | 21010
2021-07-06 | 12 | 77000 | 8110 | 42555
2021-07-06 | 13 | 150000 | 14050 | 82025
2021-07-06 | 14 | 193000 | 14360 | 103680
2021-07-06 | 15 | 115000 | 10670 | 62835
2021-07-06 | 16 | 162000 | 9640 | 85820
2021-07-06 | 17 | 127000 | 8340 | 67670
2021-07-06 | 18 | 85000 | 3430 | 44215
2021-07-06 | 19 | 38000 | 3600 | 20800
2021-07-06 | 20 | 17000 | 790 | 8895
2021-07-06 | 21 | 1000 | 30 | 515
2021-07-06 | 22 | 0 | 0 | 0
2021-07-06 | 23 | 0 | 0 | 0
2021-07-06 | 24 | 0 | 0 | 0
2021-07-07 | 1 | 0 | 0 | 0
2021-07-07 | 2 | 0 | 0 | 0
2021-07-07 | 3 | 0 | 0 | 0
2021-07-07 | 4 | 0 | 0 | 0
2021-07-07 | 5 | 0 | 0 | 0
2021-07-07 | 6 | 4000 | 110 | 2055
2021-07-07 | 7 | 20000 | 1010 | 10505
2021-07-07 | 8 | 64000 | 2190 | 33095
2021-07-07 | 9 | 124000 | 5450 | 64725
2021-07-07 | 10 | 171000 | 12140 | 91570
2021-07-07 | 11 | 207000 | 14930 | 110965
2021-07-07 | 12 | 230000 | 15360 | 122680
2021-07-07 | 13 | 243000 | 15020 | 129010
2021-07-07 | 14 | 161000 | 13620 | 87310
2021-07-07 | 15 | 145000 | 9640 | 77320
2021-07-07 | 16 | 119000 | 8820 | 63910
2021-07-07 | 17 | 109000 | 10560 | 59780
2021-07-07 | 18 | 61000 | 6270 | 33635
2021-07-07 | 19 | 28000 | 1360 | 14680
2021-07-07 | 20 | 12000 | 580 | 6290
2021-07-07 | 21 | 1000 | 70 | 535
2021-07-07 | 22 | 0 | 0 | 0
2021-07-07 | 23 | 0 | 0 | 0
2021-07-07 | 24 | 0 | 0 | 0
2021-07-08 | 1 | 0 | 0 | 0
2021-07-08 | 2 | 0 | 0 | 0
2021-07-08 | 3 | 0 | 0 | 0
2021-07-08 | 4 | 0 | 0 | 0
2021-07-08 | 5 | 0 | 10 | 5
2021-07-08 | 6 | 1000 | 30 | 515
2021-07-08 | 7 | 16000 | 1330 | 8665
2021-07-08 | 8 | 49000 | 3440 | 26220
2021-07-08 | 9 | 87000 | 6820 | 46910
2021-07-08 | 10 | 102000 | 8980 | 55490
2021-07-08 | 11 | 164000 | 11210 | 87605
2021-07-08 | 12 | 146000 | 15440 | 80720
2021-07-08 | 13 | 106000 | 9260 | 57630
2021-07-08 | 14 | 102000 | 10320 | 56160
2021-07-08 | 15 | 58000 | 1800 | 29900
2021-07-08 | 16 | 27000 | 4570 | 15785
2021-07-08 | 17 | 46000 | 2280 | 24140
2021-07-08 | 18 | 29000 | 2220 | 15610
2021-07-08 | 19 | 9000 | 900 | 4950
2021-07-08 | 20 | 4000 | 350 | 2175
2021-07-08 | 21 | 0 | 0 | 0
2021-07-08 | 22 | 0 | 0 | 0
2021-07-08 | 23 | 0 | 0 | 0
2021-07-08 | 24 | 0 | 0 | 0
2021-07-09 | 1 | 0 | 0 | 0
2021-07-09 | 2 | 0 | 0 | 0
2021-07-09 | 3 | 0 | 0 | 0
2021-07-09 | 4 | 0 | 0 | 0
2021-07-09 | 5 | 0 | 10 | 5
2021-07-09 | 6 | 1000 | 0 | 500
2021-07-09 | 7 | 4000 | 140 | 2070
2021-07-09 | 8 | 15000 | 1570 | 8285
2021-07-09 | 9 | 19000 | 990 | 9995
2021-07-09 | 10 | 16000 | 1190 | 8595
2021-07-09 | 11 | 11000 | 900 | 5950
2021-07-09 | 12 | 10000 | 950 | 5475
2021-07-09 | 13 | 8000 | 360 | 4180
2021-07-09 | 14 | 5000 | 640 | 2820
2021-07-09 | 15 | 20000 | 2450 | 11225
2021-07-09 | 16 | 31000 | 3700 | 17350
2021-07-09 | 17 | 33000 | 11570 | 22285
2021-07-09 | 18 | 56000 | 6410 | 31205
2021-07-09 | 19 | 41000 | 4490 | 22745
2021-07-09 | 20 | 8000 | 360 | 4180
2021-07-09 | 21 | 0 | 10 | 5
2021-07-09 | 22 | 0 | 0 | 0
2021-07-09 | 23 | 0 | 0 | 0
2021-07-09 | 24 | 0 | 0 | 0
2021-07-10 | 1 | 0 | 0 | 0
2021-07-10 | 2 | 0 | 0 | 0
2021-07-10 | 3 | 0 | 0 | 0
2021-07-10 | 4 | 0 | 0 | 0
2021-07-10 | 5 | 0 | 0 | 0
2021-07-10 | 6 | 1000 | 0 | 500
2021-07-10 | 7 | 10000 | 770 | 5385
2021-07-10 | 8 | 31000 | 2560 | 16780
2021-07-10 | 9 | 51000 | 2870 | 26935
2021-07-10 | 10 | 103000 | 8890 | 55945
2021-07-10 | 11 | 129000 | 9150 | 69075
2021-07-10 | 12 | 141000 | 14680 | 77840
2021-07-10 | 13 | 109000 | 16700 | 62850
2021-07-10 | 14 | 177000 | 11780 | 94390
2021-07-10 | 15 | 200000 | 11000 | 105500
2021-07-10 | 16 | 133000 | 7530 | 70265
2021-07-10 | 17 | 87000 | 12050 | 49525
2021-07-10 | 18 | 86000 | 9490 | 47745
2021-07-10 | 19 | 26000 | 4480 | 15240
2021-07-10 | 20 | 8000 | 500 | 4250
2021-07-10 | 21 | 0 | 10 | 5
2021-07-10 | 22 | 0 | 0 | 0
2021-07-10 | 23 | 0 | 0 | 0
2021-07-10 | 24 | 0 | 0 | 0
2021-07-11 | 1 | 0 | 0 | 0
2021-07-11 | 2 | 0 | 0 | 0
2021-07-11 | 3 | 0 | 0 | 0
2021-07-11 | 4 | 0 | 0 | 0
2021-07-11 | 5 | 0 | 0 | 0
2021-07-11 | 6 | 3000 | 70 | 1535
2021-07-11 | 7 | 19000 | 960 | 9980
2021-07-11 | 8 | 71000 | 2550 | 36775
2021-07-11 | 9 | 120000 | 6490 | 63245
2021-07-11 | 10 | 156000 | 9920 | 82960
2021-07-11 | 11 | 183000 | 13520 | 98260
2021-07-11 | 12 | 200000 | 15740 | 107870
2021-07-11 | 13 | 173000 | 15510 | 94255
2021-07-11 | 14 | 155000 | 9670 | 82335
2021-07-11 | 15 | 120000 | 9300 | 64650
2021-07-11 | 16 | 139000 | 7990 | 73495
2021-07-11 | 17 | 77000 | 5330 | 41165
2021-07-11 | 18 | 40000 | 3110 | 21555
2021-07-11 | 19 | 25000 | 1160 | 13080
2021-07-11 | 20 | 5000 | 60 | 2530
2021-07-11 | 21 | 0 | 0 | 0
2021-07-11 | 22 | 0 | 0 | 0
2021-07-11 | 23 | 0 | 0 | 0
2021-07-11 | 24 | 0 | 0 | 0
2021-07-12 | 1 | 0 | 0 | 0
2021-07-12 | 2 | 0 | 0 | 0
2021-07-12 | 3 | 0 | 0 | 0
2021-07-12 | 4 | 0 | 0 | 0
2021-07-12 | 5 | 0 | 10 | 5
2021-07-12 | 6 | 0 | 0 | 0
2021-07-12 | 7 | 2000 | 0 | 1000
2021-07-12 | 8 | 8000 | 350 | 4175
2021-07-12 | 9 | 17000 | 1090 | 9045
2021-07-12 | 10 | 41000 | 4610 | 22805
2021-07-12 | 11 | 51000 | 3370 | 27185
2021-07-12 | 12 | 45000 | 2580 | 23790
2021-07-12 | 13 | 84000 | 2850 | 43425
2021-07-12 | 14 | 110000 | 8180 | 59090
2021-07-12 | 15 | 136000 | 11770 | 73885
2021-07-12 | 16 | 159000 | 4640 | 81820
2021-07-12 | 17 | 149000 | 12940 | 80970
2021-07-12 | 18 | 94000 | 9570 | 51785
2021-07-12 | 19 | 38000 | 2800 | 20400
2021-07-12 | 20 | 10000 | 780 | 5390
2021-07-12 | 21 | 0 | 0 | 0
2021-07-12 | 22 | 0 | 0 | 0
2021-07-12 | 23 | 0 | 0 | 0
2021-07-12 | 24 | 0 | 0 | 0
2021-07-13 | 1 | 0 | 0 | 0
2021-07-13 | 2 | 0 | 0 | 0
2021-07-13 | 3 | 0 | 0 | 0
2021-07-13 | 4 | 0 | 0 | 0
2021-07-13 | 5 | 0 | 10 | 5
2021-07-13 | 6 | 1000 | 20 | 510
2021-07-13 | 7 | 11000 | 390 | 5695
2021-07-13 | 8 | 10000 | 1290 | 5645
2021-07-13 | 9 | 21000 | 3240 | 12120
2021-07-13 | 10 | 52000 | 4210 | 28105
2021-07-13 | 11 | 43000 | 2400 | 22700
2021-07-13 | 12 | 26000 | 3540 | 14770
2021-07-13 | 13 | 104000 | 12040 | 58020
2021-07-13 | 14 | 134000 | 7760 | 70880
2021-07-13 | 15 | 149000 | 7070 | 78035
2021-07-13 | 16 | 84000 | 3160 | 43580
2021-07-13 | 17 | 41000 | 2430 | 21715
2021-07-13 | 18 | 22000 | 1320 | 11660
2021-07-13 | 19 | 11000 | 210 | 5605
2021-07-13 | 20 | 4000 | 30 | 2015
2021-07-13 | 21 | 0 | 10 | 5
2021-07-13 | 22 | 0 | 0 | 0
2021-07-13 | 23 | 0 | 0 | 0
2021-07-13 | 24 | 0 | 0 | 0
2021-07-14 | 1 | 0 | 0 | 0
2021-07-14 | 2 | 0 | 0 | 0
2021-07-14 | 3 | 0 | 0 | 0
2021-07-14 | 4 | 0 | 0 | 0
2021-07-14 | 5 | 0 | 0 | 0
2021-07-14 | 6 | 0 | 0 | 0
2021-07-14 | 7 | 4000 | 430 | 2215
2021-07-14 | 8 | 16000 | 1880 | 8940
2021-07-14 | 9 | 21000 | 1150 | 11075
2021-07-14 | 10 | 38000 | 6050 | 22025
2021-07-14 | 11 | 71000 | 5540 | 38270
2021-07-14 | 12 | 66000 | 3720 | 34860
2021-07-14 | 13 | 50000 | 3000 | 26500
2021-07-14 | 14 | 76000 | 5060 | 40530
2021-07-14 | 15 | 74000 | 7790 | 40895
2021-07-14 | 16 | 60000 | 9440 | 34720
2021-07-14 | 17 | 78000 | 12640 | 45320
2021-07-14 | 18 | 36000 | 1890 | 18945
2021-07-14 | 19 | 11000 | 190 | 5595
2021-07-14 | 20 | 5000 | 10 | 2505
2021-07-14 | 21 | 0 | 10 | 5
2021-07-14 | 22 | 0 | 0 | 0
2021-07-14 | 23 | 0 | 0 | 0
2021-07-14 | 24 | 0 | 0 | 0
2021-07-15 | 1 | 0 | 0 | 0
2021-07-15 | 2 | 0 | 0 | 0
2021-07-15 | 3 | 0 | 0 | 0
2021-07-15 | 4 | 0 | 0 | 0
2021-07-15 | 5 | 0 | 0 | 0
2021-07-15 | 6 | 2000 | 20 | 1010
2021-07-15 | 7 | 15000 | 1010 | 8005
2021-07-15 | 8 | 38000 | 3710 | 20855
2021-07-15 | 9 | 53000 | 5060 | 29030
2021-07-15 | 10 | 64000 | 5720 | 34860
2021-07-15 | 11 | 83000 | 7610 | 45305
2021-07-15 | 12 | 107000 | 15230 | 61115
2021-07-15 | 13 | 178000 | 15430 | 96715
2021-07-15 | 14 | 172000 | 15500 | 93750
2021-07-15 | 15 | 230000 | 15660 | 122830
2021-07-15 | 16 | 199000 | 12670 | 105835
2021-07-15 | 17 | 151000 | 12190 | 81595
2021-07-15 | 18 | 89000 | 9470 | 49235
2021-07-15 | 19 | 36000 | 3540 | 19770
2021-07-15 | 20 | 10000 | 550 | 5275
2021-07-15 | 21 | 0 | 0 | 0
2021-07-15 | 22 | 0 | 0 | 0
2021-07-15 | 23 | 0 | 0 | 0
2021-07-15 | 24 | 0 | 0 | 0
2021-07-16 | 1 | 0 | 0 | 0
2021-07-16 | 2 | 0 | 0 | 0
2021-07-16 | 3 | 0 | 0 | 0
2021-07-16 | 4 | 0 | 0 | 0
2021-07-16 | 5 | 0 | 0 | 0
2021-07-16 | 6 | 3000 | 60 | 1530
2021-07-16 | 7 | 21000 | 1340 | 11170
2021-07-16 | 8 | 61000 | 2530 | 31765
2021-07-16 | 9 | 118000 | 6320 | 62160
2021-07-16 | 10 | 160000 | 9120 | 84560
2021-07-16 | 11 | 145000 | 14530 | 79765
2021-07-16 | 12 | 210000 | 15220 | 112610
2021-07-16 | 13 | 219000 | 16430 | 117715
2021-07-16 | 14 | 165000 | 15750 | 90375
2021-07-16 | 15 | 226000 | 15410 | 120705
2021-07-16 | 16 | 199000 | 12780 | 105890
2021-07-16 | 17 | 135000 | 10750 | 72875
2021-07-16 | 18 | 95000 | 6800 | 50900
2021-07-16 | 19 | 34000 | 3810 | 18905
2021-07-16 | 20 | 8000 | 320 | 4160
2021-07-16 | 21 | 0 | 0 | 0
2021-07-16 | 22 | 0 | 0 | 0
2021-07-16 | 23 | 0 | 0 | 0
2021-07-16 | 24 | 0 | 0 | 0
2021-07-17 | 1 | 0 | 0 | 0
2021-07-17 | 2 | 0 | 0 | 0
2021-07-17 | 3 | 0 | 0 | 0
2021-07-17 | 4 | 0 | 0 | 0
2021-07-17 | 5 | 0 | 0 | 0
2021-07-17 | 6 | 1000 | 10 | 505
2021-07-17 | 7 | 14000 | 830 | 7415
2021-07-17 | 8 | 35000 | 3260 | 19130
2021-07-17 | 9 | 88000 | 5820 | 46910
2021-07-17 | 10 | 115000 | 9050 | 62025
2021-07-17 | 11 | 109000 | 7930 | 58465
2021-07-17 | 12 | 169000 | 14960 | 91980
2021-07-17 | 13 | 223000 | 15690 | 119345
2021-07-17 | 14 | 208000 | 15420 | 111710
2021-07-17 | 15 | 197000 | 13370 | 105185
2021-07-17 | 16 | 127000 | 8770 | 67885
2021-07-17 | 17 | 71000 | 4660 | 37830
2021-07-17 | 18 | 82000 | 7300 | 44650
2021-07-17 | 19 | 27000 | 1450 | 14225
2021-07-17 | 20 | 6000 | 210 | 3105
2021-07-17 | 21 | 0 | 10 | 5
2021-07-17 | 22 | 0 | 0 | 0
2021-07-17 | 23 | 0 | 0 | 0
2021-07-17 | 24 | 0 | 0 | 0
2021-07-18 | 1 | 0 | 0 | 0
2021-07-18 | 2 | 0 | 0 | 0
2021-07-18 | 3 | 0 | 0 | 0
2021-07-18 | 4 | 0 | 0 | 0
2021-07-18 | 5 | 0 | 0 | 0
2021-07-18 | 6 | 0 | 10 | 5
2021-07-18 | 7 | 1000 | 0 | 500
2021-07-18 | 8 | 5000 | 300 | 2650
2021-07-18 | 9 | 9000 | 1150 | 5075
2021-07-18 | 10 | 30000 | 2760 | 16380
2021-07-18 | 11 | 37000 | 2680 | 19840
2021-07-18 | 12 | 57000 | 4400 | 30700
2021-07-18 | 13 | 50000 | 5030 | 27515
2021-07-18 | 14 | 66000 | 5620 | 35810
2021-07-18 | 15 | 76000 | 4700 | 40350
2021-07-18 | 16 | 67000 | 4210 | 35605
2021-07-18 | 17 | 79000 | 5470 | 42235
2021-07-18 | 18 | 46000 | 3280 | 24640
2021-07-18 | 19 | 14000 | 1250 | 7625
2021-07-18 | 20 | 3000 | 300 | 1650
2021-07-18 | 21 | 0 | 0 | 0
2021-07-18 | 22 | 0 | 0 | 0
2021-07-18 | 23 | 0 | 0 | 0
2021-07-18 | 24 | 0 | 0 | 0
2021-07-19 | 1 | 0 | 0 | 0
2021-07-19 | 2 | 0 | 0 | 0
2021-07-19 | 3 | 0 | 0 | 0
2021-07-19 | 4 | 0 | 0 | 0
2021-07-19 | 5 | 0 | 10 | 5
2021-07-19 | 6 | 0 | 0 | 0
2021-07-19 | 7 | 4000 | 0 | 2000
2021-07-19 | 8 | 7000 | 180 | 3590
2021-07-19 | 9 | 11000 | 890 | 5945
2021-07-19 | 10 | 23000 | 2020 | 12510
2021-07-19 | 11 | 65000 | 7150 | 36075
2021-07-19 | 12 | 97000 | 8540 | 52770
2021-07-19 | 13 | 72000 | 9630 | 40815
2021-07-19 | 14 | 61000 | 6840 | 33920
2021-07-19 | 15 | 50000 | 3360 | 26680
2021-07-19 | 16 | 127000 | 12440 | 69720
2021-07-19 | 17 | 111000 | 8730 | 59865
2021-07-19 | 18 | 63000 | 9530 | 36265
2021-07-19 | 19 | 23000 | 2550 | 12775
2021-07-19 | 20 | 6000 | 280 | 3140
2021-07-19 | 21 | 0 | 0 | 0
2021-07-19 | 22 | 0 | 0 | 0
2021-07-19 | 23 | 0 | 0 | 0
2021-07-19 | 24 | 0 | 0 | 0
2021-07-20 | 1 | 0 | 0 | 0
2021-07-20 | 2 | 0 | 0 | 0
2021-07-20 | 3 | 0 | 0 | 0
2021-07-20 | 4 | 0 | 0 | 0
2021-07-20 | 5 | 0 | 0 | 0
2021-07-20 | 6 | 2000 | 20 | 1010
2021-07-20 | 7 | 16000 | 1180 | 8590
2021-07-20 | 8 | 49000 | 3410 | 26205
2021-07-20 | 9 | 89000 | 6910 | 47955
2021-07-20 | 10 | 141000 | 11870 | 76435
2021-07-20 | 11 | 184000 | 15090 | 99545
2021-07-20 | 12 | 205000 | 16340 | 110670
2021-07-20 | 13 | 192000 | 16680 | 104340
2021-07-20 | 14 | 201000 | 14440 | 107720
2021-07-20 | 15 | 190000 | 15070 | 102535
2021-07-20 | 16 | 142000 | 13270 | 77635
2021-07-20 | 17 | 123000 | 10710 | 66855
2021-07-20 | 18 | 67000 | 6410 | 36705
2021-07-20 | 19 | 37000 | 3300 | 20150
2021-07-20 | 20 | 10000 | 580 | 5290
2021-07-20 | 21 | 0 | 0 | 0
2021-07-20 | 22 | 0 | 0 | 0
2021-07-20 | 23 | 0 | 0 | 0
2021-07-20 | 24 | 0 | 0 | 0
2021-07-21 | 1 | 0 | 0 | 0
2021-07-21 | 2 | 0 | 0 | 0
2021-07-21 | 3 | 0 | 0 | 0
2021-07-21 | 4 | 0 | 0 | 0
2021-07-21 | 5 | 0 | 0 | 0
2021-07-21 | 6 | 2000 | 10 | 1005
2021-07-21 | 7 | 16000 | 1030 | 8515
2021-07-21 | 8 | 40000 | 3470 | 21735
2021-07-21 | 9 | 117000 | 6990 | 61995
2021-07-21 | 10 | 170000 | 11910 | 90955
2021-07-21 | 11 | 191000 | 14040 | 102520
2021-07-21 | 12 | 198000 | 12170 | 105085
2021-07-21 | 13 | 187000 | 15770 | 101385
2021-07-21 | 14 | 215000 | 15630 | 115315
2021-07-21 | 15 | 225000 | 16460 | 120730
2021-07-21 | 16 | 176000 | 12670 | 94335
2021-07-21 | 17 | 119000 | 12470 | 65735
2021-07-21 | 18 | 96000 | 10420 | 53210
2021-07-21 | 19 | 35000 | 4060 | 19530
2021-07-21 | 20 | 7000 | 480 | 3740
2021-07-21 | 21 | 0 | 10 | 5
2021-07-21 | 22 | 0 | 0 | 0
2021-07-21 | 23 | 0 | 0 | 0
2021-07-21 | 24 | 0 | 0 | 0
2021-07-22 | 1 | 0 | 0 | 0
2021-07-22 | 2 | 0 | 0 | 0
2021-07-22 | 3 | 0 | 0 | 0
2021-07-22 | 4 | 0 | 0 | 0
2021-07-22 | 5 | 0 | 0 | 0
2021-07-22 | 6 | 2000 | 30 | 1015
2021-07-22 | 7 | 16000 | 820 | 8410
2021-07-22 | 8 | 64000 | 2030 | 33015
2021-07-22 | 9 | 129000 | 5810 | 67405
2021-07-22 | 10 | 180000 | 13200 | 96600
2021-07-22 | 11 | 215000 | 17320 | 116160
2021-07-22 | 12 | 239000 | 18310 | 128655
2021-07-22 | 13 | 252000 | 17580 | 134790
2021-07-22 | 14 | 225000 | 14580 | 119790
2021-07-22 | 15 | 224000 | 13240 | 118620
2021-07-22 | 16 | 126000 | 12220 | 69110
2021-07-22 | 17 | 101000 | 11490 | 56245
2021-07-22 | 18 | 86000 | 9780 | 47890
2021-07-22 | 19 | 32000 | 2720 | 17360
2021-07-22 | 20 | 9000 | 620 | 4810
2021-07-22 | 21 | 0 | 0 | 0
2021-07-22 | 22 | 0 | 0 | 0
2021-07-22 | 23 | 0 | 0 | 0
2021-07-22 | 24 | 0 | 0 | 0
2021-07-23 | 1 | 0 | 0 | 0
2021-07-23 | 2 | 0 | 0 | 0
2021-07-23 | 3 | 0 | 0 | 0
2021-07-23 | 4 | 0 | 0 | 0
2021-07-23 | 5 | 0 | 10 | 5
2021-07-23 | 6 | 1000 | 30 | 515
2021-07-23 | 7 | 17000 | 760 | 8880
2021-07-23 | 8 | 61000 | 2030 | 31515
2021-07-23 | 9 | 129000 | 5800 | 67400
2021-07-23 | 10 | 184000 | 13290 | 98645
2021-07-23 | 11 | 224000 | 16900 | 120450
2021-07-23 | 12 | 197000 | 16560 | 106780
2021-07-23 | 13 | 174000 | 15480 | 94740
2021-07-23 | 14 | 227000 | 15140 | 121070
2021-07-23 | 15 | 66000 | 16550 | 41275
2021-07-23 | 16 | 92000 | 12870 | 52435
2021-07-23 | 17 | 109000 | 5420 | 57210
2021-07-23 | 18 | 63000 | 990 | 31995
2021-07-23 | 19 | 30000 | 3450 | 16725
2021-07-23 | 20 | 8000 | 610 | 4305
2021-07-23 | 21 | 0 | 0 | 0
2021-07-23 | 22 | 0 | 0 | 0
2021-07-23 | 23 | 0 | 0 | 0
2021-07-23 | 24 | 0 | 0 | 0
2021-07-24 | 1 | 0 | 0 | 0
2021-07-24 | 2 | 0 | 0 | 0
2021-07-24 | 3 | 0 | 0 | 0
2021-07-24 | 4 | 0 | 0 | 0
2021-07-24 | 5 | 0 | 0 | 0
2021-07-24 | 6 | 2000 | 30 | 1015
2021-07-24 | 7 | 15000 | 720 | 7860
2021-07-24 | 8 | 64000 | 1630 | 32815
2021-07-24 | 9 | 130000 | 5220 | 67610
2021-07-24 | 10 | 183000 | 13320 | 98160
2021-07-24 | 11 | 224000 | 17760 | 120880
2021-07-24 | 12 | 250000 | 18200 | 134100
2021-07-24 | 13 | 259000 | 16860 | 137930
2021-07-24 | 14 | 181000 | 17040 | 99020
2021-07-24 | 15 | 248000 | 16530 | 132265
2021-07-24 | 16 | 214000 | 14890 | 114445
2021-07-24 | 17 | 158000 | 14830 | 86415
2021-07-24 | 18 | 100000 | 11210 | 55605
2021-07-24 | 19 | 34000 | 3950 | 18975
2021-07-24 | 20 | 5000 | 330 | 2665
2021-07-24 | 21 | 0 | 0 | 0
2021-07-24 | 22 | 0 | 0 | 0
2021-07-24 | 23 | 0 | 0 | 0
2021-07-24 | 24 | 0 | 0 | 0
2021-07-25 | 1 | 0 | 0 | 0
2021-07-25 | 2 | 0 | 0 | 0
2021-07-25 | 3 | 0 | 0 | 0
2021-07-25 | 4 | 0 | 0 | 0
2021-07-25 | 5 | 0 | 0 | 0
2021-07-25 | 6 | 1000 | 10 | 505
2021-07-25 | 7 | 7000 | 70 | 3535
2021-07-25 | 8 | 14000 | 1480 | 7740
2021-07-25 | 9 | 25000 | 2310 | 13655
2021-07-25 | 10 | 20000 | 2100 | 11050
2021-07-25 | 11 | 16000 | 1820 | 8910
2021-07-25 | 12 | 30000 | 3180 | 16590
2021-07-25 | 13 | 49000 | 7380 | 28190
2021-07-25 | 14 | 90000 | 14380 | 52190
2021-07-25 | 15 | 71000 | 10600 | 40800
2021-07-25 | 16 | 79000 | 10400 | 44700
2021-07-25 | 17 | 118000 | 8240 | 63120
2021-07-25 | 18 | 71000 | 11270 | 41135
2021-07-25 | 19 | 32000 | 4060 | 18030
2021-07-25 | 20 | 7000 | 520 | 3760
2021-07-25 | 21 | 0 | 0 | 0
2021-07-25 | 22 | 0 | 0 | 0
2021-07-25 | 23 | 0 | 0 | 0
2021-07-25 | 24 | 0 | 0 | 0
2021-07-26 | 1 | 0 | 0 | 0
2021-07-26 | 2 | 0 | 0 | 0
2021-07-26 | 3 | 0 | 0 | 0
2021-07-26 | 4 | 0 | 0 | 0
2021-07-26 | 5 | 0 | 10 | 5
2021-07-26 | 6 | 1000 | 10 | 505
2021-07-26 | 7 | 16000 | 920 | 8460
2021-07-26 | 8 | 55000 | 2540 | 28770
2021-07-26 | 9 | 114000 | 6080 | 60040
2021-07-26 | 10 | 168000 | 12280 | 90140
2021-07-26 | 11 | 202000 | 15880 | 108940
2021-07-26 | 12 | 220000 | 15520 | 117760
2021-07-26 | 13 | 222000 | 15240 | 118620
2021-07-26 | 14 | 195000 | 14960 | 104980
2021-07-26 | 15 | 182000 | 13980 | 97990
2021-07-26 | 16 | 149000 | 13140 | 81070
2021-07-26 | 17 | 112000 | 10470 | 61235
2021-07-26 | 18 | 68000 | 7060 | 37530
2021-07-26 | 19 | 33000 | 3130 | 18065
2021-07-26 | 20 | 9000 | 470 | 4735
2021-07-26 | 21 | 0 | 0 | 0
2021-07-26 | 22 | 0 | 0 | 0
2021-07-26 | 23 | 0 | 0 | 0
2021-07-26 | 24 | 0 | 0 | 0
2021-07-27 | 1 | 0 | 0 | 0
2021-07-27 | 2 | 0 | 0 | 0
2021-07-27 | 3 | 0 | 0 | 0
2021-07-27 | 4 | 0 | 0 | 0
2021-07-27 | 5 | 0 | 0 | 0
2021-07-27 | 6 | 1000 | 20 | 510
2021-07-27 | 7 | 16000 | 960 | 8480
2021-07-27 | 8 | 55000 | 2450 | 28725
2021-07-27 | 9 | 108000 | 5920 | 56960
2021-07-27 | 10 | 166000 | 12460 | 89230
2021-07-27 | 11 | 210000 | 16080 | 113040
2021-07-27 | 12 | 215000 | 16840 | 115920
2021-07-27 | 13 | 242000 | 17140 | 129570
2021-07-27 | 14 | 244000 | 16530 | 130265
2021-07-27 | 15 | 223000 | 15300 | 119150
2021-07-27 | 16 | 191000 | 13030 | 102015
2021-07-27 | 17 | 118000 | 9700 | 63850
2021-07-27 | 18 | 25000 | 490 | 12745
2021-07-27 | 19 | 1000 | 370 | 685
2021-07-27 | 20 | 2000 | 40 | 1020
2021-07-27 | 21 | 0 | 0 | 0
2021-07-27 | 22 | 0 | 0 | 0
2021-07-27 | 23 | 0 | 0 | 0
2021-07-27 | 24 | 0 | 0 | 0
2021-07-28 | 1 | 0 | 0 | 0
2021-07-28 | 2 | 0 | 0 | 0
2021-07-28 | 3 | 0 | 0 | 0
2021-07-28 | 4 | 0 | 0 | 0
2021-07-28 | 5 | 0 | 0 | 0
2021-07-28 | 6 | 0 | 10 | 5
2021-07-28 | 7 | 2000 | 0 | 1000
2021-07-28 | 8 | 32000 | 700 | 16350
2021-07-28 | 9 | 94000 | 5260 | 49630
2021-07-28 | 10 | 181000 | 12070 | 96535
2021-07-28 | 11 | 216000 | 17440 | 116720
2021-07-28 | 12 | 204000 | 18950 | 111475
2021-07-28 | 13 | 213000 | 13970 | 113485
2021-07-28 | 14 | 213000 | 15170 | 114085
2021-07-28 | 15 | 198000 | 10660 | 104330
2021-07-28 | 16 | 191000 | 5020 | 98010
2021-07-28 | 17 | 87000 | 13020 | 50010
2021-07-28 | 18 | 50000 | 10300 | 30150
2021-07-28 | 19 | 30000 | 4410 | 17205
2021-07-28 | 20 | 5000 | 290 | 2645
2021-07-28 | 21 | 0 | 0 | 0
2021-07-28 | 22 | 0 | 0 | 0
2021-07-28 | 23 | 0 | 0 | 0
2021-07-28 | 24 | 0 | 0 | 0
2021-07-29 | 1 | 0 | 0 | 0
2021-07-29 | 2 | 0 | 0 | 0
2021-07-29 | 3 | 0 | 0 | 0
2021-07-29 | 4 | 0 | 0 | 0
2021-07-29 | 5 | 0 | 0 | 0
2021-07-29 | 6 | 1000 | 10 | 505
2021-07-29 | 7 | 14000 | 1030 | 7515
2021-07-29 | 8 | 36000 | 3130 | 19565
2021-07-29 | 9 | 104000 | 6890 | 55445
2021-07-29 | 10 | 172000 | 11320 | 91660
2021-07-29 | 11 | 163000 | 13390 | 88195
2021-07-29 | 12 | 187000 | 16160 | 101580
2021-07-29 | 13 | 90000 | 8790 | 49395
2021-07-29 | 14 | 43000 | 9580 | 26290
2021-07-29 | 15 | 75000 | 10890 | 42945
2021-07-29 | 16 | 68000 | 4160 | 36080
2021-07-29 | 17 | 17000 | 1330 | 9165
2021-07-29 | 18 | 10000 | 410 | 5205
2021-07-29 | 19 | 5000 | 290 | 2645
2021-07-29 | 20 | 1000 | 20 | 510
2021-07-29 | 21 | 0 | 0 | 0
2021-07-29 | 22 | 0 | 0 | 0
2021-07-29 | 23 | 0 | 0 | 0
2021-07-29 | 24 | 0 | 0 | 0
2021-07-30 | 1 | 0 | 0 | 0
2021-07-30 | 2 | 0 | 0 | 0
2021-07-30 | 3 | 0 | 0 | 0
2021-07-30 | 4 | 0 | 0 | 0
2021-07-30 | 5 | 0 | 10 | 5
2021-07-30 | 6 | 1000 | 10 | 505
2021-07-30 | 7 | 11000 | 1130 | 6065
2021-07-30 | 8 | 59000 | 3220 | 31110
2021-07-30 | 9 | 102000 | 5800 | 53900
2021-07-30 | 10 | 124000 | 10370 | 67185
2021-07-30 | 11 | 221000 | 18020 | 119510
2021-07-30 | 12 | 216000 | 14540 | 115270
2021-07-30 | 13 | 189000 | 16500 | 102750
2021-07-30 | 14 | 196000 | 18110 | 107055
2021-07-30 | 15 | 155000 | 17530 | 86265
2021-07-30 | 16 | 190000 | 14660 | 102330
2021-07-30 | 17 | 135000 | 14850 | 74925
2021-07-30 | 18 | 84000 | 10870 | 47435
2021-07-30 | 19 | 29000 | 3160 | 16080
2021-07-30 | 20 | 5000 | 310 | 2655
2021-07-30 | 21 | 0 | 0 | 0
2021-07-30 | 22 | 0 | 0 | 0
2021-07-30 | 23 | 0 | 0 | 0
2021-07-30 | 24 | 0 | 0 | 0
2021-07-31 | 1 | 0 | 0 | 0
2021-07-31 | 2 | 0 | 0 | 0
2021-07-31 | 3 | 0 | 0 | 0
2021-07-31 | 4 | 0 | 0 | 0
2021-07-31 | 5 | 0 | 10 | 5
2021-07-31 | 6 | 1000 | 50 | 525
2021-07-31 | 7 | 22000 | 1320 | 11660
2021-07-31 | 8 | 49000 | 3160 | 26080
2021-07-31 | 9 | 61000 | 5330 | 33165
2021-07-31 | 10 | 182000 | 14050 | 98025
2021-07-31 | 11 | 237000 | 19420 | 128210
2021-07-31 | 12 | 260000 | 20460 | 140230
2021-07-31 | 13 | 266000 | 19680 | 142840
2021-07-31 | 14 | 254000 | 18380 | 136190
2021-07-31 | 15 | 241000 | 16910 | 128955
2021-07-31 | 16 | 199000 | 16300 | 107650
2021-07-31 | 17 | 151000 | 14610 | 82805
2021-07-31 | 18 | 99000 | 12850 | 55925
2021-07-31 | 19 | 32000 | 4010 | 18005
2021-07-31 | 20 | 6000 | 410 | 3205
2021-07-31 | 21 | 0 | 0 | 0
2021-07-31 | 22 | 0 | 0 | 0
2021-07-31 | 23 | 0 | 0 | 0
2021-07-31 | 24 | 0 | 0 | 0
2021-08-01 | 1 | 0 | 0 | 0
2021-08-01 | 2 | 0 | 0 | 0
2021-08-01 | 3 | 0 | 0 | 0
2021-08-01 | 4 | 0 | 0 | 0
2021-08-01 | 5 | 0 | 0 | 0
2021-08-01 | 6 | 1000 | 10 | 505
2021-08-01 | 7 | 16000 | 730 | 8365
2021-08-01 | 8 | 35000 | 3200 | 19100
2021-08-01 | 9 | 73000 | 6320 | 39660
2021-08-01 | 10 | 116000 | 12320 | 64160
2021-08-01 | 11 | 206000 | 16500 | 111250
2021-08-01 | 12 | 231000 | 18060 | 124530
2021-08-01 | 13 | 247000 | 18020 | 132510
2021-08-01 | 14 | 205000 | 16000 | 110500
2021-08-01 | 15 | 160000 | 14290 | 87145
2021-08-01 | 16 | 176000 | 12180 | 94090
2021-08-01 | 17 | 159000 | 12330 | 85665
2021-08-01 | 18 | 68000 | 6090 | 37045
2021-08-01 | 19 | 34000 | 3020 | 18510
2021-08-01 | 20 | 8000 | 260 | 4130
2021-08-01 | 21 | 0 | 0 | 0
2021-08-01 | 22 | 0 | 0 | 0
2021-08-01 | 23 | 0 | 0 | 0
2021-08-01 | 24 | 0 | 0 | 0
2021-08-02 | 1 | 0 | 0 | 0
2021-08-02 | 2 | 0 | 0 | 0
2021-08-02 | 3 | 0 | 0 | 0
2021-08-02 | 4 | 0 | 0 | 0
2021-08-02 | 5 | 0 | 10 | 5
2021-08-02 | 6 | 0 | 0 | 0
2021-08-02 | 7 | 13000 | 840 | 6920
2021-08-02 | 8 | 58000 | 2240 | 30120
2021-08-02 | 9 | 83000 | 5780 | 44390
2021-08-02 | 10 | 182000 | 11430 | 96715
2021-08-02 | 11 | 223000 | 17180 | 120090
2021-08-02 | 12 | 211000 | 16180 | 113590
2021-08-02 | 13 | 223000 | 17370 | 120185
2021-08-02 | 14 | 197000 | 17180 | 107090
2021-08-02 | 15 | 133000 | 15470 | 74235
2021-08-02 | 16 | 132000 | 17380 | 74690
2021-08-02 | 17 | 168000 | 15390 | 91695
2021-08-02 | 18 | 94000 | 11320 | 52660
2021-08-02 | 19 | 30000 | 3770 | 16885
2021-08-02 | 20 | 4000 | 260 | 2130
2021-08-02 | 21 | 0 | 0 | 0
2021-08-02 | 22 | 0 | 0 | 0
2021-08-02 | 23 | 0 | 0 | 0
2021-08-02 | 24 | 0 | 0 | 0
2021-08-03 | 1 | 0 | 0 | 0
2021-08-03 | 2 | 0 | 0 | 0
2021-08-03 | 3 | 0 | 0 | 0
2021-08-03 | 4 | 0 | 0 | 0
2021-08-03 | 5 | 0 | 0 | 0
2021-08-03 | 6 | 1000 | 0 | 500
2021-08-03 | 7 | 12000 | 640 | 6320
2021-08-03 | 8 | 60000 | 2370 | 31185
2021-08-03 | 9 | 122000 | 6860 | 64430
2021-08-03 | 10 | 155000 | 12700 | 83850
2021-08-03 | 11 | 181000 | 15820 | 98410
2021-08-03 | 12 | 209000 | 17070 | 113035
2021-08-03 | 13 | 188000 | 16790 | 102395
2021-08-03 | 14 | 181000 | 16360 | 98680
2021-08-03 | 15 | 147000 | 13860 | 80430
2021-08-03 | 16 | 113000 | 11490 | 62245
2021-08-03 | 17 | 108000 | 10710 | 59355
2021-08-03 | 18 | 67000 | 6780 | 36890
2021-08-03 | 19 | 27000 | 2400 | 14700
2021-08-03 | 20 | 6000 | 410 | 3205
2021-08-03 | 21 | 0 | 10 | 5
2021-08-03 | 22 | 0 | 0 | 0
2021-08-03 | 23 | 0 | 0 | 0
2021-08-03 | 24 | 0 | 0 | 0
2021-08-04 | 1 | 0 | 0 | 0
2021-08-04 | 2 | 0 | 0 | 0
2021-08-04 | 3 | 0 | 0 | 0
2021-08-04 | 4 | 0 | 0 | 0
2021-08-04 | 5 | 0 | 0 | 0
2021-08-04 | 6 | 0 | 0 | 0
2021-08-04 | 7 | 14000 | 1120 | 7560
2021-08-04 | 8 | 39000 | 3700 | 21350
2021-08-04 | 9 | 96000 | 7310 | 51655
2021-08-04 | 10 | 137000 | 11650 | 74325
2021-08-04 | 11 | 177000 | 15160 | 96080
2021-08-04 | 12 | 177000 | 14690 | 95845
2021-08-04 | 13 | 176000 | 15760 | 95880
2021-08-04 | 14 | 175000 | 15100 | 95050
2021-08-04 | 15 | 187000 | 13880 | 100440
2021-08-04 | 16 | 121000 | 9100 | 65050
2021-08-04 | 17 | 70000 | 6180 | 38090
2021-08-04 | 18 | 45000 | 3860 | 24430
2021-08-04 | 19 | 17000 | 1190 | 9095
2021-08-04 | 20 | 3000 | 100 | 1550
2021-08-04 | 21 | 0 | 0 | 0
2021-08-04 | 22 | 0 | 0 | 0
2021-08-04 | 23 | 0 | 0 | 0
2021-08-04 | 24 | 0 | 0 | 0
2021-08-05 | 1 | 0 | 0 | 0
2021-08-05 | 2 | 0 | 0 | 0
2021-08-05 | 3 | 0 | 0 | 0
2021-08-05 | 4 | 0 | 0 | 0
2021-08-05 | 5 | 0 | 10 | 5
2021-08-05 | 6 | 0 | 0 | 0
2021-08-05 | 7 | 5000 | 580 | 2790
2021-08-05 | 8 | 14000 | 1360 | 7680
2021-08-05 | 9 | 19000 | 1590 | 10295
2021-08-05 | 10 | 20000 | 2010 | 11005
2021-08-05 | 11 | 33000 | 2140 | 17570
2021-08-05 | 12 | 43000 | 2610 | 22805
2021-08-05 | 13 | 42000 | 5010 | 23505
2021-08-05 | 14 | 57000 | 5820 | 31410
2021-08-05 | 15 | 46000 | 6590 | 26295
2021-08-05 | 16 | 56000 | 7640 | 31820
2021-08-05 | 17 | 58000 | 5760 | 31880
2021-08-05 | 18 | 34000 | 4600 | 19300
2021-08-05 | 19 | 35000 | 2500 | 18750
2021-08-05 | 20 | 7000 | 310 | 3655
2021-08-05 | 21 | 0 | 10 | 5
2021-08-05 | 22 | 0 | 0 | 0
2021-08-05 | 23 | 0 | 0 | 0
2021-08-05 | 24 | 0 | 0 | 0
2021-08-06 | 1 | 0 | 0 | 0
2021-08-06 | 2 | 0 | 0 | 0
2021-08-06 | 3 | 0 | 0 | 0
2021-08-06 | 4 | 0 | 0 | 0
2021-08-06 | 5 | 0 | 10 | 5
2021-08-06 | 6 | 0 | 0 | 0
2021-08-06 | 7 | 12000 | 520 | 6260
2021-08-06 | 8 | 55000 | 1600 | 28300
2021-08-06 | 9 | 120000 | 5550 | 62775
2021-08-06 | 10 | 175000 | 11920 | 93460
2021-08-06 | 11 | 214000 | 15080 | 114540
2021-08-06 | 12 | 231000 | 15160 | 123080
2021-08-06 | 13 | 226000 | 14960 | 120480
2021-08-06 | 14 | 245000 | 14970 | 129985
2021-08-06 | 15 | 217000 | 14330 | 115665
2021-08-06 | 16 | 193000 | 13720 | 103360
2021-08-06 | 17 | 141000 | 12050 | 76525
2021-08-06 | 18 | 82000 | 7510 | 44755
2021-08-06 | 19 | 29000 | 2130 | 15565
2021-08-06 | 20 | 5000 | 350 | 2675
2021-08-06 | 21 | 0 | 0 | 0
2021-08-06 | 22 | 0 | 0 | 0
2021-08-06 | 23 | 0 | 0 | 0
2021-08-06 | 24 | 0 | 0 | 0
2021-08-07 | 1 | 0 | 0 | 0
2021-08-07 | 2 | 0 | 0 | 0
2021-08-07 | 3 | 0 | 0 | 0
2021-08-07 | 4 | 0 | 0 | 0
2021-08-07 | 5 | 0 | 0 | 0
2021-08-07 | 6 | 0 | 0 | 0
2021-08-07 | 7 | 16000 | 860 | 8430
2021-08-07 | 8 | 46000 | 3060 | 24530
2021-08-07 | 9 | 77000 | 5790 | 41395
2021-08-07 | 10 | 111000 | 10960 | 60980
2021-08-07 | 11 | 157000 | 12390 | 84695
2021-08-07 | 12 | 189000 | 15120 | 102060
2021-08-07 | 13 | 177000 | 13050 | 95025
2021-08-07 | 14 | 159000 | 13090 | 86045
2021-08-07 | 15 | 196000 | 12970 | 104485
2021-08-07 | 16 | 152000 | 9700 | 80850
2021-08-07 | 17 | 125000 | 10800 | 67900
2021-08-07 | 18 | 61000 | 4980 | 32990
2021-08-07 | 19 | 28000 | 2400 | 15200
2021-08-07 | 20 | 5000 | 200 | 2600
2021-08-07 | 21 | 0 | 0 | 0
2021-08-07 | 22 | 0 | 0 | 0
2021-08-07 | 23 | 0 | 0 | 0
2021-08-07 | 24 | 0 | 0 | 0
2021-08-08 | 1 | 0 | 0 | 0
2021-08-08 | 2 | 0 | 0 | 0
2021-08-08 | 3 | 0 | 0 | 0
2021-08-08 | 4 | 0 | 0 | 0
2021-08-08 | 5 | 0 | 0 | 0
2021-08-08 | 6 | 0 | 10 | 5
2021-08-08 | 7 | 7000 | 410 | 3705
2021-08-08 | 8 | 27000 | 2370 | 14685
2021-08-08 | 9 | 53000 | 4590 | 28795
2021-08-08 | 10 | 123000 | 8040 | 65520
2021-08-08 | 11 | 188000 | 14520 | 101260
2021-08-08 | 12 | 220000 | 14460 | 117230
2021-08-08 | 13 | 173000 | 14300 | 93650
2021-08-08 | 14 | 222000 | 14310 | 118155
2021-08-08 | 15 | 224000 | 14450 | 119225
2021-08-08 | 16 | 191000 | 13170 | 102085
2021-08-08 | 17 | 128000 | 10630 | 69315
2021-08-08 | 18 | 54000 | 5210 | 29605
2021-08-08 | 19 | 24000 | 850 | 12425
2021-08-08 | 20 | 3000 | 130 | 1565
2021-08-08 | 21 | 0 | 0 | 0
2021-08-08 | 22 | 0 | 0 | 0
2021-08-08 | 23 | 0 | 0 | 0
2021-08-08 | 24 | 0 | 0 | 0
2021-08-09 | 1 | 0 | 0 | 0
2021-08-09 | 2 | 0 | 0 | 0
2021-08-09 | 3 | 0 | 0 | 0
2021-08-09 | 4 | 0 | 0 | 0
2021-08-09 | 5 | 0 | 10 | 5
2021-08-09 | 6 | 0 | 0 | 0
2021-08-09 | 7 | 13000 | 670 | 6835
2021-08-09 | 8 | 51000 | 3370 | 27185
2021-08-09 | 9 | 102000 | 5870 | 53935
2021-08-09 | 10 | 161000 | 11890 | 86445
2021-08-09 | 11 | 207000 | 16980 | 111990
2021-08-09 | 12 | 141000 | 15220 | 78110
2021-08-09 | 13 | 131000 | 13220 | 72110
2021-08-09 | 14 | 176000 | 15900 | 95950
2021-08-09 | 15 | 105000 | 16460 | 60730
2021-08-09 | 16 | 78000 | 10700 | 44350
2021-08-09 | 17 | 71000 | 10120 | 40560
2021-08-09 | 18 | 26000 | 5760 | 15880
2021-08-09 | 19 | 6000 | 920 | 3460
2021-08-09 | 20 | 1000 | 40 | 520
2021-08-09 | 21 | 0 | 0 | 0
2021-08-09 | 22 | 0 | 0 | 0
2021-08-09 | 23 | 0 | 0 | 0
2021-08-09 | 24 | 0 | 0 | 0
2021-08-10 | 1 | 0 | 0 | 0
2021-08-10 | 2 | 0 | 0 | 0
2021-08-10 | 3 | 0 | 0 | 0
2021-08-10 | 4 | 0 | 0 | 0
2021-08-10 | 5 | 0 | 0 | 0
2021-08-10 | 6 | 0 | 0 | 0
2021-08-10 | 7 | 3000 | 170 | 1585
2021-08-10 | 8 | 14000 | 1010 | 7505
2021-08-10 | 9 | 29000 | 2770 | 15885
2021-08-10 | 10 | 32000 | 4640 | 18320
2021-08-10 | 11 | 40000 | 9730 | 24865
2021-08-10 | 12 | 106000 | 8070 | 57035
2021-08-10 | 13 | 94000 | 11070 | 52535
2021-08-10 | 14 | 208000 | 13390 | 110695
2021-08-10 | 15 | 122000 | 11890 | 66945
2021-08-10 | 16 | 158000 | 6290 | 82145
2021-08-10 | 17 | 115000 | 4540 | 59770
2021-08-10 | 18 | 53000 | 8700 | 30850
2021-08-10 | 19 | 25000 | 2700 | 13850
2021-08-10 | 20 | 3000 | 210 | 1605
2021-08-10 | 21 | 0 | 0 | 0
2021-08-10 | 22 | 0 | 0 | 0
2021-08-10 | 23 | 0 | 0 | 0
2021-08-10 | 24 | 0 | 0 | 0
2021-08-11 | 1 | 0 | 0 | 0
2021-08-11 | 2 | 0 | 0 | 0
2021-08-11 | 3 | 0 | 0 | 0
2021-08-11 | 4 | 0 | 0 | 0
2021-08-11 | 5 | 0 | 0 | 0
2021-08-11 | 6 | 0 | 0 | 0
2021-08-11 | 7 | 5000 | 200 | 2600
2021-08-11 | 8 | 28000 | 1580 | 14790
2021-08-11 | 9 | 39000 | 4900 | 21950
2021-08-11 | 10 | 109000 | 7810 | 58405
2021-08-11 | 11 | 174000 | 12800 | 93400
2021-08-11 | 12 | 203000 | 14690 | 108845
2021-08-11 | 13 | 156000 | 14010 | 85005
2021-08-11 | 14 | 174000 | 14710 | 94355
2021-08-11 | 15 | 215000 | 15200 | 115100
2021-08-11 | 16 | 173000 | 12070 | 92535
2021-08-11 | 17 | 126000 | 6820 | 66410
2021-08-11 | 18 | 60000 | 6400 | 33200
2021-08-11 | 19 | 23000 | 1540 | 12270
2021-08-11 | 20 | 3000 | 50 | 1525
2021-08-11 | 21 | 0 | 10 | 5
2021-08-11 | 22 | 0 | 0 | 0
2021-08-11 | 23 | 0 | 0 | 0
2021-08-11 | 24 | 0 | 0 | 0
2021-08-12 | 1 | 0 | 0 | 0
2021-08-12 | 2 | 0 | 0 | 0
2021-08-12 | 3 | 0 | 0 | 0
2021-08-12 | 4 | 0 | 0 | 0
2021-08-12 | 5 | 0 | 10 | 5
2021-08-12 | 6 | 0 | 0 | 0
2021-08-12 | 7 | 10000 | 370 | 5185
2021-08-12 | 8 | 46000 | 1900 | 23950
2021-08-12 | 9 | 106000 | 5520 | 55760
2021-08-12 | 10 | 162000 | 10720 | 86360
2021-08-12 | 11 | 200000 | 13260 | 106630
2021-08-12 | 12 | 225000 | 14310 | 119655
2021-08-12 | 13 | 235000 | 12980 | 123990
2021-08-12 | 14 | 222000 | 12020 | 117010
2021-08-12 | 15 | 196000 | 10850 | 103425
2021-08-12 | 16 | 181000 | 11540 | 96270
2021-08-12 | 17 | 134000 | 10380 | 72190
2021-08-12 | 18 | 74000 | 7330 | 40665
2021-08-12 | 19 | 17000 | 340 | 8670
2021-08-12 | 20 | 0 | 10 | 5
2021-08-12 | 21 | 0 | 0 | 0
2021-08-12 | 22 | 0 | 0 | 0
2021-08-12 | 23 | 0 | 0 | 0
2021-08-12 | 24 | 0 | 0 | 0
2021-08-13 | 1 | 0 | 0 | 0
2021-08-13 | 2 | 0 | 0 | 0
2021-08-13 | 3 | 0 | 0 | 0
2021-08-13 | 4 | 0 | 0 | 0
2021-08-13 | 5 | 0 | 0 | 0
2021-08-13 | 6 | 0 | 0 | 0
2021-08-13 | 7 | 10000 | 300 | 5150
2021-08-13 | 8 | 50000 | 1710 | 25855
2021-08-13 | 9 | 114000 | 6030 | 60015
2021-08-13 | 10 | 153000 | 7770 | 80385
2021-08-13 | 11 | 131000 | 12700 | 71850
2021-08-13 | 12 | 231000 | 14500 | 122750
2021-08-13 | 13 | 237000 | 13680 | 125340
2021-08-13 | 14 | 239000 | 12370 | 125685
2021-08-13 | 15 | 223000 | 11300 | 117150
2021-08-13 | 16 | 191000 | 10000 | 100500
2021-08-13 | 17 | 142000 | 8490 | 75245
2021-08-13 | 18 | 78000 | 7530 | 42765
2021-08-13 | 19 | 22000 | 1560 | 11780
2021-08-13 | 20 | 2000 | 20 | 1010
2021-08-13 | 21 | 0 | 0 | 0
2021-08-13 | 22 | 0 | 0 | 0
2021-08-13 | 23 | 0 | 0 | 0
2021-08-13 | 24 | 0 | 0 | 0
2021-08-14 | 1 | 0 | 0 | 0
2021-08-14 | 2 | 0 | 0 | 0
2021-08-14 | 3 | 0 | 0 | 0
2021-08-14 | 4 | 0 | 0 | 0
2021-08-14 | 5 | 0 | 0 | 0
2021-08-14 | 6 | 0 | 10 | 5
2021-08-14 | 7 | 10000 | 520 | 5260
2021-08-14 | 8 | 42000 | 1400 | 21700
2021-08-14 | 9 | 111000 | 5420 | 58210
2021-08-14 | 10 | 163000 | 11020 | 87010
2021-08-14 | 11 | 209000 | 11330 | 110165
2021-08-14 | 12 | 190000 | 12260 | 101130
2021-08-14 | 13 | 203000 | 14410 | 108705
2021-08-14 | 14 | 206000 | 13980 | 109990
2021-08-14 | 15 | 209000 | 12940 | 110970
2021-08-14 | 16 | 167000 | 10740 | 88870
2021-08-14 | 17 | 119000 | 11210 | 65105
2021-08-14 | 18 | 61000 | 8730 | 34865
2021-08-14 | 19 | 22000 | 2670 | 12335
2021-08-14 | 20 | 3000 | 80 | 1540
2021-08-14 | 21 | 0 | 0 | 0
2021-08-14 | 22 | 0 | 0 | 0
2021-08-14 | 23 | 0 | 0 | 0
2021-08-14 | 24 | 0 | 0 | 0
2021-08-15 | 1 | 0 | 0 | 0
2021-08-15 | 2 | 0 | 0 | 0
2021-08-15 | 3 | 0 | 0 | 0
2021-08-15 | 4 | 0 | 0 | 0
2021-08-15 | 5 | 0 | 0 | 0
2021-08-15 | 6 | 0 | 10 | 5
2021-08-15 | 7 | 9000 | 370 | 4685
2021-08-15 | 8 | 54000 | 1380 | 27690
2021-08-15 | 9 | 122000 | 6010 | 64005
2021-08-15 | 10 | 181000 | 13630 | 97315
2021-08-15 | 11 | 225000 | 17650 | 121325
2021-08-15 | 12 | 253000 | 18020 | 135510
2021-08-15 | 13 | 253000 | 17610 | 135305
2021-08-15 | 14 | 259000 | 17200 | 138100
2021-08-15 | 15 | 241000 | 17110 | 129055
2021-08-15 | 16 | 201000 | 15650 | 108325
2021-08-15 | 17 | 134000 | 13580 | 73790
2021-08-15 | 18 | 74000 | 9000 | 41500
2021-08-15 | 19 | 21000 | 2760 | 11880
2021-08-15 | 20 | 3000 | 60 | 1530
2021-08-15 | 21 | 0 | 0 | 0
2021-08-15 | 22 | 0 | 0 | 0
2021-08-15 | 23 | 0 | 0 | 0
2021-08-15 | 24 | 0 | 0 | 0
2021-08-16 | 1 | 0 | 0 | 0
2021-08-16 | 2 | 0 | 0 | 0
2021-08-16 | 3 | 0 | 0 | 0
2021-08-16 | 4 | 0 | 0 | 0
2021-08-16 | 5 | 0 | 0 | 0
2021-08-16 | 6 | 0 | 10 | 5
2021-08-16 | 7 | 10000 | 590 | 5295
2021-08-16 | 8 | 54000 | 1810 | 27905
2021-08-16 | 9 | 120000 | 6260 | 63130
2021-08-16 | 10 | 177000 | 13500 | 95250
2021-08-16 | 11 | 221000 | 16570 | 118785
2021-08-16 | 12 | 248000 | 17000 | 132500
2021-08-16 | 13 | 250000 | 16860 | 133430
2021-08-16 | 14 | 237000 | 16550 | 126775
2021-08-16 | 15 | 210000 | 15420 | 112710
2021-08-16 | 16 | 170000 | 14480 | 92240
2021-08-16 | 17 | 123000 | 12860 | 67930
2021-08-16 | 18 | 62000 | 9370 | 35685
2021-08-16 | 19 | 24000 | 3120 | 13560
2021-08-16 | 20 | 4000 | 140 | 2070
2021-08-16 | 21 | 0 | 0 | 0
2021-08-16 | 22 | 0 | 0 | 0
2021-08-16 | 23 | 0 | 0 | 0
2021-08-16 | 24 | 0 | 0 | 0
2021-08-17 | 1 | 0 | 0 | 0
2021-08-17 | 2 | 0 | 0 | 0
2021-08-17 | 3 | 0 | 0 | 0
2021-08-17 | 4 | 0 | 0 | 0
2021-08-17 | 5 | 0 | 0 | 0
2021-08-17 | 6 | 0 | 10 | 5
2021-08-17 | 7 | 10000 | 710 | 5355
2021-08-17 | 8 | 51000 | 3090 | 27045
2021-08-17 | 9 | 114000 | 6920 | 60460
2021-08-17 | 10 | 120000 | 10310 | 65155
2021-08-17 | 11 | 157000 | 15280 | 86140
2021-08-17 | 12 | 205000 | 15150 | 110075
2021-08-17 | 13 | 249000 | 14780 | 131890
2021-08-17 | 14 | 238000 | 12700 | 125350
2021-08-17 | 15 | 144000 | 12480 | 78240
2021-08-17 | 16 | 133000 | 12130 | 72565
2021-08-17 | 17 | 81000 | 6900 | 43950
2021-08-17 | 18 | 45000 | 5080 | 25040
2021-08-17 | 19 | 20000 | 1830 | 10915
2021-08-17 | 20 | 2000 | 50 | 1025
2021-08-17 | 21 | 0 | 0 | 0
2021-08-17 | 22 | 0 | 0 | 0
2021-08-17 | 23 | 0 | 0 | 0
2021-08-17 | 24 | 0 | 0 | 0
2021-08-18 | 1 | 0 | 0 | 0
2021-08-18 | 2 | 0 | 0 | 0
2021-08-18 | 3 | 0 | 0 | 0
2021-08-18 | 4 | 0 | 0 | 0
2021-08-18 | 5 | 0 | 10 | 5
2021-08-18 | 6 | 0 | 0 | 0
2021-08-18 | 7 | 4000 | 140 | 2070
2021-08-18 | 8 | 19000 | 2360 | 10680
2021-08-18 | 9 | 61000 | 4790 | 32895
2021-08-18 | 10 | 78000 | 7100 | 42550
2021-08-18 | 11 | 153000 | 11450 | 82225
2021-08-18 | 12 | 181000 | 12110 | 96555
2021-08-18 | 13 | 188000 | 15090 | 101545
2021-08-18 | 14 | 157000 | 8160 | 82580
2021-08-18 | 15 | 118000 | 6200 | 62100
2021-08-18 | 16 | 63000 | 5100 | 34050
2021-08-18 | 17 | 76000 | 6250 | 41125
2021-08-18 | 18 | 44000 | 3310 | 23655
2021-08-18 | 19 | 13000 | 1280 | 7140
2021-08-18 | 20 | 1000 | 10 | 505
2021-08-18 | 21 | 0 | 0 | 0
2021-08-18 | 22 | 0 | 0 | 0
2021-08-18 | 23 | 0 | 0 | 0
2021-08-18 | 24 | 0 | 0 | 0
2021-08-19 | 1 | 0 | 0 | 0
2021-08-19 | 2 | 0 | 0 | 0
2021-08-19 | 3 | 0 | 0 | 0
2021-08-19 | 4 | 0 | 0 | 0
2021-08-19 | 5 | 0 | 0 | 0
2021-08-19 | 6 | 0 | 10 | 5
2021-08-19 | 7 | 8000 | 190 | 4095
2021-08-19 | 8 | 22000 | 1700 | 11850
2021-08-19 | 9 | 46000 | 2400 | 24200
2021-08-19 | 10 | 61000 | 2360 | 31680
2021-08-19 | 11 | 27000 | 3440 | 15220
2021-08-19 | 12 | 32000 | 1980 | 16990
2021-08-19 | 13 | 24000 | 5260 | 14630
2021-08-19 | 14 | 27000 | 14370 | 20685
2021-08-19 | 15 | 95000 | 7330 | 51165
2021-08-19 | 16 | 72000 | 3380 | 37690
2021-08-19 | 17 | 22000 | 1570 | 11785
2021-08-19 | 18 | 10000 | 400 | 5200
2021-08-19 | 19 | 2000 | 20 | 1010
2021-08-19 | 20 | 0 | 0 | 0
2021-08-19 | 21 | 0 | 0 | 0
2021-08-19 | 22 | 0 | 0 | 0
2021-08-19 | 23 | 0 | 0 | 0
2021-08-19 | 24 | 0 | 0 | 0
2021-08-20 | 1 | 0 | 0 | 0
2021-08-20 | 2 | 0 | 0 | 0
2021-08-20 | 3 | 0 | 0 | 0
2021-08-20 | 4 | 0 | 0 | 0
2021-08-20 | 5 | 0 | 0 | 0
2021-08-20 | 6 | 0 | 0 | 0
2021-08-20 | 7 | 8000 | 150 | 4075
2021-08-20 | 8 | 21000 | 2380 | 11690
2021-08-20 | 9 | 39000 | 3980 | 21490
2021-08-20 | 10 | 63000 | 3470 | 33235
2021-08-20 | 11 | 149000 | 7670 | 78335
2021-08-20 | 12 | 115000 | 13710 | 64355
2021-08-20 | 13 | 129000 | 10780 | 69890
2021-08-20 | 14 | 176000 | 13700 | 94850
2021-08-20 | 15 | 216000 | 13330 | 114665
2021-08-20 | 16 | 128000 | 4910 | 66455
2021-08-20 | 17 | 111000 | 7170 | 59085
2021-08-20 | 18 | 61000 | 6430 | 33715
2021-08-20 | 19 | 26000 | 1980 | 13990
2021-08-20 | 20 | 3000 | 120 | 1560
2021-08-20 | 21 | 0 | 0 | 0
2021-08-20 | 22 | 0 | 0 | 0
2021-08-20 | 23 | 0 | 0 | 0
2021-08-20 | 24 | 0 | 0 | 0
2021-08-21 | 1 | 0 | 0 | 0
2021-08-21 | 2 | 0 | 0 | 0
2021-08-21 | 3 | 0 | 0 | 0
2021-08-21 | 4 | 0 | 0 | 0
2021-08-21 | 5 | 0 | 0 | 0
2021-08-21 | 6 | 0 | 0 | 0
2021-08-21 | 7 | 6000 | 330 | 3165
2021-08-21 | 8 | 37000 | 2610 | 19805
2021-08-21 | 9 | 112000 | 5550 | 58775
2021-08-21 | 10 | 143000 | 11970 | 77485
2021-08-21 | 11 | 103000 | 12090 | 57545
2021-08-21 | 12 | 211000 | 10940 | 110970
2021-08-21 | 13 | 170000 | 14330 | 92165
2021-08-21 | 14 | 213000 | 12740 | 112870
2021-08-21 | 15 | 228000 | 12230 | 120115
2021-08-21 | 16 | 158000 | 14310 | 86155
2021-08-21 | 17 | 54000 | 4050 | 29025
2021-08-21 | 18 | 41000 | 6640 | 23820
2021-08-21 | 19 | 7000 | 2230 | 4615
2021-08-21 | 20 | 0 | 0 | 0
2021-08-21 | 21 | 0 | 10 | 5
2021-08-21 | 22 | 0 | 0 | 0
2021-08-21 | 23 | 0 | 0 | 0
2021-08-21 | 24 | 0 | 0 | 0
2021-08-22 | 1 | 0 | 0 | 0
2021-08-22 | 2 | 0 | 0 | 0
2021-08-22 | 3 | 0 | 0 | 0
2021-08-22 | 4 | 0 | 0 | 0
2021-08-22 | 5 | 0 | 0 | 0
2021-08-22 | 6 | 0 | 0 | 0
2021-08-22 | 7 | 2000 | 80 | 1040
2021-08-22 | 8 | 17000 | 1440 | 9220
2021-08-22 | 9 | 21000 | 1420 | 11210
2021-08-22 | 10 | 49000 | 3130 | 26065
2021-08-22 | 11 | 32000 | 2830 | 17415
2021-08-22 | 12 | 16000 | 3200 | 9600
2021-08-22 | 13 | 28000 | 3780 | 15890
2021-08-22 | 14 | 42000 | 4810 | 23405
2021-08-22 | 15 | 27000 | 2650 | 14825
2021-08-22 | 16 | 29000 | 1870 | 15435
2021-08-22 | 17 | 18000 | 610 | 9305
2021-08-22 | 18 | 5000 | 370 | 2685
2021-08-22 | 19 | 1000 | 10 | 505
2021-08-22 | 20 | 0 | 0 | 0
2021-08-22 | 21 | 0 | 0 | 0
2021-08-22 | 22 | 0 | 0 | 0
2021-08-22 | 23 | 0 | 0 | 0
2021-08-22 | 24 | 0 | 0 | 0
2021-08-23 | 1 | 0 | 0 | 0
2021-08-23 | 2 | 0 | 0 | 0
2021-08-23 | 3 | 0 | 0 | 0
2021-08-23 | 4 | 0 | 0 | 0
2021-08-23 | 5 | 0 | 0 | 0
2021-08-23 | 6 | 0 | 10 | 5
2021-08-23 | 7 | 3000 | 460 | 1730
2021-08-23 | 8 | 23000 | 2210 | 12605
2021-08-23 | 9 | 49000 | 3060 | 26030
2021-08-23 | 10 | 52000 | 5080 | 28540
2021-08-23 | 11 | 32000 | 5280 | 18640
2021-08-23 | 12 | 26000 | 6730 | 16365
2021-08-23 | 13 | 42000 | 4820 | 23410
2021-08-23 | 14 | 54000 | 5220 | 29610
2021-08-23 | 15 | 58000 | 6040 | 32020
2021-08-23 | 16 | 47000 | 3620 | 25310
2021-08-23 | 17 | 25000 | 1190 | 13095
2021-08-23 | 18 | 8000 | 680 | 4340
2021-08-23 | 19 | 2000 | 10 | 1005
2021-08-23 | 20 | 0 | 10 | 5
2021-08-23 | 21 | 0 | 0 | 0
2021-08-23 | 22 | 0 | 0 | 0
2021-08-23 | 23 | 0 | 0 | 0
2021-08-23 | 24 | 0 | 0 | 0
2021-08-24 | 1 | 0 | 0 | 0
2021-08-24 | 2 | 0 | 0 | 0
2021-08-24 | 3 | 0 | 0 | 0
2021-08-24 | 4 | 0 | 0 | 0
2021-08-24 | 5 | 0 | 10 | 5
2021-08-24 | 6 | 0 | 0 | 0
2021-08-24 | 7 | 4000 | 380 | 2190
2021-08-24 | 8 | 31000 | 1910 | 16455
2021-08-24 | 9 | 84000 | 5270 | 44635
2021-08-24 | 10 | 146000 | 10380 | 78190
2021-08-24 | 11 | 207000 | 14600 | 110800
2021-08-24 | 12 | 221000 | 12700 | 116850
2021-08-24 | 13 | 180000 | 14920 | 97460
2021-08-24 | 14 | 243000 | 13070 | 128035
2021-08-24 | 15 | 223000 | 13290 | 118145
2021-08-24 | 16 | 177000 | 12150 | 94575
2021-08-24 | 17 | 122000 | 10650 | 66325
2021-08-24 | 18 | 67000 | 4020 | 35510
2021-08-24 | 19 | 15000 | 1520 | 8260
2021-08-24 | 20 | 1000 | 10 | 505
2021-08-24 | 21 | 0 | 0 | 0
2021-08-24 | 22 | 0 | 0 | 0
2021-08-24 | 23 | 0 | 0 | 0
2021-08-24 | 24 | 0 | 0 | 0
2021-08-25 | 1 | 0 | 0 | 0
2021-08-25 | 2 | 0 | 0 | 0
2021-08-25 | 3 | 0 | 0 | 0
2021-08-25 | 4 | 0 | 0 | 0
2021-08-25 | 5 | 0 | 0 | 0
2021-08-25 | 6 | 0 | 0 | 0
2021-08-25 | 7 | 9000 | 460 | 4730
2021-08-25 | 8 | 36000 | 2350 | 19175
2021-08-25 | 9 | 81000 | 6150 | 43575
2021-08-25 | 10 | 140000 | 11810 | 75905
2021-08-25 | 11 | 178000 | 14470 | 96235
2021-08-25 | 12 | 222000 | 14930 | 118465
2021-08-25 | 13 | 245000 | 14940 | 129970
2021-08-25 | 14 | 236000 | 13920 | 124960
2021-08-25 | 15 | 217000 | 13260 | 115130
2021-08-25 | 16 | 179000 | 10990 | 94995
2021-08-25 | 17 | 120000 | 9600 | 64800
2021-08-25 | 18 | 61000 | 7460 | 34230
2021-08-25 | 19 | 16000 | 1620 | 8810
2021-08-25 | 20 | 0 | 0 | 0
2021-08-25 | 21 | 0 | 10 | 5
2021-08-25 | 22 | 0 | 0 | 0
2021-08-25 | 23 | 0 | 0 | 0
2021-08-25 | 24 | 0 | 0 | 0
2021-08-26 | 1 | 0 | 0 | 0
2021-08-26 | 2 | 0 | 0 | 0
2021-08-26 | 3 | 0 | 0 | 0
2021-08-26 | 4 | 0 | 0 | 0
2021-08-26 | 5 | 0 | 0 | 0
2021-08-26 | 6 | 0 | 10 | 5
2021-08-26 | 7 | 7000 | 330 | 3665
2021-08-26 | 8 | 44000 | 1580 | 22790
2021-08-26 | 9 | 103000 | 5640 | 54320
2021-08-26 | 10 | 158000 | 11070 | 84535
2021-08-26 | 11 | 195000 | 14140 | 104570
2021-08-26 | 12 | 221000 | 14360 | 117680
2021-08-26 | 13 | 231000 | 12850 | 121925
2021-08-26 | 14 | 227000 | 12380 | 119690
2021-08-26 | 15 | 208000 | 11320 | 109660
2021-08-26 | 16 | 172000 | 9990 | 90995
2021-08-26 | 17 | 113000 | 9560 | 61280
2021-08-26 | 18 | 54000 | 6590 | 30295
2021-08-26 | 19 | 13000 | 1240 | 7120
2021-08-26 | 20 | 1000 | 10 | 505
2021-08-26 | 21 | 0 | 0 | 0
2021-08-26 | 22 | 0 | 0 | 0
2021-08-26 | 23 | 0 | 0 | 0
2021-08-26 | 24 | 0 | 0 | 0
2021-08-27 | 1 | 0 | 0 | 0
2021-08-27 | 2 | 0 | 0 | 0
2021-08-27 | 3 | 0 | 0 | 0
2021-08-27 | 4 | 0 | 0 | 0
2021-08-27 | 5 | 0 | 10 | 5
2021-08-27 | 6 | 0 | 0 | 0
2021-08-27 | 7 | 6000 | 260 | 3130
2021-08-27 | 8 | 40000 | 1690 | 20845
2021-08-27 | 9 | 102000 | 5950 | 53975
2021-08-27 | 10 | 156000 | 11410 | 83705
2021-08-27 | 11 | 198000 | 14240 | 106120
2021-08-27 | 12 | 226000 | 13720 | 119860
2021-08-27 | 13 | 234000 | 14330 | 124165
2021-08-27 | 14 | 231000 | 14330 | 122665
2021-08-27 | 15 | 218000 | 13370 | 115685
2021-08-27 | 16 | 149000 | 12500 | 80750
2021-08-27 | 17 | 124000 | 10410 | 67205
2021-08-27 | 18 | 61000 | 7440 | 34220
2021-08-27 | 19 | 15000 | 1620 | 8310
2021-08-27 | 20 | 1000 | 20 | 510
2021-08-27 | 21 | 0 | 0 | 0
2021-08-27 | 22 | 0 | 0 | 0
2021-08-27 | 23 | 0 | 0 | 0
2021-08-27 | 24 | 0 | 0 | 0
2021-08-28 | 1 | 0 | 0 | 0
2021-08-28 | 2 | 0 | 0 | 0
2021-08-28 | 3 | 0 | 0 | 0
2021-08-28 | 4 | 0 | 0 | 0
2021-08-28 | 5 | 0 | 0 | 0
2021-08-28 | 6 | 0 | 10 | 5
2021-08-28 | 7 | 5000 | 110 | 2555
2021-08-28 | 8 | 22000 | 2270 | 12135
2021-08-28 | 9 | 47000 | 4740 | 25870
2021-08-28 | 10 | 96000 | 10920 | 53460
2021-08-28 | 11 | 137000 | 9110 | 73055
2021-08-28 | 12 | 182000 | 12940 | 97470
2021-08-28 | 13 | 178000 | 14780 | 96390
2021-08-28 | 14 | 171000 | 14360 | 92680
2021-08-28 | 15 | 135000 | 11450 | 73225
2021-08-28 | 16 | 100000 | 7040 | 53520
2021-08-28 | 17 | 53000 | 3520 | 28260
2021-08-28 | 18 | 22000 | 2270 | 12135
2021-08-28 | 19 | 9000 | 130 | 4565
2021-08-28 | 20 | 0 | 0 | 0
2021-08-28 | 21 | 0 | 0 | 0
2021-08-28 | 22 | 0 | 0 | 0
2021-08-28 | 23 | 0 | 0 | 0
2021-08-28 | 24 | 0 | 0 | 0
2021-08-29 | 1 | 0 | 0 | 0
2021-08-29 | 2 | 0 | 0 | 0
2021-08-29 | 3 | 0 | 0 | 0
2021-08-29 | 4 | 0 | 0 | 0
2021-08-29 | 5 | 0 | 0 | 0
2021-08-29 | 6 | 0 | 0 | 0
2021-08-29 | 7 | 1000 | 50 | 525
2021-08-29 | 8 | 11000 | 830 | 5915
2021-08-29 | 9 | 26000 | 2920 | 14460
2021-08-29 | 10 | 62000 | 6120 | 34060
2021-08-29 | 11 | 80000 | 6090 | 43045
2021-08-29 | 12 | 78000 | 4740 | 41370
2021-08-29 | 13 | 66000 | 2580 | 34290
2021-08-29 | 14 | 67000 | 2230 | 34615
2021-08-29 | 15 | 37000 | 4120 | 20560
2021-08-29 | 16 | 45000 | 3530 | 24265
2021-08-29 | 17 | 39000 | 3170 | 21085
2021-08-29 | 18 | 21000 | 1800 | 11400
2021-08-29 | 19 | 8000 | 540 | 4270
2021-08-29 | 20 | 0 | 0 | 0
2021-08-29 | 21 | 0 | 0 | 0
2021-08-29 | 22 | 0 | 0 | 0
2021-08-29 | 23 | 0 | 0 | 0
2021-08-29 | 24 | 0 | 0 | 0
2021-08-30 | 1 | 0 | 0 | 0
2021-08-30 | 2 | 0 | 0 | 0
2021-08-30 | 3 | 0 | 0 | 0
2021-08-30 | 4 | 0 | 0 | 0
2021-08-30 | 5 | 0 | 0 | 0
2021-08-30 | 6 | 0 | 10 | 5
2021-08-30 | 7 | 2000 | 40 | 1020
2021-08-30 | 8 | 24000 | 2590 | 13295
2021-08-30 | 9 | 85000 | 4070 | 44535
2021-08-30 | 10 | 119000 | 5200 | 62100
2021-08-30 | 11 | 74000 | 5210 | 39605
2021-08-30 | 12 | 54000 | 8190 | 31095
2021-08-30 | 13 | 128000 | 10720 | 69360
2021-08-30 | 14 | 61000 | 8920 | 34960
2021-08-30 | 15 | 87000 | 12770 | 49885
2021-08-30 | 16 | 104000 | 9140 | 56570
2021-08-30 | 17 | 126000 | 13110 | 69555
2021-08-30 | 18 | 57000 | 5690 | 31345
2021-08-30 | 19 | 13000 | 930 | 6965
2021-08-30 | 20 | 1000 | 10 | 505
2021-08-30 | 21 | 0 | 0 | 0
2021-08-30 | 22 | 0 | 0 | 0
2021-08-30 | 23 | 0 | 0 | 0
2021-08-30 | 24 | 0 | 0 | 0
2021-08-31 | 1 | 0 | 0 | 0
2021-08-31 | 2 | 0 | 0 | 0
2021-08-31 | 3 | 0 | 0 | 0
2021-08-31 | 4 | 0 | 0 | 0
2021-08-31 | 5 | 0 | 10 | 5
2021-08-31 | 6 | 0 | 0 | 0
2021-08-31 | 7 | 5000 | 280 | 2640
2021-08-31 | 8 | 25000 | 2490 | 13745
2021-08-31 | 9 | 56000 | 6280 | 31140
2021-08-31 | 10 | 122000 | 12650 | 67325
2021-08-31 | 11 | 169000 | 16560 | 92780
2021-08-31 | 12 | 142000 | 15170 | 78585
2021-08-31 | 13 | 107000 | 11240 | 59120
2021-08-31 | 14 | 164000 | 16090 | 90045
2021-08-31 | 15 | 230000 | 17580 | 123790
2021-08-31 | 16 | 187000 | 15090 | 101045
2021-08-31 | 17 | 115000 | 12400 | 63700
2021-08-31 | 18 | 60000 | 9160 | 34580
2021-08-31 | 19 | 17000 | 1840 | 9420
2021-08-31 | 20 | 0 | 20 | 10
2021-08-31 | 21 | 0 | 0 | 0
2021-08-31 | 22 | 0 | 0 | 0
2021-08-31 | 23 | 0 | 0 | 0
2021-08-31 | 24 | 0 | 0 | 0
2021-09-01 | 1 | 0 | 0 | 0
2021-09-01 | 2 | 0 | 0 | 0
2021-09-01 | 3 | 0 | 0 | 0
2021-09-01 | 4 | 0 | 0 | 0
2021-09-01 | 5 | 0 | 0 | 0
2021-09-01 | 6 | 0 | 0 | 0
2021-09-01 | 7 | 6000 | 370 | 3185
2021-09-01 | 8 | 44000 | 3140 | 23570
2021-09-01 | 9 | 81000 | 7160 | 44080
2021-09-01 | 10 | 111000 | 9560 | 60280
2021-09-01 | 11 | 149000 | 12460 | 80730
2021-09-01 | 12 | 108000 | 10870 | 59435
2021-09-01 | 13 | 83000 | 8100 | 45550
2021-09-01 | 14 | 72000 | 6310 | 39155
2021-09-01 | 15 | 67000 | 5900 | 36450
2021-09-01 | 16 | 44000 | 3360 | 23680
2021-09-01 | 17 | 21000 | 1940 | 11470
2021-09-01 | 18 | 11000 | 780 | 5890
2021-09-01 | 19 | 2000 | 40 | 1020
2021-09-01 | 20 | 0 | 0 | 0
2021-09-01 | 21 | 0 | 0 | 0
2021-09-01 | 22 | 0 | 0 | 0
2021-09-01 | 23 | 0 | 0 | 0
2021-09-01 | 24 | 0 | 0 | 0
2021-09-02 | 1 | 0 | 0 | 0
2021-09-02 | 2 | 0 | 0 | 0
2021-09-02 | 3 | 0 | 0 | 0
2021-09-02 | 4 | 0 | 0 | 0
2021-09-02 | 5 | 0 | 0 | 0
2021-09-02 | 6 | 0 | 10 | 5
2021-09-02 | 7 | 0 | 0 | 0
2021-09-02 | 8 | 11000 | 770 | 5885
2021-09-02 | 9 | 32000 | 5900 | 18950
2021-09-02 | 10 | 60000 | 8680 | 34340
2021-09-02 | 11 | 70000 | 13430 | 41715
2021-09-02 | 12 | 133000 | 10680 | 71840
2021-09-02 | 13 | 124000 | 9710 | 66855
2021-09-02 | 14 | 145000 | 15030 | 80015
2021-09-02 | 15 | 120000 | 17110 | 68555
2021-09-02 | 16 | 159000 | 12430 | 85715
2021-09-02 | 17 | 72000 | 14900 | 43450
2021-09-02 | 18 | 59000 | 6740 | 32870
2021-09-02 | 19 | 12000 | 1840 | 6920
2021-09-02 | 20 | 0 | 10 | 5
2021-09-02 | 21 | 0 | 0 | 0
2021-09-02 | 22 | 0 | 0 | 0
2021-09-02 | 23 | 0 | 0 | 0
2021-09-02 | 24 | 0 | 0 | 0
2021-09-03 | 1 | 0 | 0 | 0
2021-09-03 | 2 | 0 | 0 | 0
2021-09-03 | 3 | 0 | 0 | 0
2021-09-03 | 4 | 0 | 0 | 0
2021-09-03 | 5 | 0 | 0 | 0
2021-09-03 | 6 | 0 | 0 | 0
2021-09-03 | 7 | 7000 | 150 | 3575
2021-09-03 | 8 | 25000 | 2140 | 13570
2021-09-03 | 9 | 98000 | 5420 | 51710
2021-09-03 | 10 | 169000 | 14710 | 91855
2021-09-03 | 11 | 195000 | 20430 | 107715
2021-09-03 | 12 | 211000 | 19500 | 115250
2021-09-03 | 13 | 169000 | 19450 | 94225
2021-09-03 | 14 | 111000 | 17290 | 64145
2021-09-03 | 15 | 117000 | 16540 | 66770
2021-09-03 | 16 | 126000 | 18670 | 72335
2021-09-03 | 17 | 120000 | 14020 | 67010
2021-09-03 | 18 | 59000 | 9020 | 34010
2021-09-03 | 19 | 9000 | 1590 | 5295
2021-09-03 | 20 | 0 | 0 | 0
2021-09-03 | 21 | 0 | 0 | 0
2021-09-03 | 22 | 0 | 0 | 0
2021-09-03 | 23 | 0 | 0 | 0
2021-09-03 | 24 | 0 | 0 | 0
2021-09-04 | 1 | 0 | 0 | 0
2021-09-04 | 2 | 0 | 0 | 0
2021-09-04 | 3 | 0 | 0 | 0
2021-09-04 | 4 | 0 | 0 | 0
2021-09-04 | 5 | 0 | 0 | 0
2021-09-04 | 6 | 0 | 10 | 5
2021-09-04 | 7 | 4000 | 140 | 2070
2021-09-04 | 8 | 43000 | 1170 | 22085
2021-09-04 | 9 | 111000 | 6460 | 58730
2021-09-04 | 10 | 171000 | 14560 | 92780
2021-09-04 | 11 | 214000 | 18500 | 116250
2021-09-04 | 12 | 244000 | 20450 | 132225
2021-09-04 | 13 | 258000 | 19230 | 138615
2021-09-04 | 14 | 250000 | 19160 | 134580
2021-09-04 | 15 | 228000 | 18520 | 123260
2021-09-04 | 16 | 183000 | 17040 | 100020
2021-09-04 | 17 | 117000 | 14480 | 65740
2021-09-04 | 18 | 54000 | 8030 | 31015
2021-09-04 | 19 | 11000 | 1540 | 6270
2021-09-04 | 20 | 0 | 0 | 0
2021-09-04 | 21 | 0 | 0 | 0
2021-09-04 | 22 | 0 | 0 | 0
2021-09-04 | 23 | 0 | 0 | 0
2021-09-04 | 24 | 0 | 0 | 0
2021-09-05 | 1 | 0 | 0 | 0
2021-09-05 | 2 | 0 | 0 | 0
2021-09-05 | 3 | 0 | 0 | 0
2021-09-05 | 4 | 0 | 0 | 0
2021-09-05 | 5 | 0 | 0 | 0
2021-09-05 | 6 | 0 | 0 | 0
2021-09-05 | 7 | 1000 | 10 | 505
2021-09-05 | 8 | 12000 | 1090 | 6545
2021-09-05 | 9 | 29000 | 1690 | 15345
2021-09-05 | 10 | 33000 | 2600 | 17800
2021-09-05 | 11 | 48000 | 6210 | 27105
2021-09-05 | 12 | 86000 | 4710 | 45355
2021-09-05 | 13 | 70000 | 6580 | 38290
2021-09-05 | 14 | 71000 | 9940 | 40470
2021-09-05 | 15 | 59000 | 5690 | 32345
2021-09-05 | 16 | 38000 | 2190 | 20095
2021-09-05 | 17 | 12000 | 810 | 6405
2021-09-05 | 18 | 5000 | 350 | 2675
2021-09-05 | 19 | 1000 | 10 | 505
2021-09-05 | 20 | 0 | 0 | 0
2021-09-05 | 21 | 0 | 0 | 0
2021-09-05 | 22 | 0 | 0 | 0
2021-09-05 | 23 | 0 | 0 | 0
2021-09-05 | 24 | 0 | 0 | 0
2021-09-06 | 1 | 0 | 0 | 0
2021-09-06 | 2 | 0 | 0 | 0
2021-09-06 | 3 | 0 | 0 | 0
2021-09-06 | 4 | 0 | 0 | 0
2021-09-06 | 5 | 0 | 0 | 0
2021-09-06 | 6 | 0 | 0 | 0
2021-09-06 | 7 | 3000 | 100 | 1550
2021-09-06 | 8 | 21000 | 1460 | 11230
2021-09-06 | 9 | 77000 | 6140 | 41570
2021-09-06 | 10 | 164000 | 13570 | 88785
2021-09-06 | 11 | 206000 | 18370 | 112185
2021-09-06 | 12 | 238000 | 16730 | 127365
2021-09-06 | 13 | 248000 | 15380 | 131690
2021-09-06 | 14 | 208000 | 15610 | 111805
2021-09-06 | 15 | 197000 | 15800 | 106400
2021-09-06 | 16 | 86000 | 9140 | 47570
2021-09-06 | 17 | 86000 | 12250 | 49125
2021-09-06 | 18 | 58000 | 9510 | 33755
2021-09-06 | 19 | 8000 | 1090 | 4545
2021-09-06 | 20 | 0 | 0 | 0
2021-09-06 | 21 | 0 | 0 | 0
2021-09-06 | 22 | 0 | 0 | 0
2021-09-06 | 23 | 0 | 0 | 0
2021-09-06 | 24 | 0 | 0 | 0
2021-09-07 | 1 | 0 | 0 | 0
2021-09-07 | 2 | 0 | 0 | 0
2021-09-07 | 3 | 0 | 0 | 0
2021-09-07 | 4 | 0 | 0 | 0
2021-09-07 | 5 | 0 | 0 | 0
2021-09-07 | 6 | 0 | 0 | 0
2021-09-07 | 7 | 4000 | 140 | 2070
2021-09-07 | 8 | 42000 | 1200 | 21600
2021-09-07 | 9 | 110000 | 6430 | 58215
2021-09-07 | 10 | 168000 | 14670 | 91335
2021-09-07 | 11 | 213000 | 19810 | 116405
2021-09-07 | 12 | 232000 | 20080 | 126040
2021-09-07 | 13 | 236000 | 19060 | 127530
2021-09-07 | 14 | 211000 | 18790 | 114895
2021-09-07 | 15 | 214000 | 18210 | 116105
2021-09-07 | 16 | 180000 | 16480 | 98240
2021-09-07 | 17 | 124000 | 9870 | 66935
2021-09-07 | 18 | 47000 | 9150 | 28075
2021-09-07 | 19 | 7000 | 1040 | 4020
2021-09-07 | 20 | 0 | 0 | 0
2021-09-07 | 21 | 0 | 0 | 0
2021-09-07 | 22 | 0 | 0 | 0
2021-09-07 | 23 | 0 | 0 | 0
2021-09-07 | 24 | 0 | 0 | 0
2021-09-08 | 1 | 0 | 0 | 0
2021-09-08 | 2 | 0 | 0 | 0
2021-09-08 | 3 | 0 | 0 | 0
2021-09-08 | 4 | 0 | 0 | 0
2021-09-08 | 5 | 0 | 0 | 0
2021-09-08 | 6 | 0 | 10 | 5
2021-09-08 | 7 | 6000 | 140 | 3070
2021-09-08 | 8 | 36000 | 1590 | 18795
2021-09-08 | 9 | 43000 | 2610 | 22805
2021-09-08 | 10 | 73000 | 7230 | 40115
2021-09-08 | 11 | 169000 | 18370 | 93685
2021-09-08 | 12 | 230000 | 19710 | 124855
2021-09-08 | 13 | 243000 | 18750 | 130875
2021-09-08 | 14 | 190000 | 17170 | 103585
2021-09-08 | 15 | 156000 | 16470 | 86235
2021-09-08 | 16 | 169000 | 12000 | 90500
2021-09-08 | 17 | 103000 | 12030 | 57515
2021-09-08 | 18 | 47000 | 5470 | 26235
2021-09-08 | 19 | 6000 | 220 | 3110
2021-09-08 | 20 | 0 | 0 | 0
2021-09-08 | 21 | 0 | 0 | 0
2021-09-08 | 22 | 0 | 0 | 0
2021-09-08 | 23 | 0 | 0 | 0
2021-09-08 | 24 | 0 | 0 | 0
2021-09-09 | 1 | 0 | 0 | 0
2021-09-09 | 2 | 0 | 0 | 0
2021-09-09 | 3 | 0 | 0 | 0
2021-09-09 | 4 | 0 | 0 | 0
2021-09-09 | 5 | 0 | 0 | 0
2021-09-09 | 6 | 0 | 10 | 5
2021-09-09 | 7 | 0 | 90 | 45
2021-09-09 | 8 | 15000 | 420 | 7710
2021-09-09 | 9 | 14000 | 1910 | 7955
2021-09-09 | 10 | 24000 | 2130 | 13065
2021-09-09 | 11 | 36000 | 3470 | 19735
2021-09-09 | 12 | 45000 | 5840 | 25420
2021-09-09 | 13 | 45000 | 3910 | 24455
2021-09-09 | 14 | 44000 | 3820 | 23910
2021-09-09 | 15 | 41000 | 4230 | 22615
2021-09-09 | 16 | 21000 | 420 | 10710
2021-09-09 | 17 | 7000 | 260 | 3630
2021-09-09 | 18 | 2000 | 10 | 1005
2021-09-09 | 19 | 1000 | 0 | 500
2021-09-09 | 20 | 0 | 0 | 0
2021-09-09 | 21 | 0 | 0 | 0
2021-09-09 | 22 | 0 | 0 | 0
2021-09-09 | 23 | 0 | 0 | 0
2021-09-09 | 24 | 0 | 0 | 0
2021-09-10 | 1 | 0 | 0 | 0
2021-09-10 | 2 | 0 | 0 | 0
2021-09-10 | 3 | 0 | 0 | 0
2021-09-10 | 4 | 0 | 0 | 0
2021-09-10 | 5 | 0 | 0 | 0
2021-09-10 | 6 | 0 | 0 | 0
2021-09-10 | 7 | 2000 | 70 | 1035
2021-09-10 | 8 | 32000 | 1140 | 16570
2021-09-10 | 9 | 101000 | 6130 | 53565
2021-09-10 | 10 | 159000 | 12660 | 85830
2021-09-10 | 11 | 198000 | 18230 | 108115
2021-09-10 | 12 | 194000 | 19940 | 106970
2021-09-10 | 13 | 175000 | 20070 | 97535
2021-09-10 | 14 | 175000 | 17410 | 96205
2021-09-10 | 15 | 208000 | 15040 | 111520
2021-09-10 | 16 | 148000 | 12580 | 80290
2021-09-10 | 17 | 128000 | 12850 | 70425
2021-09-10 | 18 | 49000 | 9730 | 29365
2021-09-10 | 19 | 6000 | 700 | 3350
2021-09-10 | 20 | 0 | 10 | 5
2021-09-10 | 21 | 0 | 0 | 0
2021-09-10 | 22 | 0 | 0 | 0
2021-09-10 | 23 | 0 | 0 | 0
2021-09-10 | 24 | 0 | 0 | 0
2021-09-11 | 1 | 0 | 0 | 0
2021-09-11 | 2 | 0 | 0 | 0
2021-09-11 | 3 | 0 | 0 | 0
2021-09-11 | 4 | 0 | 0 | 0
2021-09-11 | 5 | 0 | 0 | 0
2021-09-11 | 6 | 0 | 0 | 0
2021-09-11 | 7 | 3000 | 130 | 1565
2021-09-11 | 8 | 42000 | 1340 | 21670
2021-09-11 | 9 | 112000 | 6460 | 59230
2021-09-11 | 10 | 169000 | 15370 | 92185
2021-09-11 | 11 | 213000 | 19830 | 116415
2021-09-11 | 12 | 240000 | 20220 | 130110
2021-09-11 | 13 | 250000 | 19380 | 134690
2021-09-11 | 14 | 220000 | 18850 | 119425
2021-09-11 | 15 | 162000 | 17920 | 89960
2021-09-11 | 16 | 164000 | 15400 | 89700
2021-09-11 | 17 | 91000 | 12070 | 51535
2021-09-11 | 18 | 45000 | 5610 | 25305
2021-09-11 | 19 | 8000 | 730 | 4365
2021-09-11 | 20 | 0 | 0 | 0
2021-09-11 | 21 | 0 | 0 | 0
2021-09-11 | 22 | 0 | 0 | 0
2021-09-11 | 23 | 0 | 0 | 0
2021-09-11 | 24 | 0 | 0 | 0
2021-09-12 | 1 | 0 | 0 | 0
2021-09-12 | 2 | 0 | 0 | 0
2021-09-12 | 3 | 0 | 0 | 0
2021-09-12 | 4 | 0 | 0 | 0
2021-09-12 | 5 | 0 | 0 | 0
2021-09-12 | 6 | 0 | 10 | 5
2021-09-12 | 7 | 2000 | 40 | 1020
2021-09-12 | 8 | 27000 | 1590 | 14295
2021-09-12 | 9 | 69000 | 5670 | 37335
2021-09-12 | 10 | 134000 | 13080 | 73540
2021-09-12 | 11 | 179000 | 17970 | 98485
2021-09-12 | 12 | 177000 | 19230 | 98115
2021-09-12 | 13 | 229000 | 20450 | 124725
2021-09-12 | 14 | 161000 | 15840 | 88420
2021-09-12 | 15 | 145000 | 10730 | 77865
2021-09-12 | 16 | 68000 | 7680 | 37840
2021-09-12 | 17 | 84000 | 8160 | 46080
2021-09-12 | 18 | 21000 | 3170 | 12085
2021-09-12 | 19 | 9000 | 830 | 4915
2021-09-12 | 20 | 0 | 0 | 0
2021-09-12 | 21 | 0 | 0 | 0
2021-09-12 | 22 | 0 | 0 | 0
2021-09-12 | 23 | 0 | 0 | 0
2021-09-12 | 24 | 0 | 0 | 0
2021-09-13 | 1 | 0 | 0 | 0
2021-09-13 | 2 | 0 | 0 | 0
2021-09-13 | 3 | 0 | 0 | 0
2021-09-13 | 4 | 0 | 0 | 0
2021-09-13 | 5 | 0 | 0 | 0
2021-09-13 | 6 | 0 | 0 | 0
2021-09-13 | 7 | 0 | 20 | 10
2021-09-13 | 8 | 7000 | 490 | 3745
2021-09-13 | 9 | 49000 | 5440 | 27220
2021-09-13 | 10 | 159000 | 13790 | 86395
2021-09-13 | 11 | 199000 | 18890 | 108945
2021-09-13 | 12 | 217000 | 19950 | 118475
2021-09-13 | 13 | 202000 | 19450 | 110725
2021-09-13 | 14 | 211000 | 19810 | 115405
2021-09-13 | 15 | 199000 | 18450 | 108725
2021-09-13 | 16 | 159000 | 16720 | 87860
2021-09-13 | 17 | 89000 | 12230 | 50615
2021-09-13 | 18 | 47000 | 5640 | 26320
2021-09-13 | 19 | 5000 | 510 | 2755
2021-09-13 | 20 | 0 | 0 | 0
2021-09-13 | 21 | 0 | 0 | 0
2021-09-13 | 22 | 0 | 0 | 0
2021-09-13 | 23 | 0 | 0 | 0
2021-09-13 | 24 | 0 | 0 | 0
2021-09-14 | 1 | 0 | 0 | 0
2021-09-14 | 2 | 0 | 0 | 0
2021-09-14 | 3 | 0 | 0 | 0
2021-09-14 | 4 | 0 | 0 | 0
2021-09-14 | 5 | 0 | 0 | 0
2021-09-14 | 6 | 0 | 10 | 5
2021-09-14 | 7 | 3000 | 90 | 1545
2021-09-14 | 8 | 39000 | 1270 | 20135
2021-09-14 | 9 | 54000 | 6300 | 30150
2021-09-14 | 10 | 151000 | 14180 | 82590
2021-09-14 | 11 | 182000 | 17170 | 99585
2021-09-14 | 12 | 230000 | 18450 | 124225
2021-09-14 | 13 | 243000 | 17770 | 130385
2021-09-14 | 14 | 233000 | 18420 | 125710
2021-09-14 | 15 | 206000 | 17750 | 111875
2021-09-14 | 16 | 165000 | 17120 | 91060
2021-09-14 | 17 | 100000 | 11740 | 55870
2021-09-14 | 18 | 35000 | 1710 | 18355
2021-09-14 | 19 | 3000 | 140 | 1570
2021-09-14 | 20 | 0 | 0 | 0
2021-09-14 | 21 | 0 | 0 | 0
2021-09-14 | 22 | 0 | 0 | 0
2021-09-14 | 23 | 0 | 0 | 0
2021-09-14 | 24 | 0 | 0 | 0
2021-09-15 | 1 | 0 | 0 | 0
2021-09-15 | 2 | 0 | 0 | 0
2021-09-15 | 3 | 0 | 0 | 0
2021-09-15 | 4 | 0 | 0 | 0
2021-09-15 | 5 | 0 | 0 | 0
2021-09-15 | 6 | 0 | 10 | 5
2021-09-15 | 7 | 1000 | 0 | 500
2021-09-15 | 8 | 12000 | 1490 | 6745
2021-09-15 | 9 | 32000 | 4010 | 18005
2021-09-15 | 10 | 64000 | 7940 | 35970
2021-09-15 | 11 | 83000 | 8500 | 45750
2021-09-15 | 12 | 106000 | 10490 | 58245
2021-09-15 | 13 | 155000 | 16720 | 85860
2021-09-15 | 14 | 165000 | 15910 | 90455
2021-09-15 | 15 | 128000 | 11220 | 69610
2021-09-15 | 16 | 138000 | 13680 | 75840
2021-09-15 | 17 | 82000 | 8910 | 45455
2021-09-15 | 18 | 20000 | 1030 | 10515
2021-09-15 | 19 | 0 | 0 | 0
2021-09-15 | 20 | 0 | 10 | 5
2021-09-15 | 21 | 0 | 0 | 0
2021-09-15 | 22 | 0 | 0 | 0
2021-09-15 | 23 | 0 | 0 | 0
2021-09-15 | 24 | 0 | 0 | 0
2021-09-16 | 1 | 0 | 0 | 0
2021-09-16 | 2 | 0 | 0 | 0
2021-09-16 | 3 | 0 | 0 | 0
2021-09-16 | 4 | 0 | 0 | 0
2021-09-16 | 5 | 0 | 0 | 0
2021-09-16 | 6 | 0 | 0 | 0
2021-09-16 | 7 | 0 | 0 | 0
2021-09-16 | 8 | 9000 | 790 | 4895
2021-09-16 | 9 | 46000 | 4680 | 25340
2021-09-16 | 10 | 56000 | 6200 | 31100
2021-09-16 | 11 | 43000 | 2780 | 22890
2021-09-16 | 12 | 82000 | 11860 | 46930
2021-09-16 | 13 | 68000 | 6480 | 37240
2021-09-16 | 14 | 54000 | 4230 | 29115
2021-09-16 | 15 | 93000 | 11730 | 52365
2021-09-16 | 16 | 82000 | 16220 | 49110
2021-09-16 | 17 | 43000 | 13030 | 28015
2021-09-16 | 18 | 25000 | 1600 | 13300
2021-09-16 | 19 | 3000 | 80 | 1540
2021-09-16 | 20 | 0 | 0 | 0
2021-09-16 | 21 | 0 | 0 | 0
2021-09-16 | 22 | 0 | 0 | 0
2021-09-16 | 23 | 0 | 0 | 0
2021-09-16 | 24 | 0 | 0 | 0
2021-09-17 | 1 | 0 | 0 | 0
2021-09-17 | 2 | 0 | 0 | 0
2021-09-17 | 3 | 0 | 0 | 0
2021-09-17 | 4 | 0 | 0 | 0
2021-09-17 | 5 | 0 | 0 | 0
2021-09-17 | 6 | 0 | 0 | 0
2021-09-17 | 7 | 0 | 10 | 5
2021-09-17 | 8 | 13000 | 710 | 6855
2021-09-17 | 9 | 38000 | 2310 | 20155
2021-09-17 | 10 | 61000 | 4040 | 32520
2021-09-17 | 11 | 106000 | 8870 | 57435
2021-09-17 | 12 | 103000 | 7950 | 55475
2021-09-17 | 13 | 69000 | 6990 | 37995
2021-09-17 | 14 | 48000 | 4100 | 26050
2021-09-17 | 15 | 36000 | 3380 | 19690
2021-09-17 | 16 | 52000 | 3260 | 27630
2021-09-17 | 17 | 24000 | 2130 | 13065
2021-09-17 | 18 | 9000 | 800 | 4900
2021-09-17 | 19 | 1000 | 0 | 500
2021-09-17 | 20 | 0 | 0 | 0
2021-09-17 | 21 | 0 | 0 | 0
2021-09-17 | 22 | 0 | 0 | 0
2021-09-17 | 23 | 0 | 0 | 0
2021-09-17 | 24 | 0 | 0 | 0
2021-09-18 | 1 | 0 | 0 | 0
2021-09-18 | 2 | 0 | 0 | 0
2021-09-18 | 3 | 0 | 0 | 0
2021-09-18 | 4 | 0 | 0 | 0
2021-09-18 | 5 | 0 | 0 | 0
2021-09-18 | 6 | 0 | 0 | 0
2021-09-18 | 7 | 0 | 10 | 5
2021-09-18 | 8 | 10000 | 760 | 5380
2021-09-18 | 9 | 27000 | 3030 | 15015
2021-09-18 | 10 | 48000 | 6350 | 27175
2021-09-18 | 11 | 62000 | 11550 | 36775
2021-09-18 | 12 | 170000 | 17940 | 93970
2021-09-18 | 13 | 231000 | 17220 | 124110
2021-09-18 | 14 | 186000 | 16790 | 101395
2021-09-18 | 15 | 206000 | 16580 | 111290
2021-09-18 | 16 | 150000 | 13360 | 81680
2021-09-18 | 17 | 102000 | 11820 | 56910
2021-09-18 | 18 | 28000 | 4720 | 16360
2021-09-18 | 19 | 2000 | 100 | 1050
2021-09-18 | 20 | 0 | 0 | 0
2021-09-18 | 21 | 0 | 0 | 0
2021-09-18 | 22 | 0 | 0 | 0
2021-09-18 | 23 | 0 | 0 | 0
2021-09-18 | 24 | 0 | 0 | 0
2021-09-19 | 1 | 0 | 0 | 0
2021-09-19 | 2 | 0 | 0 | 0
2021-09-19 | 3 | 0 | 0 | 0
2021-09-19 | 4 | 0 | 0 | 0
2021-09-19 | 5 | 0 | 0 | 0
2021-09-19 | 6 | 0 | 10 | 5
2021-09-19 | 7 | 2000 | 20 | 1010
2021-09-19 | 8 | 37000 | 1290 | 19145
2021-09-19 | 9 | 107000 | 6490 | 56745
2021-09-19 | 10 | 170000 | 15680 | 92840
2021-09-19 | 11 | 216000 | 19400 | 117700
2021-09-19 | 12 | 244000 | 18660 | 131330
2021-09-19 | 13 | 255000 | 17750 | 136375
2021-09-19 | 14 | 246000 | 17290 | 131645
2021-09-19 | 15 | 217000 | 16770 | 116885
2021-09-19 | 16 | 172000 | 15880 | 93940
2021-09-19 | 17 | 109000 | 13940 | 61470
2021-09-19 | 18 | 35000 | 5820 | 20410
2021-09-19 | 19 | 3000 | 140 | 1570
2021-09-19 | 20 | 0 | 0 | 0
2021-09-19 | 21 | 0 | 0 | 0
2021-09-19 | 22 | 0 | 0 | 0
2021-09-19 | 23 | 0 | 0 | 0
2021-09-19 | 24 | 0 | 0 | 0
2021-09-20 | 1 | 0 | 0 | 0
2021-09-20 | 2 | 0 | 0 | 0
2021-09-20 | 3 | 0 | 0 | 0
2021-09-20 | 4 | 0 | 0 | 0
2021-09-20 | 5 | 0 | 0 | 0
2021-09-20 | 6 | 0 | 10 | 5
2021-09-20 | 7 | 2000 | 50 | 1025
2021-09-20 | 8 | 37000 | 1140 | 19070
2021-09-20 | 9 | 106000 | 6720 | 56360
2021-09-20 | 10 | 166000 | 15670 | 90835
2021-09-20 | 11 | 208000 | 19730 | 113865
2021-09-20 | 12 | 234000 | 20680 | 127340
2021-09-20 | 13 | 246000 | 20660 | 133330
2021-09-20 | 14 | 189000 | 20940 | 104970
2021-09-20 | 15 | 195000 | 20210 | 107605
2021-09-20 | 16 | 173000 | 18030 | 95515
2021-09-20 | 17 | 108000 | 12420 | 60210
2021-09-20 | 18 | 33000 | 4810 | 18905
2021-09-20 | 19 | 3000 | 170 | 1585
2021-09-20 | 20 | 0 | 0 | 0
2021-09-20 | 21 | 0 | 0 | 0
2021-09-20 | 22 | 0 | 0 | 0
2021-09-20 | 23 | 0 | 0 | 0
2021-09-20 | 24 | 0 | 0 | 0
2021-09-21 | 1 | 0 | 0 | 0
2021-09-21 | 2 | 0 | 0 | 0
2021-09-21 | 3 | 0 | 0 | 0
2021-09-21 | 4 | 0 | 0 | 0
2021-09-21 | 5 | 0 | 0 | 0
2021-09-21 | 6 | 0 | 0 | 0
2021-09-21 | 7 | 2000 | 80 | 1040
2021-09-21 | 8 | 36000 | 2200 | 19100
2021-09-21 | 9 | 105000 | 7730 | 56365
2021-09-21 | 10 | 165000 | 15530 | 90265
2021-09-21 | 11 | 181000 | 18010 | 99505
2021-09-21 | 12 | 200000 | 15480 | 107740
2021-09-21 | 13 | 165000 | 17800 | 91400
2021-09-21 | 14 | 159000 | 17870 | 88435
2021-09-21 | 15 | 160000 | 14370 | 87185
2021-09-21 | 16 | 158000 | 15790 | 86895
2021-09-21 | 17 | 79000 | 5200 | 42100
2021-09-21 | 18 | 29000 | 2010 | 15505
2021-09-21 | 19 | 2000 | 140 | 1070
2021-09-21 | 20 | 0 | 0 | 0
2021-09-21 | 21 | 0 | 0 | 0
2021-09-21 | 22 | 0 | 0 | 0
2021-09-21 | 23 | 0 | 0 | 0
2021-09-21 | 24 | 0 | 0 | 0
2021-09-22 | 1 | 0 | 0 | 0
2021-09-22 | 2 | 0 | 0 | 0
2021-09-22 | 3 | 0 | 0 | 0
2021-09-22 | 4 | 0 | 0 | 0
2021-09-22 | 5 | 0 | 0 | 0
2021-09-22 | 6 | 0 | 0 | 0
2021-09-22 | 7 | 0 | 0 | 0
2021-09-22 | 8 | 16000 | 1320 | 8660
2021-09-22 | 9 | 42000 | 4840 | 23420
2021-09-22 | 10 | 89000 | 8260 | 48630
2021-09-22 | 11 | 68000 | 6080 | 37040
2021-09-22 | 12 | 100000 | 10870 | 55435
2021-09-22 | 13 | 192000 | 11510 | 101755
2021-09-22 | 14 | 115000 | 6840 | 60920
2021-09-22 | 15 | 102000 | 4010 | 53005
2021-09-22 | 16 | 52000 | 2360 | 27180
2021-09-22 | 17 | 24000 | 2010 | 13005
2021-09-22 | 18 | 26000 | 380 | 13190
2021-09-22 | 19 | 3000 | 40 | 1520
2021-09-22 | 20 | 0 | 0 | 0
2021-09-22 | 21 | 0 | 0 | 0
2021-09-22 | 22 | 0 | 0 | 0
2021-09-22 | 23 | 0 | 0 | 0
2021-09-22 | 24 | 0 | 0 | 0
2021-09-23 | 1 | 0 | 0 | 0
2021-09-23 | 2 | 0 | 0 | 0
2021-09-23 | 3 | 0 | 0 | 0
2021-09-23 | 4 | 0 | 0 | 0
2021-09-23 | 5 | 0 | 0 | 0
2021-09-23 | 6 | 0 | 0 | 0
2021-09-23 | 7 | 1000 | 20 | 510
2021-09-23 | 8 | 14000 | 1110 | 7555
2021-09-23 | 9 | 52000 | 3240 | 27620
2021-09-23 | 10 | 97000 | 4990 | 50995
2021-09-23 | 11 | 144000 | 9020 | 76510
2021-09-23 | 12 | 181000 | 11860 | 96430
2021-09-23 | 13 | 223000 | 9890 | 116445
2021-09-23 | 14 | 150000 | 12790 | 81395
2021-09-23 | 15 | 99000 | 15940 | 57470
2021-09-23 | 16 | 160000 | 15230 | 87615
2021-09-23 | 17 | 79000 | 8260 | 43630
2021-09-23 | 18 | 26000 | 3220 | 14610
2021-09-23 | 19 | 2000 | 50 | 1025
2021-09-23 | 20 | 0 | 0 | 0
2021-09-23 | 21 | 0 | 0 | 0
2021-09-23 | 22 | 0 | 0 | 0
2021-09-23 | 23 | 0 | 0 | 0
2021-09-23 | 24 | 0 | 0 | 0
2021-09-24 | 1 | 0 | 0 | 0
2021-09-24 | 2 | 0 | 0 | 0
2021-09-24 | 3 | 0 | 0 | 0
2021-09-24 | 4 | 0 | 0 | 0
2021-09-24 | 5 | 0 | 0 | 0
2021-09-24 | 6 | 0 | 0 | 0
2021-09-24 | 7 | 0 | 10 | 5
2021-09-24 | 8 | 17000 | 720 | 8860
2021-09-24 | 9 | 21000 | 1770 | 11385
2021-09-24 | 10 | 51000 | 2480 | 26740
2021-09-24 | 11 | 135000 | 3780 | 69390
2021-09-24 | 12 | 60000 | 2510 | 31255
2021-09-24 | 13 | 46000 | 3650 | 24825
2021-09-24 | 14 | 94000 | 5380 | 49690
2021-09-24 | 15 | 80000 | 7590 | 43795
2021-09-24 | 16 | 39000 | 4420 | 21710
2021-09-24 | 17 | 28000 | 3290 | 15645
2021-09-24 | 18 | 9000 | 2380 | 5690
2021-09-24 | 19 | 1000 | 60 | 530
2021-09-24 | 20 | 0 | 10 | 5
2021-09-24 | 21 | 0 | 0 | 0
2021-09-24 | 22 | 0 | 0 | 0
2021-09-24 | 23 | 0 | 0 | 0
2021-09-24 | 24 | 0 | 0 | 0
2021-09-25 | 1 | 0 | 0 | 0
2021-09-25 | 2 | 0 | 0 | 0
2021-09-25 | 3 | 0 | 0 | 0
2021-09-25 | 4 | 0 | 0 | 0
2021-09-25 | 5 | 0 | 0 | 0
2021-09-25 | 6 | 0 | 0 | 0
2021-09-25 | 7 | 1000 | 10 | 505
2021-09-25 | 8 | 30000 | 900 | 15450
2021-09-25 | 9 | 82000 | 6980 | 44490
2021-09-25 | 10 | 86000 | 10360 | 48180
2021-09-25 | 11 | 148000 | 19660 | 83830
2021-09-25 | 12 | 214000 | 17650 | 115825
2021-09-25 | 13 | 195000 | 17560 | 106280
2021-09-25 | 14 | 228000 | 17050 | 122525
2021-09-25 | 15 | 207000 | 17430 | 112215
2021-09-25 | 16 | 165000 | 15540 | 90270
2021-09-25 | 17 | 77000 | 12610 | 44805
2021-09-25 | 18 | 21000 | 3640 | 12320
2021-09-25 | 19 | 1000 | 40 | 520
2021-09-25 | 20 | 0 | 10 | 5
2021-09-25 | 21 | 0 | 0 | 0
2021-09-25 | 22 | 0 | 0 | 0
2021-09-25 | 23 | 0 | 0 | 0
2021-09-25 | 24 | 0 | 0 | 0
2021-09-26 | 1 | 0 | 0 | 0
2021-09-26 | 2 | 0 | 0 | 0
2021-09-26 | 3 | 0 | 0 | 0
2021-09-26 | 4 | 0 | 0 | 0
2021-09-26 | 5 | 0 | 0 | 0
2021-09-26 | 6 | 0 | 0 | 0
2021-09-26 | 7 | 0 | 10 | 5
2021-09-26 | 8 | 4000 | 660 | 2330
2021-09-26 | 9 | 33000 | 4970 | 18985
2021-09-26 | 10 | 136000 | 16100 | 76050
2021-09-26 | 11 | 199000 | 20230 | 109615
2021-09-26 | 12 | 217000 | 19640 | 118320
2021-09-26 | 13 | 179000 | 20350 | 99675
2021-09-26 | 14 | 221000 | 16190 | 118595
2021-09-26 | 15 | 181000 | 18310 | 99655
2021-09-26 | 16 | 154000 | 18130 | 86065
2021-09-26 | 17 | 101000 | 14640 | 57820
2021-09-26 | 18 | 26000 | 4070 | 15035
2021-09-26 | 19 | 1000 | 60 | 530
2021-09-26 | 20 | 0 | 0 | 0
2021-09-26 | 21 | 0 | 0 | 0
2021-09-26 | 22 | 0 | 0 | 0
2021-09-26 | 23 | 0 | 0 | 0
2021-09-26 | 24 | 0 | 0 | 0
2021-09-27 | 1 | 0 | 0 | 0
2021-09-27 | 2 | 0 | 0 | 0
2021-09-27 | 3 | 0 | 0 | 0
2021-09-27 | 4 | 0 | 0 | 0
2021-09-27 | 5 | 0 | 0 | 0
2021-09-27 | 6 | 0 | 0 | 0
2021-09-27 | 7 | 2000 | 80 | 1040
2021-09-27 | 8 | 16000 | 1410 | 8705
2021-09-27 | 9 | 97000 | 7270 | 52135
2021-09-27 | 10 | 160000 | 13700 | 86850
2021-09-27 | 11 | 146000 | 14830 | 80415
2021-09-27 | 12 | 155000 | 17900 | 86450
2021-09-27 | 13 | 113000 | 7700 | 60350
2021-09-27 | 14 | 120000 | 6070 | 63035
2021-09-27 | 15 | 91000 | 7200 | 49100
2021-09-27 | 16 | 65000 | 5310 | 35155
2021-09-27 | 17 | 58000 | 3690 | 30845
2021-09-27 | 18 | 8000 | 2000 | 5000
2021-09-27 | 19 | 1000 | 100 | 550
2021-09-27 | 20 | 0 | 0 | 0
2021-09-27 | 21 | 0 | 0 | 0
2021-09-27 | 22 | 0 | 0 | 0
2021-09-27 | 23 | 0 | 0 | 0
2021-09-27 | 24 | 0 | 0 | 0
2021-09-28 | 1 | 0 | 0 | 0
2021-09-28 | 2 | 0 | 0 | 0
2021-09-28 | 3 | 0 | 0 | 0
2021-09-28 | 4 | 0 | 0 | 0
2021-09-28 | 5 | 0 | 0 | 0
2021-09-28 | 6 | 0 | 0 | 0
2021-09-28 | 7 | 0 | 0 | 0
2021-09-28 | 8 | 5000 | 460 | 2730
2021-09-28 | 9 | 9000 | 790 | 4895
2021-09-28 | 10 | 6000 | 630 | 3315
2021-09-28 | 11 | 41000 | 3190 | 22095
2021-09-28 | 12 | 19000 | 2750 | 10875
2021-09-28 | 13 | 49000 | 7610 | 28305
2021-09-28 | 14 | 71000 | 7000 | 39000
2021-09-28 | 15 | 34000 | 2150 | 18075
2021-09-28 | 16 | 38000 | 1380 | 19690
2021-09-28 | 17 | 15000 | 1360 | 8180
2021-09-28 | 18 | 11000 | 680 | 5840
2021-09-28 | 19 | 1000 | 10 | 505
2021-09-28 | 20 | 0 | 0 | 0
2021-09-28 | 21 | 0 | 0 | 0
2021-09-28 | 22 | 0 | 0 | 0
2021-09-28 | 23 | 0 | 0 | 0
2021-09-28 | 24 | 0 | 0 | 0
2021-09-29 | 1 | 0 | 0 | 0
2021-09-29 | 2 | 0 | 0 | 0
2021-09-29 | 3 | 0 | 0 | 0
2021-09-29 | 4 | 0 | 0 | 0
2021-09-29 | 5 | 0 | 0 | 0
2021-09-29 | 6 | 0 | 0 | 0
2021-09-29 | 7 | 0 | 10 | 5
2021-09-29 | 8 | 29000 | 930 | 14965
2021-09-29 | 9 | 107000 | 7580 | 57290
2021-09-29 | 10 | 166000 | 17070 | 91535
2021-09-29 | 11 | 214000 | 21970 | 117985
2021-09-29 | 12 | 231000 | 21390 | 126195
2021-09-29 | 13 | 184000 | 23020 | 103510
2021-09-29 | 14 | 197000 | 19500 | 108250
2021-09-29 | 15 | 206000 | 17290 | 111645
2021-09-29 | 16 | 108000 | 3730 | 55865
2021-09-29 | 17 | 22000 | 2610 | 12305
2021-09-29 | 18 | 18000 | 2460 | 10230
2021-09-29 | 19 | 0 | 90 | 45
2021-09-29 | 20 | 0 | 0 | 0
2021-09-29 | 21 | 0 | 0 | 0
2021-09-29 | 22 | 0 | 0 | 0
2021-09-29 | 23 | 0 | 0 | 0
2021-09-29 | 24 | 0 | 0 | 0
2021-09-30 | 1 | 0 | 0 | 0
2021-09-30 | 2 | 0 | 0 | 0
2021-09-30 | 3 | 0 | 0 | 0
2021-09-30 | 4 | 0 | 0 | 0
2021-09-30 | 5 | 0 | 0 | 0
2021-09-30 | 6 | 0 | 10 | 5
2021-09-30 | 7 | 0 | 0 | 0
2021-09-30 | 8 | 11000 | 760 | 5880
2021-09-30 | 9 | 53000 | 4940 | 28970
2021-09-30 | 10 | 83000 | 14450 | 48725
2021-09-30 | 11 | 87000 | 16440 | 51720
2021-09-30 | 12 | 94000 | 7680 | 50840
2021-09-30 | 13 | 71000 | 6280 | 38640
2021-09-30 | 14 | 75000 | 11310 | 43155
2021-09-30 | 15 | 94000 | 14970 | 54485
2021-09-30 | 16 | 51000 | 14080 | 32540
2021-09-30 | 17 | 68000 | 10390 | 39195
2021-09-30 | 18 | 14000 | 3630 | 8815
2021-09-30 | 19 | 1000 | 70 | 535
2021-09-30 | 20 | 0 | 0 | 0
2021-09-30 | 21 | 0 | 0 | 0
2021-09-30 | 22 | 0 | 0 | 0
2021-09-30 | 23 | 0 | 0 | 0
2021-09-30 | 24 | 0 | 0 | 0
2021-10-01 | 1 | 0 | 0 | 0
2021-10-01 | 2 | 0 | 0 | 0
2021-10-01 | 3 | 0 | 0 | 0
2021-10-01 | 4 | 0 | 0 | 0
2021-10-01 | 5 | 0 | 0 | 0
2021-10-01 | 6 | 0 | 0 | 0
2021-10-01 | 7 | 1000 | 10 | 505
2021-10-01 | 8 | 30000 | 780 | 15390
2021-10-01 | 9 | 100000 | 7750 | 53875
2021-10-01 | 10 | 163000 | 17630 | 90315
2021-10-01 | 11 | 209000 | 23110 | 116055
2021-10-01 | 12 | 224000 | 21410 | 122705
2021-10-01 | 13 | 217000 | 18050 | 117525
2021-10-01 | 14 | 170000 | 12380 | 91190
2021-10-01 | 15 | 80000 | 14580 | 47290
2021-10-01 | 16 | 86000 | 13640 | 49820
2021-10-01 | 17 | 55000 | 10250 | 32625
2021-10-01 | 18 | 21000 | 1470 | 11235
2021-10-01 | 19 | 0 | 50 | 25
2021-10-01 | 20 | 0 | 0 | 0
2021-10-01 | 21 | 0 | 0 | 0
2021-10-01 | 22 | 0 | 0 | 0
2021-10-01 | 23 | 0 | 0 | 0
2021-10-01 | 24 | 0 | 0 | 0
2021-10-02 | 1 | 0 | 0 | 0
2021-10-02 | 2 | 0 | 0 | 0
2021-10-02 | 3 | 0 | 0 | 0
2021-10-02 | 4 | 0 | 0 | 0
2021-10-02 | 5 | 0 | 0 | 0
2021-10-02 | 6 | 0 | 0 | 0
2021-10-02 | 7 | 1000 | 0 | 500
2021-10-02 | 8 | 19000 | 1310 | 10155
2021-10-02 | 9 | 23000 | 3010 | 13005
2021-10-02 | 10 | 47000 | 9110 | 28055
2021-10-02 | 11 | 73000 | 10270 | 41635
2021-10-02 | 12 | 83000 | 12430 | 47715
2021-10-02 | 13 | 83000 | 16080 | 49540
2021-10-02 | 14 | 40000 | 5850 | 22925
2021-10-02 | 15 | 68000 | 8650 | 38325
2021-10-02 | 16 | 53000 | 9380 | 31190
2021-10-02 | 17 | 45000 | 5960 | 25480
2021-10-02 | 18 | 7000 | 1890 | 4445
2021-10-02 | 19 | 0 | 0 | 0
2021-10-02 | 20 | 0 | 0 | 0
2021-10-02 | 21 | 0 | 0 | 0
2021-10-02 | 22 | 0 | 0 | 0
2021-10-02 | 23 | 0 | 0 | 0
2021-10-02 | 24 | 0 | 0 | 0
2021-10-03 | 1 | 0 | 0 | 0
2021-10-03 | 2 | 0 | 0 | 0
2021-10-03 | 3 | 0 | 0 | 0
2021-10-03 | 4 | 0 | 0 | 0
2021-10-03 | 5 | 0 | 0 | 0
2021-10-03 | 6 | 0 | 0 | 0
2021-10-03 | 7 | 0 | 0 | 0
2021-10-03 | 8 | 14000 | 1380 | 7690
2021-10-03 | 9 | 33000 | 3260 | 18130
2021-10-03 | 10 | 36000 | 5190 | 20595
2021-10-03 | 11 | 47000 | 6150 | 26575
2021-10-03 | 12 | 64000 | 5960 | 34980
2021-10-03 | 13 | 36000 | 5310 | 20655
2021-10-03 | 14 | 53000 | 5860 | 29430
2021-10-03 | 15 | 26000 | 3220 | 14610
2021-10-03 | 16 | 26000 | 1410 | 13705
2021-10-03 | 17 | 14000 | 670 | 7335
2021-10-03 | 18 | 3000 | 140 | 1570
2021-10-03 | 19 | 0 | 0 | 0
2021-10-03 | 20 | 0 | 0 | 0
2021-10-03 | 21 | 0 | 0 | 0
2021-10-03 | 22 | 0 | 0 | 0
2021-10-03 | 23 | 0 | 0 | 0
2021-10-03 | 24 | 0 | 0 | 0
2021-10-04 | 1 | 0 | 0 | 0
2021-10-04 | 2 | 0 | 0 | 0
2021-10-04 | 3 | 0 | 0 | 0
2021-10-04 | 4 | 0 | 0 | 0
2021-10-04 | 5 | 0 | 0 | 0
2021-10-04 | 6 | 0 | 10 | 5
2021-10-04 | 7 | 0 | 0 | 0
2021-10-04 | 8 | 4000 | 150 | 2075
2021-10-04 | 9 | 21000 | 1640 | 11320
2021-10-04 | 10 | 31000 | 1520 | 16260
2021-10-04 | 11 | 32000 | 2310 | 17155
2021-10-04 | 12 | 45000 | 3150 | 24075
2021-10-04 | 13 | 83000 | 5210 | 44105
2021-10-04 | 14 | 79000 | 3330 | 41165
2021-10-04 | 15 | 45000 | 5400 | 25200
2021-10-04 | 16 | 41000 | 2400 | 21700
2021-10-04 | 17 | 21000 | 1280 | 11140
2021-10-04 | 18 | 3000 | 160 | 1580
2021-10-04 | 19 | 0 | 10 | 5
2021-10-04 | 20 | 0 | 0 | 0
2021-10-04 | 21 | 0 | 0 | 0
2021-10-04 | 22 | 0 | 0 | 0
2021-10-04 | 23 | 0 | 0 | 0
2021-10-04 | 24 | 0 | 0 | 0
2021-10-05 | 1 | 0 | 0 | 0
2021-10-05 | 2 | 0 | 0 | 0
2021-10-05 | 3 | 0 | 0 | 0
2021-10-05 | 4 | 0 | 0 | 0
2021-10-05 | 5 | 0 | 0 | 0
2021-10-05 | 6 | 0 | 0 | 0
2021-10-05 | 7 | 0 | 0 | 0
2021-10-05 | 8 | 4000 | 710 | 2355
2021-10-05 | 9 | 36000 | 2960 | 19480
2021-10-05 | 10 | 121000 | 7540 | 64270
2021-10-05 | 11 | 162000 | 9300 | 85650
2021-10-05 | 12 | 157000 | 12710 | 84855
2021-10-05 | 13 | 147000 | 14610 | 80805
2021-10-05 | 14 | 189000 | 17040 | 103020
2021-10-05 | 15 | 168000 | 9400 | 88700
2021-10-05 | 16 | 159000 | 18920 | 88960
2021-10-05 | 17 | 79000 | 5680 | 42340
2021-10-05 | 18 | 14000 | 1180 | 7590
2021-10-05 | 19 | 0 | 40 | 20
2021-10-05 | 20 | 0 | 0 | 0
2021-10-05 | 21 | 0 | 0 | 0
2021-10-05 | 22 | 0 | 0 | 0
2021-10-05 | 23 | 0 | 0 | 0
2021-10-05 | 24 | 0 | 0 | 0
2021-10-06 | 1 | 0 | 0 | 0
2021-10-06 | 2 | 0 | 0 | 0
2021-10-06 | 3 | 0 | 0 | 0
2021-10-06 | 4 | 0 | 0 | 0
2021-10-06 | 5 | 0 | 0 | 0
2021-10-06 | 6 | 0 | 10 | 5
2021-10-06 | 7 | 0 | 0 | 0
2021-10-06 | 8 | 28000 | 670 | 14335
2021-10-06 | 9 | 75000 | 3070 | 39035
2021-10-06 | 10 | 133000 | 5990 | 69495
2021-10-06 | 11 | 87000 | 10130 | 48565
2021-10-06 | 12 | 144000 | 13380 | 78690
2021-10-06 | 13 | 140000 | 16340 | 78170
2021-10-06 | 14 | 213000 | 20910 | 116955
2021-10-06 | 15 | 195000 | 19040 | 107020
2021-10-06 | 16 | 154000 | 11050 | 82525
2021-10-06 | 17 | 65000 | 5890 | 35445
2021-10-06 | 18 | 15000 | 730 | 7865
2021-10-06 | 19 | 0 | 0 | 0
2021-10-06 | 20 | 0 | 0 | 0
2021-10-06 | 21 | 0 | 0 | 0
2021-10-06 | 22 | 0 | 0 | 0
2021-10-06 | 23 | 0 | 0 | 0
2021-10-06 | 24 | 0 | 0 | 0
2021-10-07 | 1 | 0 | 0 | 0
2021-10-07 | 2 | 0 | 0 | 0
2021-10-07 | 3 | 0 | 0 | 0
2021-10-07 | 4 | 0 | 0 | 0
2021-10-07 | 5 | 0 | 0 | 0
2021-10-07 | 6 | 0 | 10 | 5
2021-10-07 | 7 | 0 | 0 | 0
2021-10-07 | 8 | 25000 | 610 | 12805
2021-10-07 | 9 | 92000 | 7860 | 49930
2021-10-07 | 10 | 154000 | 16030 | 85015
2021-10-07 | 11 | 197000 | 18730 | 107865
2021-10-07 | 12 | 221000 | 20120 | 120560
2021-10-07 | 13 | 229000 | 18280 | 123640
2021-10-07 | 14 | 223000 | 17450 | 120225
2021-10-07 | 15 | 196000 | 14730 | 105365
2021-10-07 | 16 | 149000 | 12890 | 80945
2021-10-07 | 17 | 77000 | 11500 | 44250
2021-10-07 | 18 | 15000 | 1630 | 8315
2021-10-07 | 19 | 0 | 10 | 5
2021-10-07 | 20 | 0 | 0 | 0
2021-10-07 | 21 | 0 | 0 | 0
2021-10-07 | 22 | 0 | 0 | 0
2021-10-07 | 23 | 0 | 0 | 0
2021-10-07 | 24 | 0 | 0 | 0
2021-10-08 | 1 | 0 | 0 | 0
2021-10-08 | 2 | 0 | 0 | 0
2021-10-08 | 3 | 0 | 0 | 0
2021-10-08 | 4 | 0 | 0 | 0
2021-10-08 | 5 | 0 | 0 | 0
2021-10-08 | 6 | 0 | 0 | 0
2021-10-08 | 7 | 0 | 10 | 5
2021-10-08 | 8 | 24000 | 600 | 12300
2021-10-08 | 9 | 90000 | 7870 | 48935
2021-10-08 | 10 | 152000 | 16280 | 84140
2021-10-08 | 11 | 194000 | 19540 | 106770
2021-10-08 | 12 | 223000 | 18310 | 120655
2021-10-08 | 13 | 231000 | 18550 | 124775
2021-10-08 | 14 | 223000 | 17130 | 120065
2021-10-08 | 15 | 197000 | 15980 | 106490
2021-10-08 | 16 | 146000 | 17400 | 81700
2021-10-08 | 17 | 73000 | 11830 | 42415
2021-10-08 | 18 | 6000 | 1520 | 3760
2021-10-08 | 19 | 0 | 0 | 0
2021-10-08 | 20 | 0 | 0 | 0
2021-10-08 | 21 | 0 | 0 | 0
2021-10-08 | 22 | 0 | 0 | 0
2021-10-08 | 23 | 0 | 0 | 0
2021-10-08 | 24 | 0 | 0 | 0
2021-10-09 | 1 | 0 | 0 | 0
2021-10-09 | 2 | 0 | 0 | 0
2021-10-09 | 3 | 0 | 0 | 0
2021-10-09 | 4 | 0 | 0 | 0
2021-10-09 | 5 | 0 | 0 | 0
2021-10-09 | 6 | 0 | 0 | 0
2021-10-09 | 7 | 0 | 10 | 5
2021-10-09 | 8 | 7000 | 960 | 3980
2021-10-09 | 9 | 16000 | 3340 | 9670
2021-10-09 | 10 | 31000 | 4640 | 17820
2021-10-09 | 11 | 74000 | 11670 | 42835
2021-10-09 | 12 | 42000 | 8770 | 25385
2021-10-09 | 13 | 43000 | 6480 | 24740
2021-10-09 | 14 | 33000 | 4300 | 18650
2021-10-09 | 15 | 29000 | 3720 | 16360
2021-10-09 | 16 | 29000 | 3580 | 16290
2021-10-09 | 17 | 24000 | 3010 | 13505
2021-10-09 | 18 | 10000 | 1330 | 5665
2021-10-09 | 19 | 0 | 0 | 0
2021-10-09 | 20 | 0 | 0 | 0
2021-10-09 | 21 | 0 | 0 | 0
2021-10-09 | 22 | 0 | 0 | 0
2021-10-09 | 23 | 0 | 0 | 0
2021-10-09 | 24 | 0 | 0 | 0
2021-10-10 | 1 | 0 | 0 | 0
2021-10-10 | 2 | 0 | 0 | 0
2021-10-10 | 3 | 0 | 0 | 0
2021-10-10 | 4 | 0 | 0 | 0
2021-10-10 | 5 | 0 | 0 | 0
2021-10-10 | 6 | 0 | 10 | 5
2021-10-10 | 7 | 0 | 0 | 0
2021-10-10 | 8 | 7000 | 520 | 3760
2021-10-10 | 9 | 31000 | 3640 | 17320
2021-10-10 | 10 | 71000 | 12250 | 41625
2021-10-10 | 11 | 134000 | 13780 | 73890
2021-10-10 | 12 | 110000 | 11060 | 60530
2021-10-10 | 13 | 88000 | 8360 | 48180
2021-10-10 | 14 | 85000 | 5920 | 45460
2021-10-10 | 15 | 60000 | 3670 | 31835
2021-10-10 | 16 | 54000 | 4430 | 29215
2021-10-10 | 17 | 34000 | 3060 | 18530
2021-10-10 | 18 | 9000 | 590 | 4795
2021-10-10 | 19 | 0 | 0 | 0
2021-10-10 | 20 | 0 | 0 | 0
2021-10-10 | 21 | 0 | 0 | 0
2021-10-10 | 22 | 0 | 0 | 0
2021-10-10 | 23 | 0 | 0 | 0
2021-10-10 | 24 | 0 | 0 | 0
2021-10-11 | 1 | 0 | 0 | 0
2021-10-11 | 2 | 0 | 0 | 0
2021-10-11 | 3 | 0 | 0 | 0
2021-10-11 | 4 | 0 | 0 | 0
2021-10-11 | 5 | 0 | 0 | 0
2021-10-11 | 6 | 0 | 0 | 0
2021-10-11 | 7 | 0 | 10 | 5
2021-10-11 | 8 | 20000 | 640 | 10320
2021-10-11 | 9 | 84000 | 7340 | 45670
2021-10-11 | 10 | 146000 | 15510 | 80755
2021-10-11 | 11 | 192000 | 14800 | 103400
2021-10-11 | 12 | 140000 | 13020 | 76510
2021-10-11 | 13 | 80000 | 7320 | 43660
2021-10-11 | 14 | 92000 | 7020 | 49510
2021-10-11 | 15 | 116000 | 4510 | 60255
2021-10-11 | 16 | 86000 | 14160 | 50080
2021-10-11 | 17 | 71000 | 8460 | 39730
2021-10-11 | 18 | 11000 | 1430 | 6215
2021-10-11 | 19 | 0 | 0 | 0
2021-10-11 | 20 | 0 | 0 | 0
2021-10-11 | 21 | 0 | 0 | 0
2021-10-11 | 22 | 0 | 0 | 0
2021-10-11 | 23 | 0 | 0 | 0
2021-10-11 | 24 | 0 | 0 | 0
2021-10-12 | 1 | 0 | 0 | 0
2021-10-12 | 2 | 0 | 0 | 0
2021-10-12 | 3 | 0 | 0 | 0
2021-10-12 | 4 | 0 | 0 | 0
2021-10-12 | 5 | 0 | 0 | 0
2021-10-12 | 6 | 0 | 10 | 5
2021-10-12 | 7 | 0 | 0 | 0
2021-10-12 | 8 | 22000 | 830 | 11415
2021-10-12 | 9 | 75000 | 7250 | 41125
2021-10-12 | 10 | 139000 | 15160 | 77080
2021-10-12 | 11 | 172000 | 18230 | 95115
2021-10-12 | 12 | 204000 | 18550 | 111275
2021-10-12 | 13 | 169000 | 18150 | 93575
2021-10-12 | 14 | 193000 | 18550 | 105775
2021-10-12 | 15 | 159000 | 17080 | 88040
2021-10-12 | 16 | 135000 | 15580 | 75290
2021-10-12 | 17 | 65000 | 8830 | 36915
2021-10-12 | 18 | 10000 | 750 | 5375
2021-10-12 | 19 | 0 | 10 | 5
2021-10-12 | 20 | 0 | 0 | 0
2021-10-12 | 21 | 0 | 0 | 0
2021-10-12 | 22 | 0 | 0 | 0
2021-10-12 | 23 | 0 | 0 | 0
2021-10-12 | 24 | 0 | 0 | 0
2021-10-13 | 1 | 0 | 0 | 0
2021-10-13 | 2 | 0 | 0 | 0
2021-10-13 | 3 | 0 | 0 | 0
2021-10-13 | 4 | 0 | 0 | 0
2021-10-13 | 5 | 0 | 0 | 0
2021-10-13 | 6 | 0 | 0 | 0
2021-10-13 | 7 | 0 | 10 | 5
2021-10-13 | 8 | 18000 | 510 | 9255
2021-10-13 | 9 | 83000 | 7130 | 45065
2021-10-13 | 10 | 144000 | 15960 | 79980
2021-10-13 | 11 | 187000 | 19380 | 103190
2021-10-13 | 12 | 213000 | 19450 | 116225
2021-10-13 | 13 | 221000 | 19490 | 120245
2021-10-13 | 14 | 211000 | 19320 | 115160
2021-10-13 | 15 | 184000 | 18100 | 101050
2021-10-13 | 16 | 137000 | 15780 | 76390
2021-10-13 | 17 | 63000 | 9230 | 36115
2021-10-13 | 18 | 10000 | 850 | 5425
2021-10-13 | 19 | 0 | 0 | 0
2021-10-13 | 20 | 0 | 0 | 0
2021-10-13 | 21 | 0 | 0 | 0
2021-10-13 | 22 | 0 | 0 | 0
2021-10-13 | 23 | 0 | 0 | 0
2021-10-13 | 24 | 0 | 0 | 0
2021-10-14 | 1 | 0 | 0 | 0
2021-10-14 | 2 | 0 | 0 | 0
2021-10-14 | 3 | 0 | 0 | 0
2021-10-14 | 4 | 0 | 0 | 0
2021-10-14 | 5 | 0 | 0 | 0
2021-10-14 | 6 | 0 | 10 | 5
2021-10-14 | 7 | 0 | 0 | 0
2021-10-14 | 8 | 18000 | 470 | 9235
2021-10-14 | 9 | 81000 | 6740 | 43870
2021-10-14 | 10 | 141000 | 15150 | 78075
2021-10-14 | 11 | 183000 | 17610 | 100305
2021-10-14 | 12 | 197000 | 17150 | 107075
2021-10-14 | 13 | 192000 | 11030 | 101515
2021-10-14 | 14 | 128000 | 11860 | 69930
2021-10-14 | 15 | 99000 | 6400 | 52700
2021-10-14 | 16 | 66000 | 5480 | 35740
2021-10-14 | 17 | 21000 | 4200 | 12600
2021-10-14 | 18 | 5000 | 170 | 2585
2021-10-14 | 19 | 0 | 0 | 0
2021-10-14 | 20 | 0 | 0 | 0
2021-10-14 | 21 | 0 | 0 | 0
2021-10-14 | 22 | 0 | 0 | 0
2021-10-14 | 23 | 0 | 0 | 0
2021-10-14 | 24 | 0 | 0 | 0
2021-10-15 | 1 | 0 | 0 | 0
2021-10-15 | 2 | 0 | 0 | 0
2021-10-15 | 3 | 0 | 0 | 0
2021-10-15 | 4 | 0 | 0 | 0
2021-10-15 | 5 | 0 | 0 | 0
2021-10-15 | 6 | 0 | 0 | 0
2021-10-15 | 7 | 0 | 0 | 0
2021-10-15 | 8 | 3000 | 670 | 1835
2021-10-15 | 9 | 14000 | 1720 | 7860
2021-10-15 | 10 | 34000 | 3240 | 18620
2021-10-15 | 11 | 23000 | 2900 | 12950
2021-10-15 | 12 | 31000 | 4390 | 17695
2021-10-15 | 13 | 47000 | 5380 | 26190
2021-10-15 | 14 | 47000 | 5680 | 26340
2021-10-15 | 15 | 35000 | 10940 | 22970
2021-10-15 | 16 | 26000 | 4790 | 15395
2021-10-15 | 17 | 17000 | 1870 | 9435
2021-10-15 | 18 | 4000 | 200 | 2100
2021-10-15 | 19 | 0 | 0 | 0
2021-10-15 | 20 | 0 | 0 | 0
2021-10-15 | 21 | 0 | 0 | 0
2021-10-15 | 22 | 0 | 0 | 0
2021-10-15 | 23 | 0 | 0 | 0
2021-10-15 | 24 | 0 | 0 | 0
2021-10-16 | 1 | 0 | 0 | 0
2021-10-16 | 2 | 0 | 0 | 0
2021-10-16 | 3 | 0 | 0 | 0
2021-10-16 | 4 | 0 | 0 | 0
2021-10-16 | 5 | 0 | 0 | 0
2021-10-16 | 6 | 0 | 0 | 0
2021-10-16 | 7 | 0 | 0 | 0
2021-10-16 | 8 | 5000 | 360 | 2680
2021-10-16 | 9 | 16000 | 1890 | 8945
2021-10-16 | 10 | 67000 | 8740 | 37870
2021-10-16 | 11 | 149000 | 11480 | 80240
2021-10-16 | 12 | 150000 | 17500 | 83750
2021-10-16 | 13 | 121000 | 13350 | 67175
2021-10-16 | 14 | 78000 | 12350 | 45175
2021-10-16 | 15 | 130000 | 13290 | 71645
2021-10-16 | 16 | 85000 | 9120 | 47060
2021-10-16 | 17 | 37000 | 4380 | 20690
2021-10-16 | 18 | 7000 | 500 | 3750
2021-10-16 | 19 | 0 | 0 | 0
2021-10-16 | 20 | 0 | 0 | 0
2021-10-16 | 21 | 0 | 0 | 0
2021-10-16 | 22 | 0 | 0 | 0
2021-10-16 | 23 | 0 | 0 | 0
2021-10-16 | 24 | 0 | 0 | 0
2021-10-17 | 1 | 0 | 0 | 0
2021-10-17 | 2 | 0 | 0 | 0
2021-10-17 | 3 | 0 | 0 | 0
2021-10-17 | 4 | 0 | 0 | 0
2021-10-17 | 5 | 0 | 0 | 0
2021-10-17 | 6 | 0 | 0 | 0
2021-10-17 | 7 | 0 | 0 | 0
2021-10-17 | 8 | 13000 | 500 | 6750
2021-10-17 | 9 | 86000 | 6700 | 46350
2021-10-17 | 10 | 148000 | 17710 | 82855
2021-10-17 | 11 | 190000 | 23670 | 106835
2021-10-17 | 12 | 229000 | 24890 | 126945
2021-10-17 | 13 | 239000 | 25090 | 132045
2021-10-17 | 14 | 154000 | 14960 | 84480
2021-10-17 | 15 | 110000 | 18190 | 64095
2021-10-17 | 16 | 56000 | 13150 | 34575
2021-10-17 | 17 | 41000 | 7400 | 24200
2021-10-17 | 18 | 7000 | 730 | 3865
2021-10-17 | 19 | 0 | 0 | 0
2021-10-17 | 20 | 0 | 0 | 0
2021-10-17 | 21 | 0 | 0 | 0
2021-10-17 | 22 | 0 | 0 | 0
2021-10-17 | 23 | 0 | 0 | 0
2021-10-17 | 24 | 0 | 0 | 0
2021-10-18 | 1 | 0 | 0 | 0
2021-10-18 | 2 | 0 | 0 | 0
2021-10-18 | 3 | 0 | 0 | 0
2021-10-18 | 4 | 0 | 0 | 0
2021-10-18 | 5 | 0 | 0 | 0
2021-10-18 | 6 | 0 | 0 | 0
2021-10-18 | 7 | 0 | 0 | 0
2021-10-18 | 8 | 15000 | 390 | 7695
2021-10-18 | 9 | 76000 | 6680 | 41340
2021-10-18 | 10 | 155000 | 16330 | 85665
2021-10-18 | 11 | 206000 | 16460 | 111230
2021-10-18 | 12 | 199000 | 18810 | 108905
2021-10-18 | 13 | 223000 | 14760 | 118880
2021-10-18 | 14 | 114000 | 19320 | 66660
2021-10-18 | 15 | 186000 | 21150 | 103575
2021-10-18 | 16 | 140000 | 11270 | 75635
2021-10-18 | 17 | 61000 | 3660 | 32330
2021-10-18 | 18 | 5000 | 510 | 2755
2021-10-18 | 19 | 0 | 0 | 0
2021-10-18 | 20 | 0 | 0 | 0
2021-10-18 | 21 | 0 | 0 | 0
2021-10-18 | 22 | 0 | 0 | 0
2021-10-18 | 23 | 0 | 0 | 0
2021-10-18 | 24 | 0 | 0 | 0
2021-10-19 | 1 | 0 | 0 | 0
2021-10-19 | 2 | 0 | 0 | 0
2021-10-19 | 3 | 0 | 0 | 0
2021-10-19 | 4 | 0 | 0 | 0
2021-10-19 | 5 | 0 | 0 | 0
2021-10-19 | 6 | 0 | 0 | 0
2021-10-19 | 7 | 0 | 0 | 0
2021-10-19 | 8 | 16000 | 570 | 8285
2021-10-19 | 9 | 75000 | 5830 | 40415
2021-10-19 | 10 | 74000 | 13910 | 43955
2021-10-19 | 11 | 153000 | 19130 | 86065
2021-10-19 | 12 | 108000 | 14360 | 61180
2021-10-19 | 13 | 157000 | 20220 | 88610
2021-10-19 | 14 | 234000 | 25610 | 129805
2021-10-19 | 15 | 64000 | 24540 | 44270
2021-10-19 | 16 | 33000 | 11900 | 22450
2021-10-19 | 17 | 19000 | 7440 | 13220
2021-10-19 | 18 | 6000 | 1100 | 3550
2021-10-19 | 19 | 0 | 10 | 5
2021-10-19 | 20 | 0 | 0 | 0
2021-10-19 | 21 | 0 | 0 | 0
2021-10-19 | 22 | 0 | 0 | 0
2021-10-19 | 23 | 0 | 0 | 0
2021-10-19 | 24 | 0 | 0 | 0
2021-10-20 | 1 | 0 | 0 | 0
2021-10-20 | 2 | 0 | 0 | 0
2021-10-20 | 3 | 0 | 0 | 0
2021-10-20 | 4 | 0 | 0 | 0
2021-10-20 | 5 | 0 | 0 | 0
2021-10-20 | 6 | 0 | 0 | 0
2021-10-20 | 7 | 0 | 10 | 5
2021-10-20 | 8 | 16000 | 340 | 8170
2021-10-20 | 9 | 30000 | 6050 | 18025
2021-10-20 | 10 | 157000 | 16760 | 86880
2021-10-20 | 11 | 202000 | 21520 | 111760
2021-10-20 | 12 | 228000 | 23160 | 125580
2021-10-20 | 13 | 229000 | 22860 | 125930
2021-10-20 | 14 | 184000 | 22560 | 103280
2021-10-20 | 15 | 186000 | 20660 | 103330
2021-10-20 | 16 | 116000 | 15610 | 65805
2021-10-20 | 17 | 25000 | 3220 | 14110
2021-10-20 | 18 | 5000 | 630 | 2815
2021-10-20 | 19 | 0 | 10 | 5
2021-10-20 | 20 | 0 | 0 | 0
2021-10-20 | 21 | 0 | 0 | 0
2021-10-20 | 22 | 0 | 0 | 0
2021-10-20 | 23 | 0 | 0 | 0
2021-10-20 | 24 | 0 | 0 | 0
2021-10-21 | 1 | 0 | 0 | 0
2021-10-21 | 2 | 0 | 0 | 0
2021-10-21 | 3 | 0 | 0 | 0
2021-10-21 | 4 | 0 | 0 | 0
2021-10-21 | 5 | 0 | 0 | 0
2021-10-21 | 6 | 0 | 10 | 5
2021-10-21 | 7 | 0 | 0 | 0
2021-10-21 | 8 | 14000 | 570 | 7285
2021-10-21 | 9 | 42000 | 1470 | 21735
2021-10-21 | 10 | 53000 | 5380 | 29190
2021-10-21 | 11 | 116000 | 16130 | 66065
2021-10-21 | 12 | 216000 | 20740 | 118370
2021-10-21 | 13 | 198000 | 16760 | 107380
2021-10-21 | 14 | 132000 | 17770 | 74885
2021-10-21 | 15 | 94000 | 15740 | 54870
2021-10-21 | 16 | 113000 | 9590 | 61295
2021-10-21 | 17 | 26000 | 2070 | 14035
2021-10-21 | 18 | 5000 | 530 | 2765
2021-10-21 | 19 | 0 | 0 | 0
2021-10-21 | 20 | 0 | 0 | 0
2021-10-21 | 21 | 0 | 0 | 0
2021-10-21 | 22 | 0 | 0 | 0
2021-10-21 | 23 | 0 | 0 | 0
2021-10-21 | 24 | 0 | 0 | 0
2021-10-22 | 1 | 0 | 0 | 0
2021-10-22 | 2 | 0 | 0 | 0
2021-10-22 | 3 | 0 | 0 | 0
2021-10-22 | 4 | 0 | 0 | 0
2021-10-22 | 5 | 0 | 0 | 0
2021-10-22 | 6 | 0 | 10 | 5
2021-10-22 | 7 | 0 | 0 | 0
2021-10-22 | 8 | 6000 | 320 | 3160
2021-10-22 | 9 | 37000 | 2770 | 19885
2021-10-22 | 10 | 45000 | 8500 | 26750
2021-10-22 | 11 | 191000 | 21620 | 106310
2021-10-22 | 12 | 215000 | 22480 | 118740
2021-10-22 | 13 | 131000 | 19550 | 75275
2021-10-22 | 14 | 76000 | 12950 | 44475
2021-10-22 | 15 | 99000 | 13140 | 56070
2021-10-22 | 16 | 64000 | 4470 | 34235
2021-10-22 | 17 | 25000 | 1810 | 13405
2021-10-22 | 18 | 5000 | 430 | 2715
2021-10-22 | 19 | 0 | 0 | 0
2021-10-22 | 20 | 0 | 0 | 0
2021-10-22 | 21 | 0 | 0 | 0
2021-10-22 | 22 | 0 | 0 | 0
2021-10-22 | 23 | 0 | 0 | 0
2021-10-22 | 24 | 0 | 0 | 0
2021-10-23 | 1 | 0 | 0 | 0
2021-10-23 | 2 | 0 | 0 | 0
2021-10-23 | 3 | 0 | 0 | 0
2021-10-23 | 4 | 0 | 0 | 0
2021-10-23 | 5 | 0 | 0 | 0
2021-10-23 | 6 | 0 | 0 | 0
2021-10-23 | 7 | 0 | 0 | 0
2021-10-23 | 8 | 2000 | 130 | 1065
2021-10-23 | 9 | 21000 | 2510 | 11755
2021-10-23 | 10 | 39000 | 9530 | 24265
2021-10-23 | 11 | 124000 | 18080 | 71040
2021-10-23 | 12 | 78000 | 12440 | 45220
2021-10-23 | 13 | 89000 | 22830 | 55915
2021-10-23 | 14 | 190000 | 25340 | 107670
2021-10-23 | 15 | 198000 | 23150 | 110575
2021-10-23 | 16 | 143000 | 18510 | 80755
2021-10-23 | 17 | 59000 | 7810 | 33405
2021-10-23 | 18 | 4000 | 250 | 2125
2021-10-23 | 19 | 0 | 0 | 0
2021-10-23 | 20 | 0 | 0 | 0
2021-10-23 | 21 | 0 | 0 | 0
2021-10-23 | 22 | 0 | 0 | 0
2021-10-23 | 23 | 0 | 0 | 0
2021-10-23 | 24 | 0 | 0 | 0
2021-10-24 | 1 | 0 | 0 | 0
2021-10-24 | 2 | 0 | 0 | 0
2021-10-24 | 3 | 0 | 0 | 0
2021-10-24 | 4 | 0 | 0 | 0
2021-10-24 | 5 | 0 | 0 | 0
2021-10-24 | 6 | 0 | 10 | 5
2021-10-24 | 7 | 0 | 0 | 0
2021-10-24 | 8 | 14000 | 290 | 7145
2021-10-24 | 9 | 90000 | 5850 | 47925
2021-10-24 | 10 | 161000 | 18120 | 89560
2021-10-24 | 11 | 213000 | 24830 | 118915
2021-10-24 | 12 | 241000 | 27400 | 134200
2021-10-24 | 13 | 248000 | 27990 | 137995
2021-10-24 | 14 | 236000 | 26190 | 131095
2021-10-24 | 15 | 203000 | 24620 | 113810
2021-10-24 | 16 | 146000 | 19120 | 82560
2021-10-24 | 17 | 57000 | 7190 | 32095
2021-10-24 | 18 | 3000 | 260 | 1630
2021-10-24 | 19 | 0 | 0 | 0
2021-10-24 | 20 | 0 | 0 | 0
2021-10-24 | 21 | 0 | 0 | 0
2021-10-24 | 22 | 0 | 0 | 0
2021-10-24 | 23 | 0 | 0 | 0
2021-10-24 | 24 | 0 | 0 | 0
2021-10-25 | 1 | 0 | 0 | 0
2021-10-25 | 2 | 0 | 0 | 0
2021-10-25 | 3 | 0 | 0 | 0
2021-10-25 | 4 | 0 | 0 | 0
2021-10-25 | 5 | 0 | 0 | 0
2021-10-25 | 6 | 0 | 0 | 0
2021-10-25 | 7 | 0 | 10 | 5
2021-10-25 | 8 | 1000 | 0 | 500
2021-10-25 | 9 | 3000 | 120 | 1560
2021-10-25 | 10 | 4000 | 310 | 2155
2021-10-25 | 11 | 8000 | 800 | 4400
2021-10-25 | 12 | 13000 | 1090 | 7045
2021-10-25 | 13 | 16000 | 1330 | 8665
2021-10-25 | 14 | 14000 | 1670 | 7835
2021-10-25 | 15 | 15000 | 1540 | 8270
2021-10-25 | 16 | 8000 | 740 | 4370
2021-10-25 | 17 | 2000 | 410 | 1205
2021-10-25 | 18 | 1000 | 20 | 510
2021-10-25 | 19 | 0 | 0 | 0
2021-10-25 | 20 | 0 | 0 | 0
2021-10-25 | 21 | 0 | 0 | 0
2021-10-25 | 22 | 0 | 0 | 0
2021-10-25 | 23 | 0 | 0 | 0
2021-10-25 | 24 | 0 | 0 | 0
2021-10-26 | 1 | 0 | 0 | 0
2021-10-26 | 2 | 0 | 0 | 0
2021-10-26 | 3 | 0 | 0 | 0
2021-10-26 | 4 | 0 | 0 | 0
2021-10-26 | 5 | 0 | 0 | 0
2021-10-26 | 6 | 0 | 10 | 5
2021-10-26 | 7 | 0 | 0 | 0
2021-10-26 | 8 | 0 | 10 | 5
2021-10-26 | 9 | 7000 | 720 | 3860
2021-10-26 | 10 | 13000 | 1540 | 7270
2021-10-26 | 11 | 16000 | 2510 | 9255
2021-10-26 | 12 | 12000 | 1900 | 6950
2021-10-26 | 13 | 22000 | 1300 | 11650
2021-10-26 | 14 | 17000 | 930 | 8965
2021-10-26 | 15 | 11000 | 1140 | 6070
2021-10-26 | 16 | 7000 | 1310 | 4155
2021-10-26 | 17 | 5000 | 410 | 2705
2021-10-26 | 18 | 1000 | 20 | 510
2021-10-26 | 19 | 0 | 0 | 0
2021-10-26 | 20 | 0 | 0 | 0
2021-10-26 | 21 | 0 | 0 | 0
2021-10-26 | 22 | 0 | 0 | 0
2021-10-26 | 23 | 0 | 0 | 0
2021-10-26 | 24 | 0 | 0 | 0
2021-10-27 | 1 | 0 | 0 | 0
2021-10-27 | 2 | 0 | 0 | 0
2021-10-27 | 3 | 0 | 0 | 0
2021-10-27 | 4 | 0 | 0 | 0
2021-10-27 | 5 | 0 | 0 | 0
2021-10-27 | 6 | 0 | 10 | 5
2021-10-27 | 7 | 0 | 0 | 0
2021-10-27 | 8 | 0 | 70 | 35
2021-10-27 | 9 | 8000 | 1220 | 4610
2021-10-27 | 10 | 14000 | 1770 | 7885
2021-10-27 | 11 | 43000 | 4170 | 23585
2021-10-27 | 12 | 47000 | 3010 | 25005
2021-10-27 | 13 | 37000 | 3230 | 20115
2021-10-27 | 14 | 65000 | 3650 | 34325
2021-10-27 | 15 | 47000 | 2230 | 24615
2021-10-27 | 16 | 26000 | 1320 | 13660
2021-10-27 | 17 | 16000 | 800 | 8400
2021-10-27 | 18 | 2000 | 80 | 1040
2021-10-27 | 19 | 0 | 0 | 0
2021-10-27 | 20 | 0 | 0 | 0
2021-10-27 | 21 | 0 | 0 | 0
2021-10-27 | 22 | 0 | 0 | 0
2021-10-27 | 23 | 0 | 0 | 0
2021-10-27 | 24 | 0 | 0 | 0
2021-10-28 | 1 | 0 | 0 | 0
2021-10-28 | 2 | 0 | 0 | 0
2021-10-28 | 3 | 0 | 0 | 0
2021-10-28 | 4 | 0 | 0 | 0
2021-10-28 | 5 | 0 | 0 | 0
2021-10-28 | 6 | 0 | 10 | 5
2021-10-28 | 7 | 0 | 0 | 0
2021-10-28 | 8 | 9000 | 490 | 4745
2021-10-28 | 9 | 36000 | 2720 | 19360
2021-10-28 | 10 | 44000 | 5340 | 24670
2021-10-28 | 11 | 45000 | 5520 | 25260
2021-10-28 | 12 | 74000 | 7690 | 40845
2021-10-28 | 13 | 71000 | 7100 | 39050
2021-10-28 | 14 | 93000 | 11380 | 52190
2021-10-28 | 15 | 160000 | 22120 | 91060
2021-10-28 | 16 | 139000 | 17230 | 78115
2021-10-28 | 17 | 50000 | 5610 | 27805
2021-10-28 | 18 | 3000 | 240 | 1620
2021-10-28 | 19 | 0 | 0 | 0
2021-10-28 | 20 | 0 | 0 | 0
2021-10-28 | 21 | 0 | 0 | 0
2021-10-28 | 22 | 0 | 0 | 0
2021-10-28 | 23 | 0 | 0 | 0
2021-10-28 | 24 | 0 | 0 | 0
2021-10-29 | 1 | 0 | 0 | 0
2021-10-29 | 2 | 0 | 0 | 0
2021-10-29 | 3 | 0 | 0 | 0
2021-10-29 | 4 | 0 | 0 | 0
2021-10-29 | 5 | 0 | 0 | 0
2021-10-29 | 6 | 0 | 0 | 0
2021-10-29 | 7 | 0 | 0 | 0
2021-10-29 | 8 | 9000 | 240 | 4620
2021-10-29 | 9 | 44000 | 5020 | 24510
2021-10-29 | 10 | 39000 | 5300 | 22150
2021-10-29 | 11 | 83000 | 5150 | 44075
2021-10-29 | 12 | 153000 | 21900 | 87450
2021-10-29 | 13 | 237000 | 24160 | 130580
2021-10-29 | 14 | 226000 | 25340 | 125670
2021-10-29 | 15 | 196000 | 22190 | 109095
2021-10-29 | 16 | 138000 | 17020 | 77510
2021-10-29 | 17 | 48000 | 5330 | 26665
2021-10-29 | 18 | 2000 | 300 | 1150
2021-10-29 | 19 | 0 | 0 | 0
2021-10-29 | 20 | 0 | 0 | 0
2021-10-29 | 21 | 0 | 0 | 0
2021-10-29 | 22 | 0 | 0 | 0
2021-10-29 | 23 | 0 | 0 | 0
2021-10-29 | 24 | 0 | 0 | 0
2021-10-30 | 1 | 0 | 0 | 0
2021-10-30 | 2 | 0 | 0 | 0
2021-10-30 | 3 | 0 | 0 | 0
2021-10-30 | 4 | 0 | 0 | 0
2021-10-30 | 5 | 0 | 0 | 0
2021-10-30 | 6 | 0 | 0 | 0
2021-10-30 | 7 | 0 | 10 | 5
2021-10-30 | 8 | 0 | 10 | 5
2021-10-30 | 9 | 8000 | 560 | 4280
2021-10-30 | 10 | 10000 | 1060 | 5530
2021-10-30 | 11 | 22000 | 1580 | 11790
2021-10-30 | 12 | 28000 | 1950 | 14975
2021-10-30 | 13 | 30000 | 1870 | 15935
2021-10-30 | 14 | 23000 | 1970 | 12485
2021-10-30 | 15 | 9000 | 1080 | 5040
2021-10-30 | 16 | 6000 | 500 | 3250
2021-10-30 | 17 | 2000 | 70 | 1035
2021-10-30 | 18 | 0 | 0 | 0
2021-10-30 | 19 | 0 | 0 | 0
2021-10-30 | 20 | 0 | 0 | 0
2021-10-30 | 21 | 0 | 0 | 0
2021-10-30 | 22 | 0 | 0 | 0
2021-10-30 | 23 | 0 | 0 | 0
2021-10-30 | 24 | 0 | 0 | 0
2021-10-31 | 1 | 0 | 0 | 0
2021-10-31 | 2 | 0 | 0 | 0
2021-10-31 | 3 | 0 | 0 | 0
2021-10-31 | 4 | 0 | 0 | 0
2021-10-31 | 5 | 0 | 0 | 0
2021-10-31 | 6 | 0 | 10 | 5
2021-10-31 | 7 | 0 | 0 | 0
2021-10-31 | 8 | 1000 | 30 | 515
2021-10-31 | 9 | 30000 | 5400 | 17700
2021-10-31 | 10 | 124000 | 15390 | 69695
2021-10-31 | 11 | 156000 | 16920 | 86460
2021-10-31 | 12 | 109000 | 21740 | 65370
2021-10-31 | 13 | 127000 | 19850 | 73425
2021-10-31 | 14 | 138000 | 11070 | 74535
2021-10-31 | 15 | 117000 | 12660 | 64830
2021-10-31 | 16 | 67000 | 6950 | 36975
2021-10-31 | 17 | 28000 | 1150 | 14575
2021-10-31 | 18 | 1000 | 60 | 530
2021-10-31 | 19 | 0 | 0 | 0
2021-10-31 | 20 | 0 | 0 | 0
2021-10-31 | 21 | 0 | 0 | 0
2021-10-31 | 22 | 0 | 0 | 0
2021-10-31 | 23 | 0 | 0 | 0
2021-10-31 | 24 | 0 | 0 | 0
2021-11-01 | 1 | 0 | 0 | 0
2021-11-01 | 2 | 0 | 0 | 0
2021-11-01 | 3 | 0 | 0 | 0
2021-11-01 | 4 | 0 | 0 | 0
2021-11-01 | 5 | 0 | 0 | 0
2021-11-01 | 6 | 0 | 0 | 0
2021-11-01 | 7 | 0 | 0 | 0
2021-11-01 | 8 | 7000 | 140 | 3570
2021-11-01 | 9 | 71000 | 4060 | 37530
2021-11-01 | 10 | 148000 | 16920 | 82460
2021-11-01 | 11 | 200000 | 23390 | 111695
2021-11-01 | 12 | 232000 | 26180 | 129090
2021-11-01 | 13 | 241000 | 26980 | 133990
2021-11-01 | 14 | 227000 | 25070 | 126035
2021-11-01 | 15 | 195000 | 24210 | 109605
2021-11-01 | 16 | 135000 | 16610 | 75805
2021-11-01 | 17 | 44000 | 3130 | 23565
2021-11-01 | 18 | 2000 | 0 | 1000
2021-11-01 | 19 | 0 | 0 | 0
2021-11-01 | 20 | 0 | 0 | 0
2021-11-01 | 21 | 0 | 0 | 0
2021-11-01 | 22 | 0 | 0 | 0
2021-11-01 | 23 | 0 | 0 | 0
2021-11-01 | 24 | 0 | 0 | 0
2021-11-02 | 1 | 0 | 0 | 0
2021-11-02 | 2 | 0 | 0 | 0
2021-11-02 | 3 | 0 | 0 | 0
2021-11-02 | 4 | 0 | 0 | 0
2021-11-02 | 5 | 0 | 0 | 0
2021-11-02 | 6 | 0 | 10 | 5
2021-11-02 | 7 | 0 | 0 | 0
2021-11-02 | 8 | 4000 | 120 | 2060
2021-11-02 | 9 | 46000 | 3900 | 24950
2021-11-02 | 10 | 125000 | 14450 | 69725
2021-11-02 | 11 | 198000 | 19960 | 108980
2021-11-02 | 12 | 179000 | 17920 | 98460
2021-11-02 | 13 | 139000 | 18120 | 78560
2021-11-02 | 14 | 145000 | 11250 | 78125
2021-11-02 | 15 | 104000 | 6630 | 55315
2021-11-02 | 16 | 23000 | 3120 | 13060
2021-11-02 | 17 | 13000 | 1170 | 7085
2021-11-02 | 18 | 1000 | 0 | 500
2021-11-02 | 19 | 0 | 0 | 0
2021-11-02 | 20 | 0 | 0 | 0
2021-11-02 | 21 | 0 | 0 | 0
2021-11-02 | 22 | 0 | 0 | 0
2021-11-02 | 23 | 0 | 0 | 0
2021-11-02 | 24 | 0 | 0 | 0
2021-11-03 | 1 | 0 | 0 | 0
2021-11-03 | 2 | 0 | 0 | 0
2021-11-03 | 3 | 0 | 0 | 0
2021-11-03 | 4 | 0 | 0 | 0
2021-11-03 | 5 | 0 | 0 | 0
2021-11-03 | 6 | 0 | 10 | 5
2021-11-03 | 7 | 0 | 0 | 0
2021-11-03 | 8 | 8000 | 190 | 4095
2021-11-03 | 9 | 66000 | 4000 | 35000
2021-11-03 | 10 | 140000 | 17230 | 78615
2021-11-03 | 11 | 197000 | 23810 | 110405
2021-11-03 | 12 | 221000 | 25880 | 123440
2021-11-03 | 13 | 185000 | 22300 | 103650
2021-11-03 | 14 | 122000 | 15660 | 68830
2021-11-03 | 15 | 103000 | 12150 | 57575
2021-11-03 | 16 | 68000 | 6870 | 37435
2021-11-03 | 17 | 35000 | 4310 | 19655
2021-11-03 | 18 | 2000 | 0 | 1000
2021-11-03 | 19 | 0 | 0 | 0
2021-11-03 | 20 | 0 | 0 | 0
2021-11-03 | 21 | 0 | 0 | 0
2021-11-03 | 22 | 0 | 0 | 0
2021-11-03 | 23 | 0 | 0 | 0
2021-11-03 | 24 | 0 | 0 | 0
2021-11-04 | 1 | 0 | 0 | 0
2021-11-04 | 2 | 0 | 0 | 0
2021-11-04 | 3 | 0 | 0 | 0
2021-11-04 | 4 | 0 | 0 | 0
2021-11-04 | 5 | 0 | 0 | 0
2021-11-04 | 6 | 0 | 10 | 5
2021-11-04 | 7 | 0 | 0 | 0
2021-11-04 | 8 | 6000 | 140 | 3070
2021-11-04 | 9 | 66000 | 3920 | 34960
2021-11-04 | 10 | 146000 | 17220 | 81610
2021-11-04 | 11 | 196000 | 22440 | 109220
2021-11-04 | 12 | 223000 | 26390 | 124695
2021-11-04 | 13 | 233000 | 26640 | 129820
2021-11-04 | 14 | 229000 | 26220 | 127610
2021-11-04 | 15 | 131000 | 22820 | 76910
2021-11-04 | 16 | 80000 | 11680 | 45840
2021-11-04 | 17 | 37000 | 1610 | 19305
2021-11-04 | 18 | 2000 | 0 | 1000
2021-11-04 | 19 | 0 | 0 | 0
2021-11-04 | 20 | 0 | 0 | 0
2021-11-04 | 21 | 0 | 0 | 0
2021-11-04 | 22 | 0 | 0 | 0
2021-11-04 | 23 | 0 | 0 | 0
2021-11-04 | 24 | 0 | 0 | 0
2021-11-05 | 1 | 0 | 0 | 0
2021-11-05 | 2 | 0 | 0 | 0
2021-11-05 | 3 | 0 | 0 | 0
2021-11-05 | 4 | 0 | 0 | 0
2021-11-05 | 5 | 0 | 0 | 0
2021-11-05 | 6 | 0 | 0 | 0
2021-11-05 | 7 | 0 | 0 | 0
2021-11-05 | 8 | 6000 | 140 | 3070
2021-11-05 | 9 | 64000 | 3680 | 33840
2021-11-05 | 10 | 147000 | 17200 | 82100
2021-11-05 | 11 | 199000 | 23710 | 111355
2021-11-05 | 12 | 229000 | 26770 | 127885
2021-11-05 | 13 | 239000 | 27200 | 133100
2021-11-05 | 14 | 230000 | 24290 | 127145
2021-11-05 | 15 | 196000 | 24050 | 110025
2021-11-05 | 16 | 133000 | 17970 | 75485
2021-11-05 | 17 | 37000 | 3770 | 20385
2021-11-05 | 18 | 2000 | 0 | 1000
2021-11-05 | 19 | 0 | 0 | 0
2021-11-05 | 20 | 0 | 0 | 0
2021-11-05 | 21 | 0 | 0 | 0
2021-11-05 | 22 | 0 | 0 | 0
2021-11-05 | 23 | 0 | 0 | 0
2021-11-05 | 24 | 0 | 0 | 0
2021-11-06 | 1 | 0 | 0 | 0
2021-11-06 | 2 | 0 | 0 | 0
2021-11-06 | 3 | 0 | 0 | 0
2021-11-06 | 4 | 0 | 0 | 0
2021-11-06 | 5 | 0 | 0 | 0
2021-11-06 | 6 | 0 | 0 | 0
2021-11-06 | 7 | 0 | 0 | 0
2021-11-06 | 8 | 5000 | 140 | 2570
2021-11-06 | 9 | 62000 | 3570 | 32785
2021-11-06 | 10 | 146000 | 17140 | 81570
2021-11-06 | 11 | 196000 | 23660 | 109830
2021-11-06 | 12 | 221000 | 26460 | 123730
2021-11-06 | 13 | 230000 | 26510 | 128255
2021-11-06 | 14 | 217000 | 25880 | 121440
2021-11-06 | 15 | 186000 | 22340 | 104170
2021-11-06 | 16 | 128000 | 16720 | 72360
2021-11-06 | 17 | 34000 | 3420 | 18710
2021-11-06 | 18 | 1000 | 0 | 500
2021-11-06 | 19 | 0 | 0 | 0
2021-11-06 | 20 | 0 | 0 | 0
2021-11-06 | 21 | 0 | 0 | 0
2021-11-06 | 22 | 0 | 0 | 0
2021-11-06 | 23 | 0 | 0 | 0
2021-11-06 | 24 | 0 | 0 | 0
2021-11-07 | 1 | 0 | 0 | 0
2021-11-07 | 2 | 0 | 0 | 0
2021-11-07 | 02X | 0 | 0 | 0
2021-11-07 | 3 | 0 | 0 | 0
2021-11-07 | 4 | 0 | 0 | 0
2021-11-07 | 5 | 0 | 0 | 0
2021-11-07 | 6 | 0 | 0 | 0
2021-11-07 | 7 | 5000 | 140 | 2570
2021-11-07 | 8 | 60000 | 3400 | 31700
2021-11-07 | 9 | 147000 | 17040 | 82020
2021-11-07 | 10 | 196000 | 23680 | 109840
2021-11-07 | 11 | 222000 | 25700 | 123850
2021-11-07 | 12 | 229000 | 25260 | 127130
2021-11-07 | 13 | 219000 | 24480 | 121740
2021-11-07 | 14 | 187000 | 21590 | 104295
2021-11-07 | 15 | 126000 | 16130 | 71065
2021-11-07 | 16 | 33000 | 3410 | 18205
2021-11-07 | 17 | 1000 | 120 | 560
2021-11-07 | 18 | 0 | 0 | 0
2021-11-07 | 19 | 0 | 0 | 0
2021-11-07 | 20 | 0 | 0 | 0
2021-11-07 | 21 | 0 | 0 | 0
2021-11-07 | 22 | 0 | 0 | 0
2021-11-07 | 23 | 0 | 0 | 0
2021-11-07 | 24 | 0 | 0 | 0
2021-11-08 | 1 | 0 | 0 | 0
2021-11-08 | 2 | 0 | 0 | 0
2021-11-08 | 3 | 0 | 0 | 0
2021-11-08 | 4 | 0 | 0 | 0
2021-11-08 | 5 | 0 | 0 | 0
2021-11-08 | 6 | 0 | 0 | 0
2021-11-08 | 7 | 1000 | 60 | 530
2021-11-08 | 8 | 47000 | 2970 | 24985
2021-11-08 | 9 | 133000 | 15790 | 74395
2021-11-08 | 10 | 181000 | 21420 | 101210
2021-11-08 | 11 | 209000 | 22770 | 115885
2021-11-08 | 12 | 219000 | 22690 | 120845
2021-11-08 | 13 | 208000 | 22160 | 115080
2021-11-08 | 14 | 175000 | 19840 | 97420
2021-11-08 | 15 | 118000 | 14350 | 66175
2021-11-08 | 16 | 28000 | 2660 | 15330
2021-11-08 | 17 | 1000 | 80 | 540
2021-11-08 | 18 | 0 | 0 | 0
2021-11-08 | 19 | 0 | 0 | 0
2021-11-08 | 20 | 0 | 0 | 0
2021-11-08 | 21 | 0 | 0 | 0
2021-11-08 | 22 | 0 | 0 | 0
2021-11-08 | 23 | 0 | 0 | 0
2021-11-08 | 24 | 0 | 0 | 0
2021-11-09 | 1 | 0 | 0 | 0
2021-11-09 | 2 | 0 | 0 | 0
2021-11-09 | 3 | 0 | 0 | 0
2021-11-09 | 4 | 0 | 0 | 0
2021-11-09 | 5 | 0 | 0 | 0
2021-11-09 | 6 | 0 | 0 | 0
2021-11-09 | 7 | 4000 | 140 | 2070
2021-11-09 | 8 | 47000 | 2670 | 24835
2021-11-09 | 9 | 127000 | 14720 | 70860
2021-11-09 | 10 | 173000 | 20180 | 96590
2021-11-09 | 11 | 199000 | 22630 | 110815
2021-11-09 | 12 | 206000 | 22960 | 114480
2021-11-09 | 13 | 193000 | 22120 | 107560
2021-11-09 | 14 | 162000 | 18930 | 90465
2021-11-09 | 15 | 106000 | 13280 | 59640
2021-11-09 | 16 | 24000 | 2580 | 13290
2021-11-09 | 17 | 1000 | 100 | 550
2021-11-09 | 18 | 0 | 0 | 0
2021-11-09 | 19 | 0 | 0 | 0
2021-11-09 | 20 | 0 | 0 | 0
2021-11-09 | 21 | 0 | 0 | 0
2021-11-09 | 22 | 0 | 0 | 0
2021-11-09 | 23 | 0 | 0 | 0
2021-11-09 | 24 | 0 | 0 | 0
2021-11-10 | 1 | 0 | 0 | 0
2021-11-10 | 2 | 0 | 0 | 0
2021-11-10 | 3 | 0 | 0 | 0
2021-11-10 | 4 | 0 | 0 | 0
2021-11-10 | 5 | 0 | 0 | 0
2021-11-10 | 6 | 0 | 10 | 5
2021-11-10 | 7 | 0 | 0 | 0
2021-11-10 | 8 | 1000 | 50 | 525
2021-11-10 | 9 | 6000 | 860 | 3430
2021-11-10 | 10 | 54000 | 3330 | 28665
2021-11-10 | 11 | 33000 | 3270 | 18135
2021-11-10 | 12 | 51000 | 8520 | 29760
2021-11-10 | 13 | 128000 | 16210 | 72105
2021-11-10 | 14 | 109000 | 14270 | 61635
2021-11-10 | 15 | 120000 | 16090 | 68045
2021-11-10 | 16 | 23000 | 2560 | 12780
2021-11-10 | 17 | 1000 | 60 | 530
2021-11-10 | 18 | 0 | 0 | 0
2021-11-10 | 19 | 0 | 0 | 0
2021-11-10 | 20 | 0 | 0 | 0
2021-11-10 | 21 | 0 | 0 | 0
2021-11-10 | 22 | 0 | 0 | 0
2021-11-10 | 23 | 0 | 0 | 0
2021-11-10 | 24 | 0 | 0 | 0
2021-11-11 | 1 | 0 | 0 | 0
2021-11-11 | 2 | 0 | 0 | 0
2021-11-11 | 3 | 0 | 0 | 0
2021-11-11 | 4 | 0 | 0 | 0
2021-11-11 | 5 | 0 | 0 | 0
2021-11-11 | 6 | 0 | 0 | 0
2021-11-11 | 7 | 2000 | 150 | 1075
2021-11-11 | 8 | 39000 | 2380 | 20690
2021-11-11 | 9 | 123000 | 14710 | 68855
2021-11-11 | 10 | 150000 | 19330 | 84665
2021-11-11 | 11 | 206000 | 22910 | 114455
2021-11-11 | 12 | 213000 | 24130 | 118565
2021-11-11 | 13 | 208000 | 24970 | 116485
2021-11-11 | 14 | 175000 | 21120 | 98060
2021-11-11 | 15 | 80000 | 12710 | 46355
2021-11-11 | 16 | 18000 | 1860 | 9930
2021-11-11 | 17 | 1000 | 110 | 555
2021-11-11 | 18 | 0 | 0 | 0
2021-11-11 | 19 | 0 | 0 | 0
2021-11-11 | 20 | 0 | 0 | 0
2021-11-11 | 21 | 0 | 0 | 0
2021-11-11 | 22 | 0 | 0 | 0
2021-11-11 | 23 | 0 | 0 | 0
2021-11-11 | 24 | 0 | 0 | 0
2021-11-12 | 1 | 0 | 0 | 0
2021-11-12 | 2 | 0 | 0 | 0
2021-11-12 | 3 | 0 | 0 | 0
2021-11-12 | 4 | 0 | 0 | 0
2021-11-12 | 5 | 0 | 0 | 0
2021-11-12 | 6 | 0 | 0 | 0
2021-11-12 | 7 | 0 | 0 | 0
2021-11-12 | 8 | 1000 | 0 | 500
2021-11-12 | 9 | 4000 | 350 | 2175
2021-11-12 | 10 | 4000 | 420 | 2210
2021-11-12 | 11 | 4000 | 500 | 2250
2021-11-12 | 12 | 5000 | 460 | 2730
2021-11-12 | 13 | 6000 | 560 | 3280
2021-11-12 | 14 | 4000 | 260 | 2130
2021-11-12 | 15 | 1000 | 0 | 500
2021-11-12 | 16 | 0 | 0 | 0
2021-11-12 | 17 | 0 | 0 | 0
2021-11-12 | 18 | 0 | 0 | 0
2021-11-12 | 19 | 0 | 0 | 0
2021-11-12 | 20 | 0 | 0 | 0
2021-11-12 | 21 | 0 | 0 | 0
2021-11-12 | 22 | 0 | 0 | 0
2021-11-12 | 23 | 0 | 0 | 0
2021-11-12 | 24 | 0 | 0 | 0
2021-11-13 | 1 | 0 | 0 | 0
2021-11-13 | 2 | 0 | 0 | 0
2021-11-13 | 3 | 0 | 0 | 0
2021-11-13 | 4 | 0 | 0 | 0
2021-11-13 | 5 | 0 | 0 | 0
2021-11-13 | 6 | 0 | 0 | 0
2021-11-13 | 7 | 2000 | 70 | 1035
2021-11-13 | 8 | 42000 | 2280 | 22140
2021-11-13 | 9 | 132000 | 9740 | 70870
2021-11-13 | 10 | 181000 | 21860 | 101430
2021-11-13 | 11 | 208000 | 24470 | 116235
2021-11-13 | 12 | 217000 | 25560 | 121280
2021-11-13 | 13 | 209000 | 25330 | 117165
2021-11-13 | 14 | 176000 | 21540 | 98770
2021-11-13 | 15 | 97000 | 11600 | 54300
2021-11-13 | 16 | 16000 | 2260 | 9130
2021-11-13 | 17 | 0 | 0 | 0
2021-11-13 | 18 | 0 | 0 | 0
2021-11-13 | 19 | 0 | 0 | 0
2021-11-13 | 20 | 0 | 0 | 0
2021-11-13 | 21 | 0 | 0 | 0
2021-11-13 | 22 | 0 | 0 | 0
2021-11-13 | 23 | 0 | 0 | 0
2021-11-13 | 24 | 0 | 0 | 0
2021-11-14 | 1 | 0 | 0 | 0
2021-11-14 | 2 | 0 | 0 | 0
2021-11-14 | 3 | 0 | 0 | 0
2021-11-14 | 4 | 0 | 0 | 0
2021-11-14 | 5 | 0 | 0 | 0
2021-11-14 | 6 | 0 | 0 | 0
2021-11-14 | 7 | 2000 | 50 | 1025
2021-11-14 | 8 | 40000 | 1950 | 20975
2021-11-14 | 9 | 134000 | 15330 | 74665
2021-11-14 | 10 | 189000 | 22960 | 105980
2021-11-14 | 11 | 217000 | 26940 | 121970
2021-11-14 | 12 | 230000 | 27160 | 128580
2021-11-14 | 13 | 171000 | 11310 | 91155
2021-11-14 | 14 | 62000 | 4800 | 33400
2021-11-14 | 15 | 28000 | 2650 | 15325
2021-11-14 | 16 | 11000 | 1190 | 6095
2021-11-14 | 17 | 0 | 10 | 5
2021-11-14 | 18 | 0 | 0 | 0
2021-11-14 | 19 | 0 | 0 | 0
2021-11-14 | 20 | 0 | 0 | 0
2021-11-14 | 21 | 0 | 0 | 0
2021-11-14 | 22 | 0 | 0 | 0
2021-11-14 | 23 | 0 | 0 | 0
2021-11-14 | 24 | 0 | 0 | 0
2021-11-15 | 1 | 0 | 0 | 0
2021-11-15 | 2 | 0 | 0 | 0
2021-11-15 | 3 | 0 | 0 | 0
2021-11-15 | 4 | 0 | 0 | 0
2021-11-15 | 5 | 0 | 0 | 0
2021-11-15 | 6 | 0 | 10 | 5
2021-11-15 | 7 | 0 | 10 | 5
2021-11-15 | 8 | 27000 | 1840 | 14420
2021-11-15 | 9 | 127000 | 14530 | 70765
2021-11-15 | 10 | 165000 | 16290 | 90645
2021-11-15 | 11 | 129000 | 10250 | 69625
2021-11-15 | 12 | 47000 | 8150 | 27575
2021-11-15 | 13 | 83000 | 5410 | 44205
2021-11-15 | 14 | 131000 | 20150 | 75575
2021-11-15 | 15 | 53000 | 11580 | 32290
2021-11-15 | 16 | 18000 | 2270 | 10135
2021-11-15 | 17 | 0 | 70 | 35
2021-11-15 | 18 | 0 | 0 | 0
2021-11-15 | 19 | 0 | 0 | 0
2021-11-15 | 20 | 0 | 0 | 0
2021-11-15 | 21 | 0 | 0 | 0
2021-11-15 | 22 | 0 | 0 | 0
2021-11-15 | 23 | 0 | 0 | 0
2021-11-15 | 24 | 0 | 0 | 0
2021-11-16 | 1 | 0 | 0 | 0
2021-11-16 | 2 | 0 | 0 | 0
2021-11-16 | 3 | 0 | 0 | 0
2021-11-16 | 4 | 0 | 0 | 0
2021-11-16 | 5 | 0 | 0 | 0
2021-11-16 | 6 | 0 | 10 | 5
2021-11-16 | 7 | 2000 | 40 | 1020
2021-11-16 | 8 | 37000 | 1860 | 19430
2021-11-16 | 9 | 127000 | 15180 | 71090
2021-11-16 | 10 | 155000 | 20250 | 87625
2021-11-16 | 11 | 197000 | 26670 | 111835
2021-11-16 | 12 | 225000 | 29650 | 127325
2021-11-16 | 13 | 203000 | 26080 | 114540
2021-11-16 | 14 | 150000 | 12510 | 81255
2021-11-16 | 15 | 42000 | 8730 | 25365
2021-11-16 | 16 | 13000 | 2320 | 7660
2021-11-16 | 17 | 0 | 10 | 5
2021-11-16 | 18 | 0 | 0 | 0
2021-11-16 | 19 | 0 | 0 | 0
2021-11-16 | 20 | 0 | 0 | 0
2021-11-16 | 21 | 0 | 0 | 0
2021-11-16 | 22 | 0 | 0 | 0
2021-11-16 | 23 | 0 | 0 | 0
2021-11-16 | 24 | 0 | 0 | 0
2021-11-17 | 1 | 0 | 0 | 0
2021-11-17 | 2 | 0 | 0 | 0
2021-11-17 | 3 | 0 | 0 | 0
2021-11-17 | 4 | 0 | 0 | 0
2021-11-17 | 5 | 0 | 0 | 0
2021-11-17 | 6 | 0 | 0 | 0
2021-11-17 | 7 | 1000 | 50 | 525
2021-11-17 | 8 | 37000 | 1810 | 19405
2021-11-17 | 9 | 126000 | 15180 | 70590
2021-11-17 | 10 | 188000 | 20880 | 104440
2021-11-17 | 11 | 79000 | 4750 | 41875
2021-11-17 | 12 | 53000 | 12940 | 32970
2021-11-17 | 13 | 101000 | 6330 | 53665
2021-11-17 | 14 | 56000 | 6680 | 31340
2021-11-17 | 15 | 58000 | 6570 | 32285
2021-11-17 | 16 | 18000 | 1730 | 9865
2021-11-17 | 17 | 0 | 10 | 5
2021-11-17 | 18 | 0 | 0 | 0
2021-11-17 | 19 | 0 | 0 | 0
2021-11-17 | 20 | 0 | 0 | 0
2021-11-17 | 21 | 0 | 0 | 0
2021-11-17 | 22 | 0 | 0 | 0
2021-11-17 | 23 | 0 | 0 | 0
2021-11-17 | 24 | 0 | 0 | 0
2021-11-18 | 1 | 0 | 0 | 0
2021-11-18 | 2 | 0 | 0 | 0
2021-11-18 | 3 | 0 | 0 | 0
2021-11-18 | 4 | 0 | 0 | 0
2021-11-18 | 5 | 0 | 0 | 0
2021-11-18 | 6 | 0 | 0 | 0
2021-11-18 | 7 | 0 | 10 | 5
2021-11-18 | 8 | 12000 | 1860 | 6930
2021-11-18 | 9 | 96000 | 10440 | 53220
2021-11-18 | 10 | 68000 | 8530 | 38265
2021-11-18 | 11 | 118000 | 15460 | 66730
2021-11-18 | 12 | 154000 | 21310 | 87655
2021-11-18 | 13 | 187000 | 22100 | 104550
2021-11-18 | 14 | 156000 | 18200 | 87100
2021-11-18 | 15 | 83000 | 11220 | 47110
2021-11-18 | 16 | 19000 | 2000 | 10500
2021-11-18 | 17 | 0 | 30 | 15
2021-11-18 | 18 | 0 | 0 | 0
2021-11-18 | 19 | 0 | 0 | 0
2021-11-18 | 20 | 0 | 0 | 0
2021-11-18 | 21 | 0 | 0 | 0
2021-11-18 | 22 | 0 | 0 | 0
2021-11-18 | 23 | 0 | 0 | 0
2021-11-18 | 24 | 0 | 0 | 0
2021-11-19 | 1 | 0 | 0 | 0
2021-11-19 | 2 | 0 | 0 | 0
2021-11-19 | 3 | 0 | 0 | 0
2021-11-19 | 4 | 0 | 0 | 0
2021-11-19 | 5 | 0 | 0 | 0
2021-11-19 | 6 | 0 | 0 | 0
2021-11-19 | 7 | 0 | 20 | 10
2021-11-19 | 8 | 23000 | 960 | 11980
2021-11-19 | 9 | 91000 | 7110 | 49055
2021-11-19 | 10 | 180000 | 20370 | 100185
2021-11-19 | 11 | 190000 | 23630 | 106815
2021-11-19 | 12 | 116000 | 22560 | 69280
2021-11-19 | 13 | 108000 | 22680 | 65340
2021-11-19 | 14 | 83000 | 14590 | 48795
2021-11-19 | 15 | 90000 | 10760 | 50380
2021-11-19 | 16 | 7000 | 870 | 3935
2021-11-19 | 17 | 0 | 130 | 65
2021-11-19 | 18 | 0 | 0 | 0
2021-11-19 | 19 | 0 | 0 | 0
2021-11-19 | 20 | 0 | 0 | 0
2021-11-19 | 21 | 0 | 0 | 0
2021-11-19 | 22 | 0 | 0 | 0
2021-11-19 | 23 | 0 | 0 | 0
2021-11-19 | 24 | 0 | 0 | 0
2021-11-20 | 1 | 0 | 0 | 0
2021-11-20 | 2 | 0 | 0 | 0
2021-11-20 | 3 | 0 | 0 | 0
2021-11-20 | 4 | 0 | 0 | 0
2021-11-20 | 5 | 0 | 0 | 0
2021-11-20 | 6 | 0 | 0 | 0
2021-11-20 | 7 | 1000 | 30 | 515
2021-11-20 | 8 | 34000 | 1600 | 17800
2021-11-20 | 9 | 118000 | 14860 | 66430
2021-11-20 | 10 | 182000 | 23050 | 102525
2021-11-20 | 11 | 211000 | 27080 | 119040
2021-11-20 | 12 | 220000 | 28080 | 124040
2021-11-20 | 13 | 209000 | 25420 | 117210
2021-11-20 | 14 | 177000 | 22050 | 99525
2021-11-20 | 15 | 89000 | 13610 | 51305
2021-11-20 | 16 | 13000 | 1500 | 7250
2021-11-20 | 17 | 0 | 40 | 20
2021-11-20 | 18 | 0 | 0 | 0
2021-11-20 | 19 | 0 | 0 | 0
2021-11-20 | 20 | 0 | 0 | 0
2021-11-20 | 21 | 0 | 0 | 0
2021-11-20 | 22 | 0 | 0 | 0
2021-11-20 | 23 | 0 | 0 | 0
2021-11-20 | 24 | 0 | 0 | 0
2021-11-21 | 1 | 0 | 0 | 0
2021-11-21 | 2 | 0 | 0 | 0
2021-11-21 | 3 | 0 | 0 | 0
2021-11-21 | 4 | 0 | 0 | 0
2021-11-21 | 5 | 0 | 0 | 0
2021-11-21 | 6 | 0 | 0 | 0
2021-11-21 | 7 | 0 | 10 | 5
2021-11-21 | 8 | 12000 | 670 | 6335
2021-11-21 | 9 | 25000 | 1770 | 13385
2021-11-21 | 10 | 26000 | 2250 | 14125
2021-11-21 | 11 | 34000 | 3720 | 18860
2021-11-21 | 12 | 51000 | 5140 | 28070
2021-11-21 | 13 | 59000 | 9770 | 34385
2021-11-21 | 14 | 83000 | 12000 | 47500
2021-11-21 | 15 | 65000 | 7150 | 36075
2021-11-21 | 16 | 13000 | 1710 | 7355
2021-11-21 | 17 | 0 | 10 | 5
2021-11-21 | 18 | 0 | 0 | 0
2021-11-21 | 19 | 0 | 0 | 0
2021-11-21 | 20 | 0 | 0 | 0
2021-11-21 | 21 | 0 | 0 | 0
2021-11-21 | 22 | 0 | 0 | 0
2021-11-21 | 23 | 0 | 0 | 0
2021-11-21 | 24 | 0 | 0 | 0
2021-11-22 | 1 | 0 | 0 | 0
2021-11-22 | 2 | 0 | 0 | 0
2021-11-22 | 3 | 0 | 0 | 0
2021-11-22 | 4 | 0 | 0 | 0
2021-11-22 | 5 | 0 | 0 | 0
2021-11-22 | 6 | 0 | 10 | 5
2021-11-22 | 7 | 0 | 0 | 0
2021-11-22 | 8 | 1000 | 220 | 610
2021-11-22 | 9 | 8000 | 980 | 4490
2021-11-22 | 10 | 18000 | 2100 | 10050
2021-11-22 | 11 | 36000 | 2700 | 19350
2021-11-22 | 12 | 48000 | 5890 | 26945
2021-11-22 | 13 | 53000 | 5250 | 29125
2021-11-22 | 14 | 50000 | 4480 | 27240
2021-11-22 | 15 | 27000 | 2260 | 14630
2021-11-22 | 16 | 6000 | 460 | 3230
2021-11-22 | 17 | 0 | 0 | 0
2021-11-22 | 18 | 0 | 0 | 0
2021-11-22 | 19 | 0 | 0 | 0
2021-11-22 | 20 | 0 | 0 | 0
2021-11-22 | 21 | 0 | 0 | 0
2021-11-22 | 22 | 0 | 0 | 0
2021-11-22 | 23 | 0 | 0 | 0
2021-11-22 | 24 | 0 | 0 | 0
2021-11-23 | 1 | 0 | 0 | 0
2021-11-23 | 2 | 0 | 0 | 0
2021-11-23 | 3 | 0 | 0 | 0
2021-11-23 | 4 | 0 | 0 | 0
2021-11-23 | 5 | 0 | 0 | 0
2021-11-23 | 6 | 0 | 0 | 0
2021-11-23 | 7 | 0 | 0 | 0
2021-11-23 | 8 | 29000 | 1270 | 15135
2021-11-23 | 9 | 108000 | 12850 | 60425
2021-11-23 | 10 | 186000 | 19950 | 102975
2021-11-23 | 11 | 172000 | 24350 | 98175
2021-11-23 | 12 | 213000 | 30720 | 121860
2021-11-23 | 13 | 214000 | 29200 | 121600
2021-11-23 | 14 | 183000 | 23850 | 103425
2021-11-23 | 15 | 95000 | 14490 | 54745
2021-11-23 | 16 | 17000 | 1740 | 9370
2021-11-23 | 17 | 0 | 50 | 25
2021-11-23 | 18 | 0 | 0 | 0
2021-11-23 | 19 | 0 | 0 | 0
2021-11-23 | 20 | 0 | 0 | 0
2021-11-23 | 21 | 0 | 0 | 0
2021-11-23 | 22 | 0 | 0 | 0
2021-11-23 | 23 | 0 | 0 | 0
2021-11-23 | 24 | 0 | 0 | 0
2021-11-24 | 1 | 0 | 0 | 0
2021-11-24 | 2 | 0 | 0 | 0
2021-11-24 | 3 | 0 | 0 | 0
2021-11-24 | 4 | 0 | 0 | 0
2021-11-24 | 5 | 0 | 0 | 0
2021-11-24 | 6 | 0 | 0 | 0
2021-11-24 | 7 | 0 | 10 | 5
2021-11-24 | 8 | 29000 | 1100 | 15050
2021-11-24 | 9 | 107000 | 13750 | 60375
2021-11-24 | 10 | 184000 | 23680 | 103840
2021-11-24 | 11 | 217000 | 28940 | 122970
2021-11-24 | 12 | 228000 | 30490 | 129245
2021-11-24 | 13 | 215000 | 28410 | 121705
2021-11-24 | 14 | 180000 | 23430 | 101715
2021-11-24 | 15 | 92000 | 13400 | 52700
2021-11-24 | 16 | 17000 | 1500 | 9250
2021-11-24 | 17 | 0 | 30 | 15
2021-11-24 | 18 | 0 | 0 | 0
2021-11-24 | 19 | 0 | 0 | 0
2021-11-24 | 20 | 0 | 0 | 0
2021-11-24 | 21 | 0 | 0 | 0
2021-11-24 | 22 | 0 | 0 | 0
2021-11-24 | 23 | 0 | 0 | 0
2021-11-24 | 24 | 0 | 0 | 0
2021-11-25 | 1 | 0 | 0 | 0
2021-11-25 | 2 | 0 | 0 | 0
2021-11-25 | 3 | 0 | 0 | 0
2021-11-25 | 4 | 0 | 0 | 0
2021-11-25 | 5 | 0 | 0 | 0
2021-11-25 | 6 | 0 | 0 | 0
2021-11-25 | 7 | 0 | 10 | 5
2021-11-25 | 8 | 28000 | 1090 | 14545
2021-11-25 | 9 | 97000 | 12550 | 54775
2021-11-25 | 10 | 168000 | 20550 | 94275
2021-11-25 | 11 | 153000 | 18520 | 85760
2021-11-25 | 12 | 120000 | 13240 | 66620
2021-11-25 | 13 | 139000 | 11480 | 75240
2021-11-25 | 14 | 95000 | 8280 | 51640
2021-11-25 | 15 | 70000 | 7760 | 38880
2021-11-25 | 16 | 10000 | 470 | 5235
2021-11-25 | 17 | 0 | 10 | 5
2021-11-25 | 18 | 0 | 0 | 0
2021-11-25 | 19 | 0 | 0 | 0
2021-11-25 | 20 | 0 | 0 | 0
2021-11-25 | 21 | 0 | 0 | 0
2021-11-25 | 22 | 0 | 0 | 0
2021-11-25 | 23 | 0 | 0 | 0
2021-11-25 | 24 | 0 | 0 | 0
2021-11-26 | 1 | 0 | 0 | 0
2021-11-26 | 2 | 0 | 0 | 0
2021-11-26 | 3 | 0 | 0 | 0
2021-11-26 | 4 | 0 | 0 | 0
2021-11-26 | 5 | 0 | 0 | 0
2021-11-26 | 6 | 0 | 10 | 5
2021-11-26 | 7 | 0 | 0 | 0
2021-11-26 | 8 | 3000 | 30 | 1515
2021-11-26 | 9 | 10000 | 1140 | 5570
2021-11-26 | 10 | 26000 | 2350 | 14175
2021-11-26 | 11 | 27000 | 2320 | 14660
2021-11-26 | 12 | 17000 | 2990 | 9995
2021-11-26 | 13 | 35000 | 2510 | 18755
2021-11-26 | 14 | 24000 | 2600 | 13300
2021-11-26 | 15 | 37000 | 1320 | 19160
2021-11-26 | 16 | 4000 | 60 | 2030
2021-11-26 | 17 | 0 | 0 | 0
2021-11-26 | 18 | 0 | 0 | 0
2021-11-26 | 19 | 0 | 0 | 0
2021-11-26 | 20 | 0 | 0 | 0
2021-11-26 | 21 | 0 | 0 | 0
2021-11-26 | 22 | 0 | 0 | 0
2021-11-26 | 23 | 0 | 0 | 0
2021-11-26 | 24 | 0 | 0 | 0
2021-11-27 | 1 | 0 | 0 | 0
2021-11-27 | 2 | 0 | 0 | 0
2021-11-27 | 3 | 0 | 0 | 0
2021-11-27 | 4 | 0 | 0 | 0
2021-11-27 | 5 | 0 | 0 | 0
2021-11-27 | 6 | 0 | 0 | 0
2021-11-27 | 7 | 0 | 0 | 0
2021-11-27 | 8 | 3000 | 490 | 1745
2021-11-27 | 9 | 14000 | 1710 | 7855
2021-11-27 | 10 | 36000 | 3160 | 19580
2021-11-27 | 11 | 63000 | 3390 | 33195
2021-11-27 | 12 | 64000 | 4080 | 34040
2021-11-27 | 13 | 96000 | 8660 | 52330
2021-11-27 | 14 | 124000 | 18640 | 71320
2021-11-27 | 15 | 76000 | 13100 | 44550
2021-11-27 | 16 | 16000 | 1400 | 8700
2021-11-27 | 17 | 0 | 30 | 15
2021-11-27 | 18 | 0 | 0 | 0
2021-11-27 | 19 | 0 | 0 | 0
2021-11-27 | 20 | 0 | 0 | 0
2021-11-27 | 21 | 0 | 0 | 0
2021-11-27 | 22 | 0 | 0 | 0
2021-11-27 | 23 | 0 | 0 | 0
2021-11-27 | 24 | 0 | 0 | 0
2021-11-28 | 1 | 0 | 0 | 0
2021-11-28 | 2 | 0 | 0 | 0
2021-11-28 | 3 | 0 | 0 | 0
2021-11-28 | 4 | 0 | 0 | 0
2021-11-28 | 5 | 0 | 0 | 0
2021-11-28 | 6 | 0 | 0 | 0
2021-11-28 | 7 | 0 | 0 | 0
2021-11-28 | 8 | 10000 | 770 | 5385
2021-11-28 | 9 | 48000 | 5580 | 26790
2021-11-28 | 10 | 153000 | 18830 | 85915
2021-11-28 | 11 | 205000 | 24510 | 114755
2021-11-28 | 12 | 132000 | 15110 | 73555
2021-11-28 | 13 | 87000 | 15500 | 51250
2021-11-28 | 14 | 55000 | 6660 | 30830
2021-11-28 | 15 | 30000 | 1840 | 15920
2021-11-28 | 16 | 8000 | 830 | 4415
2021-11-28 | 17 | 0 | 10 | 5
2021-11-28 | 18 | 0 | 0 | 0
2021-11-28 | 19 | 0 | 0 | 0
2021-11-28 | 20 | 0 | 0 | 0
2021-11-28 | 21 | 0 | 0 | 0
2021-11-28 | 22 | 0 | 0 | 0
2021-11-28 | 23 | 0 | 0 | 0
2021-11-28 | 24 | 0 | 0 | 0
2021-11-29 | 1 | 0 | 0 | 0
2021-11-29 | 2 | 0 | 0 | 0
2021-11-29 | 3 | 0 | 0 | 0
2021-11-29 | 4 | 0 | 0 | 0
2021-11-29 | 5 | 0 | 0 | 0
2021-11-29 | 6 | 0 | 10 | 5
2021-11-29 | 7 | 0 | 0 | 0
2021-11-29 | 8 | 4000 | 160 | 2080
2021-11-29 | 9 | 22000 | 1310 | 11655
2021-11-29 | 10 | 60000 | 3320 | 31660
2021-11-29 | 11 | 199000 | 13320 | 106160
2021-11-29 | 12 | 217000 | 28370 | 122685
2021-11-29 | 13 | 206000 | 27250 | 116625
2021-11-29 | 14 | 169000 | 22260 | 95630
2021-11-29 | 15 | 79000 | 11850 | 45425
2021-11-29 | 16 | 15000 | 1210 | 8105
2021-11-29 | 17 | 0 | 20 | 10
2021-11-29 | 18 | 0 | 0 | 0
2021-11-29 | 19 | 0 | 0 | 0
2021-11-29 | 20 | 0 | 0 | 0
2021-11-29 | 21 | 0 | 0 | 0
2021-11-29 | 22 | 0 | 0 | 0
2021-11-29 | 23 | 0 | 0 | 0
2021-11-29 | 24 | 0 | 0 | 0
2021-11-30 | 1 | 0 | 0 | 0
2021-11-30 | 2 | 0 | 0 | 0
2021-11-30 | 3 | 0 | 0 | 0
2021-11-30 | 4 | 0 | 0 | 0
2021-11-30 | 5 | 0 | 0 | 0
2021-11-30 | 6 | 0 | 0 | 0
2021-11-30 | 7 | 0 | 10 | 5
2021-11-30 | 8 | 23000 | 710 | 11855
2021-11-30 | 9 | 85000 | 11420 | 48210
2021-11-30 | 10 | 175000 | 22370 | 98685
2021-11-30 | 11 | 207000 | 28130 | 117565
2021-11-30 | 12 | 186000 | 23140 | 104570
2021-11-30 | 13 | 158000 | 20840 | 89420
2021-11-30 | 14 | 120000 | 9580 | 64790
2021-11-30 | 15 | 40000 | 5150 | 22575
2021-11-30 | 16 | 8000 | 1680 | 4840
2021-11-30 | 17 | 0 | 0 | 0
2021-11-30 | 18 | 0 | 0 | 0
2021-11-30 | 19 | 0 | 0 | 0
2021-11-30 | 20 | 0 | 0 | 0
2021-11-30 | 21 | 0 | 0 | 0
2021-11-30 | 22 | 0 | 0 | 0
2021-11-30 | 23 | 0 | 0 | 0
2021-11-30 | 24 | 0 | 0 | 0
2021-12-01 | 1 | 0 | 0 | 0
2021-12-01 | 2 | 0 | 0 | 0
2021-12-01 | 3 | 0 | 0 | 0
2021-12-01 | 4 | 0 | 0 | 0
2021-12-01 | 5 | 0 | 0 | 0
2021-12-01 | 6 | 0 | 0 | 0
2021-12-01 | 7 | 0 | 0 | 0
2021-12-01 | 8 | 13000 | 860 | 6930
2021-12-01 | 9 | 68000 | 7270 | 37635
2021-12-01 | 10 | 109000 | 10990 | 59995
2021-12-01 | 11 | 111000 | 9190 | 60095
2021-12-01 | 12 | 92000 | 6990 | 49495
2021-12-01 | 13 | 65000 | 7950 | 36475
2021-12-01 | 14 | 106000 | 12800 | 59400
2021-12-01 | 15 | 44000 | 7340 | 25670
2021-12-01 | 16 | 13000 | 1090 | 7045
2021-12-01 | 17 | 0 | 20 | 10
2021-12-01 | 18 | 0 | 0 | 0
2021-12-01 | 19 | 0 | 0 | 0
2021-12-01 | 20 | 0 | 0 | 0
2021-12-01 | 21 | 0 | 0 | 0
2021-12-01 | 22 | 0 | 0 | 0
2021-12-01 | 23 | 0 | 0 | 0
2021-12-01 | 24 | 0 | 0 | 0
2021-12-02 | 1 | 0 | 0 | 0
2021-12-02 | 2 | 0 | 0 | 0
2021-12-02 | 3 | 0 | 0 | 0
2021-12-02 | 4 | 0 | 0 | 0
2021-12-02 | 5 | 0 | 0 | 0
2021-12-02 | 6 | 0 | 0 | 0
2021-12-02 | 7 | 0 | 0 | 0
2021-12-02 | 8 | 1000 | 20 | 510
2021-12-02 | 9 | 4000 | 150 | 2075
2021-12-02 | 10 | 2000 | 420 | 1210
2021-12-02 | 11 | 4000 | 920 | 2460
2021-12-02 | 12 | 19000 | 2460 | 10730
2021-12-02 | 13 | 71000 | 6590 | 38795
2021-12-02 | 14 | 32000 | 3270 | 17635
2021-12-02 | 15 | 15000 | 1270 | 8135
2021-12-02 | 16 | 4000 | 330 | 2165
2021-12-02 | 17 | 0 | 10 | 5
2021-12-02 | 18 | 0 | 0 | 0
2021-12-02 | 19 | 0 | 0 | 0
2021-12-02 | 20 | 0 | 0 | 0
2021-12-02 | 21 | 0 | 0 | 0
2021-12-02 | 22 | 0 | 0 | 0
2021-12-02 | 23 | 0 | 0 | 0
2021-12-02 | 24 | 0 | 0 | 0
2021-12-03 | 1 | 0 | 0 | 0
2021-12-03 | 2 | 0 | 0 | 0
2021-12-03 | 3 | 0 | 0 | 0
2021-12-03 | 4 | 0 | 0 | 0
2021-12-03 | 5 | 0 | 0 | 0
2021-12-03 | 6 | 0 | 0 | 0
2021-12-03 | 7 | 0 | 0 | 0
2021-12-03 | 8 | 5000 | 240 | 2620
2021-12-03 | 9 | 64000 | 6620 | 35310
2021-12-03 | 10 | 110000 | 8300 | 59150
2021-12-03 | 11 | 138000 | 15430 | 76715
2021-12-03 | 12 | 166000 | 25120 | 95560
2021-12-03 | 13 | 207000 | 21260 | 114130
2021-12-03 | 14 | 185000 | 20940 | 102970
2021-12-03 | 15 | 74000 | 12090 | 43045
2021-12-03 | 16 | 15000 | 1050 | 8025
2021-12-03 | 17 | 0 | 20 | 10
2021-12-03 | 18 | 0 | 0 | 0
2021-12-03 | 19 | 0 | 0 | 0
2021-12-03 | 20 | 0 | 0 | 0
2021-12-03 | 21 | 0 | 0 | 0
2021-12-03 | 22 | 0 | 0 | 0
2021-12-03 | 23 | 0 | 0 | 0
2021-12-03 | 24 | 0 | 0 | 0
2021-12-04 | 1 | 0 | 0 | 0
2021-12-04 | 2 | 0 | 0 | 0
2021-12-04 | 3 | 0 | 0 | 0
2021-12-04 | 4 | 0 | 0 | 0
2021-12-04 | 5 | 0 | 0 | 0
2021-12-04 | 6 | 0 | 0 | 0
2021-12-04 | 7 | 0 | 0 | 0
2021-12-04 | 8 | 17000 | 550 | 8775
2021-12-04 | 9 | 75000 | 8790 | 41895
2021-12-04 | 10 | 62000 | 9630 | 35815
2021-12-04 | 11 | 198000 | 26790 | 112395
2021-12-04 | 12 | 215000 | 28560 | 121780
2021-12-04 | 13 | 189000 | 25420 | 107210
2021-12-04 | 14 | 168000 | 20900 | 94450
2021-12-04 | 15 | 66000 | 9230 | 37615
2021-12-04 | 16 | 14000 | 980 | 7490
2021-12-04 | 17 | 0 | 20 | 10
2021-12-04 | 18 | 0 | 0 | 0
2021-12-04 | 19 | 0 | 0 | 0
2021-12-04 | 20 | 0 | 0 | 0
2021-12-04 | 21 | 0 | 0 | 0
2021-12-04 | 22 | 0 | 0 | 0
2021-12-04 | 23 | 0 | 0 | 0
2021-12-04 | 24 | 0 | 0 | 0
2021-12-05 | 1 | 0 | 0 | 0
2021-12-05 | 2 | 0 | 0 | 0
2021-12-05 | 3 | 0 | 0 | 0
2021-12-05 | 4 | 0 | 0 | 0
2021-12-05 | 5 | 0 | 0 | 0
2021-12-05 | 6 | 0 | 0 | 0
2021-12-05 | 7 | 0 | 0 | 0
2021-12-05 | 8 | 14000 | 880 | 7440
2021-12-05 | 9 | 67000 | 7250 | 37125
2021-12-05 | 10 | 86000 | 8130 | 47065
2021-12-05 | 11 | 90000 | 11280 | 50640
2021-12-05 | 12 | 74000 | 9260 | 41630
2021-12-05 | 13 | 94000 | 12720 | 53360
2021-12-05 | 14 | 146000 | 17200 | 81600
2021-12-05 | 15 | 43000 | 7410 | 25205
2021-12-05 | 16 | 12000 | 940 | 6470
2021-12-05 | 17 | 0 | 10 | 5
2021-12-05 | 18 | 0 | 0 | 0
2021-12-05 | 19 | 0 | 0 | 0
2021-12-05 | 20 | 0 | 0 | 0
2021-12-05 | 21 | 0 | 0 | 0
2021-12-05 | 22 | 0 | 0 | 0
2021-12-05 | 23 | 0 | 0 | 0
2021-12-05 | 24 | 0 | 0 | 0
2021-12-06 | 1 | 0 | 0 | 0
2021-12-06 | 2 | 0 | 0 | 0
2021-12-06 | 3 | 0 | 0 | 0
2021-12-06 | 4 | 0 | 0 | 0
2021-12-06 | 5 | 0 | 0 | 0
2021-12-06 | 6 | 0 | 0 | 0
2021-12-06 | 7 | 0 | 10 | 5
2021-12-06 | 8 | 0 | 0 | 0
2021-12-06 | 9 | 1000 | 30 | 515
2021-12-06 | 10 | 6000 | 1130 | 3565
2021-12-06 | 11 | 11000 | 1380 | 6190
2021-12-06 | 12 | 17000 | 2190 | 9595
2021-12-06 | 13 | 24000 | 3160 | 13580
2021-12-06 | 14 | 25000 | 3150 | 14075
2021-12-06 | 15 | 16000 | 1130 | 8565
2021-12-06 | 16 | 8000 | 340 | 4170
2021-12-06 | 17 | 0 | 0 | 0
2021-12-06 | 18 | 0 | 0 | 0
2021-12-06 | 19 | 0 | 0 | 0
2021-12-06 | 20 | 0 | 0 | 0
2021-12-06 | 21 | 0 | 0 | 0
2021-12-06 | 22 | 0 | 0 | 0
2021-12-06 | 23 | 0 | 0 | 0
2021-12-06 | 24 | 0 | 0 | 0
2021-12-07 | 1 | 0 | 0 | 0
2021-12-07 | 2 | 0 | 0 | 0
2021-12-07 | 3 | 0 | 0 | 0
2021-12-07 | 4 | 0 | 0 | 0
2021-12-07 | 5 | 0 | 0 | 0
2021-12-07 | 6 | 0 | 0 | 0
2021-12-07 | 7 | 0 | 0 | 0
2021-12-07 | 8 | 18000 | 400 | 9200
2021-12-07 | 9 | 68000 | 9230 | 38615
2021-12-07 | 10 | 164000 | 21510 | 92755
2021-12-07 | 11 | 203000 | 26920 | 114960
2021-12-07 | 12 | 196000 | 27490 | 111745
2021-12-07 | 13 | 158000 | 17240 | 87620
2021-12-07 | 14 | 91000 | 11030 | 51015
2021-12-07 | 15 | 47000 | 5880 | 26440
2021-12-07 | 16 | 17000 | 1650 | 9325
2021-12-07 | 17 | 0 | 10 | 5
2021-12-07 | 18 | 0 | 0 | 0
2021-12-07 | 19 | 0 | 0 | 0
2021-12-07 | 20 | 0 | 0 | 0
2021-12-07 | 21 | 0 | 0 | 0
2021-12-07 | 22 | 0 | 0 | 0
2021-12-07 | 23 | 0 | 0 | 0
2021-12-07 | 24 | 0 | 0 | 0
2021-12-08 | 1 | 0 | 0 | 0
2021-12-08 | 2 | 0 | 0 | 0
2021-12-08 | 3 | 0 | 0 | 0
2021-12-08 | 4 | 0 | 0 | 0
2021-12-08 | 5 | 0 | 0 | 0
2021-12-08 | 6 | 0 | 0 | 0
2021-12-08 | 7 | 0 | 0 | 0
2021-12-08 | 8 | 2000 | 160 | 1080
2021-12-08 | 9 | 13000 | 1600 | 7300
2021-12-08 | 10 | 24000 | 3400 | 13700
2021-12-08 | 11 | 35000 | 4260 | 19630
2021-12-08 | 12 | 39000 | 4210 | 21605
2021-12-08 | 13 | 35000 | 4890 | 19945
2021-12-08 | 14 | 51000 | 6430 | 28715
2021-12-08 | 15 | 30000 | 2110 | 16055
2021-12-08 | 16 | 9000 | 1370 | 5185
2021-12-08 | 17 | 0 | 10 | 5
2021-12-08 | 18 | 0 | 0 | 0
2021-12-08 | 19 | 0 | 0 | 0
2021-12-08 | 20 | 0 | 0 | 0
2021-12-08 | 21 | 0 | 0 | 0
2021-12-08 | 22 | 0 | 0 | 0
2021-12-08 | 23 | 0 | 0 | 0
2021-12-08 | 24 | 0 | 0 | 0
2021-12-09 | 1 | 0 | 0 | 0
2021-12-09 | 2 | 0 | 0 | 0
2021-12-09 | 3 | 0 | 0 | 0
2021-12-09 | 4 | 0 | 0 | 0
2021-12-09 | 5 | 0 | 0 | 0
2021-12-09 | 6 | 0 | 0 | 0
2021-12-09 | 7 | 0 | 0 | 0
2021-12-09 | 8 | 10000 | 140 | 5070
2021-12-09 | 9 | 54000 | 4390 | 29195
2021-12-09 | 10 | 159000 | 20300 | 89650
2021-12-09 | 11 | 197000 | 27190 | 112095
2021-12-09 | 12 | 159000 | 25330 | 92165
2021-12-09 | 13 | 201000 | 20510 | 110755
2021-12-09 | 14 | 101000 | 10860 | 55930
2021-12-09 | 15 | 33000 | 4040 | 18520
2021-12-09 | 16 | 7000 | 650 | 3825
2021-12-09 | 17 | 0 | 0 | 0
2021-12-09 | 18 | 0 | 0 | 0
2021-12-09 | 19 | 0 | 0 | 0
2021-12-09 | 20 | 0 | 0 | 0
2021-12-09 | 21 | 0 | 0 | 0
2021-12-09 | 22 | 0 | 0 | 0
2021-12-09 | 23 | 0 | 0 | 0
2021-12-09 | 24 | 0 | 0 | 0
2021-12-10 | 1 | 0 | 0 | 0
2021-12-10 | 2 | 0 | 0 | 0
2021-12-10 | 3 | 0 | 0 | 0
2021-12-10 | 4 | 0 | 0 | 0
2021-12-10 | 5 | 0 | 0 | 0
2021-12-10 | 6 | 0 | 0 | 0
2021-12-10 | 7 | 0 | 0 | 0
2021-12-10 | 8 | 0 | 30 | 15
2021-12-10 | 9 | 3000 | 380 | 1690
2021-12-10 | 10 | 7000 | 1310 | 4155
2021-12-10 | 11 | 14000 | 2870 | 8435
2021-12-10 | 12 | 20000 | 3230 | 11615
2021-12-10 | 13 | 25000 | 3750 | 14375
2021-12-10 | 14 | 28000 | 2980 | 15490
2021-12-10 | 15 | 15000 | 2120 | 8560
2021-12-10 | 16 | 4000 | 1240 | 2620
2021-12-10 | 17 | 0 | 80 | 40
2021-12-10 | 18 | 0 | 0 | 0
2021-12-10 | 19 | 0 | 0 | 0
2021-12-10 | 20 | 0 | 0 | 0
2021-12-10 | 21 | 0 | 0 | 0
2021-12-10 | 22 | 0 | 0 | 0
2021-12-10 | 23 | 0 | 0 | 0
2021-12-10 | 24 | 0 | 0 | 0
2021-12-11 | 1 | 0 | 0 | 0
2021-12-11 | 2 | 0 | 0 | 0
2021-12-11 | 3 | 0 | 0 | 0
2021-12-11 | 4 | 0 | 0 | 0
2021-12-11 | 5 | 0 | 0 | 0
2021-12-11 | 6 | 0 | 0 | 0
2021-12-11 | 7 | 0 | 0 | 0
2021-12-11 | 8 | 0 | 0 | 0
2021-12-11 | 9 | 3000 | 150 | 1575
2021-12-11 | 10 | 5000 | 400 | 2700
2021-12-11 | 11 | 3000 | 250 | 1625
2021-12-11 | 12 | 3000 | 300 | 1650
2021-12-11 | 13 | 20000 | 2750 | 11375
2021-12-11 | 14 | 14000 | 1590 | 7795
2021-12-11 | 15 | 7000 | 740 | 3870
2021-12-11 | 16 | 1000 | 110 | 555
2021-12-11 | 17 | 0 | 0 | 0
2021-12-11 | 18 | 0 | 0 | 0
2021-12-11 | 19 | 0 | 0 | 0
2021-12-11 | 20 | 0 | 0 | 0
2021-12-11 | 21 | 0 | 0 | 0
2021-12-11 | 22 | 0 | 0 | 0
2021-12-11 | 23 | 0 | 0 | 0
2021-12-11 | 24 | 0 | 0 | 0
2021-12-12 | 1 | 0 | 0 | 0
2021-12-12 | 2 | 0 | 0 | 0
2021-12-12 | 3 | 0 | 0 | 0
2021-12-12 | 4 | 0 | 0 | 0
2021-12-12 | 5 | 0 | 0 | 0
2021-12-12 | 6 | 0 | 0 | 0
2021-12-12 | 7 | 0 | 0 | 0
2021-12-12 | 8 | 5000 | 370 | 2685
2021-12-12 | 9 | 31000 | 5210 | 18105
2021-12-12 | 10 | 153000 | 20650 | 86825
2021-12-12 | 11 | 202000 | 27140 | 114570
2021-12-12 | 12 | 214000 | 29000 | 121500
2021-12-12 | 13 | 204000 | 27240 | 115620
2021-12-12 | 14 | 167000 | 21900 | 94450
2021-12-12 | 15 | 62000 | 10300 | 36150
2021-12-12 | 16 | 15000 | 890 | 7945
2021-12-12 | 17 | 0 | 20 | 10
2021-12-12 | 18 | 0 | 0 | 0
2021-12-12 | 19 | 0 | 0 | 0
2021-12-12 | 20 | 0 | 0 | 0
2021-12-12 | 21 | 0 | 0 | 0
2021-12-12 | 22 | 0 | 0 | 0
2021-12-12 | 23 | 0 | 0 | 0
2021-12-12 | 24 | 0 | 0 | 0
2021-12-13 | 1 | 0 | 0 | 0
2021-12-13 | 2 | 0 | 0 | 0
2021-12-13 | 3 | 0 | 0 | 0
2021-12-13 | 4 | 0 | 0 | 0
2021-12-13 | 5 | 0 | 0 | 0
2021-12-13 | 6 | 0 | 0 | 0
2021-12-13 | 7 | 0 | 0 | 0
2021-12-13 | 8 | 4000 | 220 | 2110
2021-12-13 | 9 | 14000 | 1150 | 7575
2021-12-13 | 10 | 31000 | 2790 | 16895
2021-12-13 | 11 | 29000 | 3900 | 16450
2021-12-13 | 12 | 36000 | 5510 | 20755
2021-12-13 | 13 | 52000 | 13530 | 32765
2021-12-13 | 14 | 152000 | 20450 | 86225
2021-12-13 | 15 | 62000 | 9550 | 35775
2021-12-13 | 16 | 14000 | 860 | 7430
2021-12-13 | 17 | 0 | 10 | 5
2021-12-13 | 18 | 0 | 0 | 0
2021-12-13 | 19 | 0 | 0 | 0
2021-12-13 | 20 | 0 | 0 | 0
2021-12-13 | 21 | 0 | 0 | 0
2021-12-13 | 22 | 0 | 0 | 0
2021-12-13 | 23 | 0 | 0 | 0
2021-12-13 | 24 | 0 | 0 | 0
2021-12-14 | 1 | 0 | 0 | 0
2021-12-14 | 2 | 0 | 0 | 0
2021-12-14 | 3 | 0 | 0 | 0
2021-12-14 | 4 | 0 | 0 | 0
2021-12-14 | 5 | 0 | 0 | 0
2021-12-14 | 6 | 0 | 0 | 0
2021-12-14 | 7 | 0 | 10 | 5
2021-12-14 | 8 | 11000 | 340 | 5670
2021-12-14 | 9 | 58000 | 7600 | 32800
2021-12-14 | 10 | 147000 | 19560 | 83280
2021-12-14 | 11 | 193000 | 25230 | 109115
2021-12-14 | 12 | 210000 | 27990 | 118995
2021-12-14 | 13 | 202000 | 26490 | 114245
2021-12-14 | 14 | 168000 | 21160 | 94580
2021-12-14 | 15 | 65000 | 10190 | 37595
2021-12-14 | 16 | 15000 | 840 | 7920
2021-12-14 | 17 | 0 | 20 | 10
2021-12-14 | 18 | 0 | 0 | 0
2021-12-14 | 19 | 0 | 0 | 0
2021-12-14 | 20 | 0 | 0 | 0
2021-12-14 | 21 | 0 | 0 | 0
2021-12-14 | 22 | 0 | 0 | 0
2021-12-14 | 23 | 0 | 0 | 0
2021-12-14 | 24 | 0 | 0 | 0
2021-12-15 | 1 | 0 | 0 | 0
2021-12-15 | 2 | 0 | 0 | 0
2021-12-15 | 3 | 0 | 0 | 0
2021-12-15 | 4 | 0 | 0 | 0
2021-12-15 | 5 | 0 | 0 | 0
2021-12-15 | 6 | 0 | 0 | 0
2021-12-15 | 7 | 0 | 0 | 0
2021-12-15 | 8 | 14000 | 740 | 7370
2021-12-15 | 9 | 38000 | 2790 | 20395
2021-12-15 | 10 | 62000 | 5630 | 33815
2021-12-15 | 11 | 118000 | 23660 | 70830
2021-12-15 | 12 | 175000 | 22250 | 98625
2021-12-15 | 13 | 172000 | 19140 | 95570
2021-12-15 | 14 | 67000 | 7410 | 37205
2021-12-15 | 15 | 43000 | 5490 | 24245
2021-12-15 | 16 | 12000 | 1450 | 6725
2021-12-15 | 17 | 0 | 0 | 0
2021-12-15 | 18 | 0 | 0 | 0
2021-12-15 | 19 | 0 | 0 | 0
2021-12-15 | 20 | 0 | 0 | 0
2021-12-15 | 21 | 0 | 0 | 0
2021-12-15 | 22 | 0 | 0 | 0
2021-12-15 | 23 | 0 | 0 | 0
2021-12-15 | 24 | 0 | 0 | 0
2021-12-16 | 1 | 0 | 0 | 0
2021-12-16 | 2 | 0 | 0 | 0
2021-12-16 | 3 | 0 | 0 | 0
2021-12-16 | 4 | 0 | 0 | 0
2021-12-16 | 5 | 0 | 0 | 0
2021-12-16 | 6 | 0 | 0 | 0
2021-12-16 | 7 | 0 | 0 | 0
2021-12-16 | 8 | 0 | 30 | 15
2021-12-16 | 9 | 9000 | 1540 | 5270
2021-12-16 | 10 | 26000 | 2480 | 14240
2021-12-16 | 11 | 21000 | 2540 | 11770
2021-12-16 | 12 | 35000 | 2810 | 18905
2021-12-16 | 13 | 42000 | 4300 | 23150
2021-12-16 | 14 | 29000 | 7530 | 18265
2021-12-16 | 15 | 26000 | 4230 | 15115
2021-12-16 | 16 | 8000 | 1360 | 4680
2021-12-16 | 17 | 0 | 0 | 0
2021-12-16 | 18 | 0 | 0 | 0
2021-12-16 | 19 | 0 | 0 | 0
2021-12-16 | 20 | 0 | 0 | 0
2021-12-16 | 21 | 0 | 0 | 0
2021-12-16 | 22 | 0 | 0 | 0
2021-12-16 | 23 | 0 | 0 | 0
2021-12-16 | 24 | 0 | 0 | 0
2021-12-17 | 1 | 0 | 0 | 0
2021-12-17 | 2 | 0 | 0 | 0
2021-12-17 | 3 | 0 | 0 | 0
2021-12-17 | 4 | 0 | 0 | 0
2021-12-17 | 5 | 0 | 0 | 0
2021-12-17 | 6 | 0 | 0 | 0
2021-12-17 | 7 | 0 | 0 | 0
2021-12-17 | 8 | 12000 | 250 | 6125
2021-12-17 | 9 | 56000 | 6830 | 31415
2021-12-17 | 10 | 142000 | 18730 | 80365
2021-12-17 | 11 | 192000 | 24850 | 108425
2021-12-17 | 12 | 207000 | 27150 | 117075
2021-12-17 | 13 | 200000 | 25580 | 112790
2021-12-17 | 14 | 166000 | 20460 | 93230
2021-12-17 | 15 | 64000 | 9810 | 36905
2021-12-17 | 16 | 15000 | 810 | 7905
2021-12-17 | 17 | 0 | 10 | 5
2021-12-17 | 18 | 0 | 0 | 0
2021-12-17 | 19 | 0 | 0 | 0
2021-12-17 | 20 | 0 | 0 | 0
2021-12-17 | 21 | 0 | 0 | 0
2021-12-17 | 22 | 0 | 0 | 0
2021-12-17 | 23 | 0 | 0 | 0
2021-12-17 | 24 | 0 | 0 | 0
2021-12-18 | 1 | 0 | 0 | 0
2021-12-18 | 2 | 0 | 0 | 0
2021-12-18 | 3 | 0 | 0 | 0
2021-12-18 | 4 | 0 | 0 | 0
2021-12-18 | 5 | 0 | 0 | 0
2021-12-18 | 6 | 0 | 0 | 0
2021-12-18 | 7 | 0 | 0 | 0
2021-12-18 | 8 | 2000 | 30 | 1015
2021-12-18 | 9 | 16000 | 1020 | 8510
2021-12-18 | 10 | 35000 | 4040 | 19520
2021-12-18 | 11 | 33000 | 3090 | 18045
2021-12-18 | 12 | 37000 | 2890 | 19945
2021-12-18 | 13 | 21000 | 1390 | 11195
2021-12-18 | 14 | 14000 | 400 | 7200
2021-12-18 | 15 | 5000 | 0 | 2500
2021-12-18 | 16 | 0 | 10 | 5
2021-12-18 | 17 | 0 | 0 | 0
2021-12-18 | 18 | 0 | 0 | 0
2021-12-18 | 19 | 0 | 0 | 0
2021-12-18 | 20 | 0 | 0 | 0
2021-12-18 | 21 | 0 | 0 | 0
2021-12-18 | 22 | 0 | 0 | 0
2021-12-18 | 23 | 0 | 0 | 0
2021-12-18 | 24 | 0 | 0 | 0
2021-12-19 | 1 | 0 | 0 | 0
2021-12-19 | 2 | 0 | 0 | 0
2021-12-19 | 3 | 0 | 0 | 0
2021-12-19 | 4 | 0 | 0 | 0
2021-12-19 | 5 | 0 | 0 | 0
2021-12-19 | 6 | 0 | 0 | 0
2021-12-19 | 7 | 0 | 0 | 0
2021-12-19 | 8 | 0 | 10 | 5
2021-12-19 | 9 | 0 | 0 | 0
2021-12-19 | 10 | 1000 | 2700 | 1850
2021-12-19 | 11 | 0 | 1940 | 970
2021-12-19 | 12 | 1000 | 12760 | 6880
2021-12-19 | 13 | 1000 | 19460 | 10230
2021-12-19 | 14 | 2000 | 19900 | 10950
2021-12-19 | 15 | 1000 | 11730 | 6365
2021-12-19 | 16 | 0 | 1150 | 575
2021-12-19 | 17 | 0 | 30 | 15
2021-12-19 | 18 | 0 | 0 | 0
2021-12-19 | 19 | 0 | 0 | 0
2021-12-19 | 20 | 0 | 0 | 0
2021-12-19 | 21 | 0 | 0 | 0
2021-12-19 | 22 | 0 | 0 | 0
2021-12-19 | 23 | 0 | 0 | 0
2021-12-19 | 24 | 0 | 0 | 0
2021-12-20 | 1 | 0 | 0 | 0
2021-12-20 | 2 | 0 | 0 | 0
2021-12-20 | 3 | 0 | 0 | 0
2021-12-20 | 4 | 0 | 0 | 0
2021-12-20 | 5 | 0 | 0 | 0
2021-12-20 | 6 | 0 | 0 | 0
2021-12-20 | 7 | 0 | 0 | 0
2021-12-20 | 8 | 0 | 360 | 180
2021-12-20 | 9 | 0 | 7060 | 3530
2021-12-20 | 10 | 2000 | 13260 | 7630
2021-12-20 | 11 | 3000 | 24770 | 13885
2021-12-20 | 12 | 5000 | 29290 | 17145
2021-12-20 | 13 | 5000 | 27900 | 16450
2021-12-20 | 14 | 3000 | 22380 | 12690
2021-12-20 | 15 | 1000 | 9810 | 5405
2021-12-20 | 16 | 0 | 1120 | 560
2021-12-20 | 17 | 0 | 30 | 15
2021-12-20 | 18 | 0 | 0 | 0
2021-12-20 | 19 | 0 | 0 | 0
2021-12-20 | 20 | 0 | 0 | 0
2021-12-20 | 21 | 0 | 0 | 0
2021-12-20 | 22 | 0 | 0 | 0
2021-12-20 | 23 | 0 | 0 | 0
2021-12-20 | 24 | 0 | 0 | 0
2021-12-21 | 1 | 0 | 0 | 0
2021-12-21 | 2 | 0 | 0 | 0
2021-12-21 | 3 | 0 | 0 | 0
2021-12-21 | 4 | 0 | 0 | 0
2021-12-21 | 5 | 0 | 0 | 0
2021-12-21 | 6 | 0 | 0 | 0
2021-12-21 | 7 | 0 | 0 | 0
2021-12-21 | 8 | 0 | 740 | 370
2021-12-21 | 9 | 0 | 7100 | 3550
2021-12-21 | 10 | 1000 | 14030 | 7515
2021-12-21 | 11 | 3000 | 17500 | 10250
2021-12-21 | 12 | 5000 | 25000 | 15000
2021-12-21 | 13 | 7000 | 26690 | 16845
2021-12-21 | 14 | 9000 | 20950 | 14975
2021-12-21 | 15 | 7000 | 9890 | 8445
2021-12-21 | 16 | 2000 | 950 | 1475
2021-12-21 | 17 | 0 | 20 | 10
2021-12-21 | 18 | 0 | 0 | 0
2021-12-21 | 19 | 0 | 0 | 0
2021-12-21 | 20 | 0 | 0 | 0
2021-12-21 | 21 | 0 | 0 | 0
2021-12-21 | 22 | 0 | 0 | 0
2021-12-21 | 23 | 0 | 0 | 0
2021-12-21 | 24 | 0 | 0 | 0
2021-12-22 | 1 | 0 | 0 | 0
2021-12-22 | 2 | 0 | 0 | 0
2021-12-22 | 3 | 0 | 0 | 0
2021-12-22 | 4 | 0 | 0 | 0
2021-12-22 | 5 | 0 | 0 | 0
2021-12-22 | 6 | 0 | 0 | 0
2021-12-22 | 7 | 0 | 0 | 0
2021-12-22 | 8 | 0 | 0 | 0
2021-12-22 | 9 | 0 | 90 | 45
2021-12-22 | 10 | 1000 | 550 | 775
2021-12-22 | 11 | 2000 | 1510 | 1755
2021-12-22 | 12 | 4000 | 2000 | 3000
2021-12-22 | 13 | 9000 | 3530 | 6265
2021-12-22 | 14 | 13000 | 4530 | 8765
2021-12-22 | 15 | 20000 | 8940 | 14470
2021-12-22 | 16 | 11000 | 840 | 5920
2021-12-22 | 17 | 0 | 30 | 15
2021-12-22 | 18 | 0 | 0 | 0
2021-12-22 | 19 | 0 | 0 | 0
2021-12-22 | 20 | 0 | 0 | 0
2021-12-22 | 21 | 0 | 0 | 0
2021-12-22 | 22 | 0 | 0 | 0
2021-12-22 | 23 | 0 | 0 | 0
2021-12-22 | 24 | 0 | 0 | 0
2021-12-23 | 1 | 0 | 0 | 0
2021-12-23 | 2 | 0 | 0 | 0
2021-12-23 | 3 | 0 | 0 | 0
2021-12-23 | 4 | 0 | 0 | 0
2021-12-23 | 5 | 0 | 0 | 0
2021-12-23 | 6 | 0 | 0 | 0
2021-12-23 | 7 | 0 | 10 | 5
2021-12-23 | 8 | 10000 | 500 | 5250
2021-12-23 | 9 | 41000 | 6830 | 23915
2021-12-23 | 10 | 88000 | 20690 | 54345
2021-12-23 | 11 | 123000 | 28380 | 75690
2021-12-23 | 12 | 139000 | 29470 | 84235
2021-12-23 | 13 | 154000 | 30550 | 92275
2021-12-23 | 14 | 98000 | 20960 | 59480
2021-12-23 | 15 | 33000 | 5490 | 19245
2021-12-23 | 16 | 13000 | 2040 | 7520
2021-12-23 | 17 | 0 | 50 | 25
2021-12-23 | 18 | 0 | 0 | 0
2021-12-23 | 19 | 0 | 0 | 0
2021-12-23 | 20 | 0 | 0 | 0
2021-12-23 | 21 | 0 | 0 | 0
2021-12-23 | 22 | 0 | 0 | 0
2021-12-23 | 23 | 0 | 0 | 0
2021-12-23 | 24 | 0 | 0 | 0
2021-12-24 | 1 | 0 | 0 | 0
2021-12-24 | 2 | 0 | 0 | 0
2021-12-24 | 3 | 0 | 0 | 0
2021-12-24 | 4 | 0 | 0 | 0
2021-12-24 | 5 | 0 | 0 | 0
2021-12-24 | 6 | 0 | 0 | 0
2021-12-24 | 7 | 0 | 0 | 0
2021-12-24 | 8 | 3000 | 230 | 1615
2021-12-24 | 9 | 23000 | 5010 | 14005
2021-12-24 | 10 | 20000 | 5620 | 12810
2021-12-24 | 11 | 25000 | 3120 | 14060
2021-12-24 | 12 | 36000 | 3470 | 19735
2021-12-24 | 13 | 30000 | 3000 | 16500
2021-12-24 | 14 | 22000 | 2220 | 12110
2021-12-24 | 15 | 20000 | 2300 | 11150
2021-12-24 | 16 | 4000 | 480 | 2240
2021-12-24 | 17 | 0 | 0 | 0
2021-12-24 | 18 | 0 | 0 | 0
2021-12-24 | 19 | 0 | 0 | 0
2021-12-24 | 20 | 0 | 0 | 0
2021-12-24 | 21 | 0 | 0 | 0
2021-12-24 | 22 | 0 | 0 | 0
2021-12-24 | 23 | 0 | 0 | 0
2021-12-24 | 24 | 0 | 0 | 0
2021-12-25 | 1 | 0 | 0 | 0
2021-12-25 | 2 | 0 | 0 | 0
2021-12-25 | 3 | 0 | 0 | 0
2021-12-25 | 4 | 0 | 0 | 0
2021-12-25 | 5 | 0 | 0 | 0
2021-12-25 | 6 | 0 | 0 | 0
2021-12-25 | 7 | 0 | 0 | 0
2021-12-25 | 8 | 0 | 40 | 20
2021-12-25 | 9 | 4000 | 670 | 2335
2021-12-25 | 10 | 10000 | 1250 | 5625
2021-12-25 | 11 | 11000 | 930 | 5965
2021-12-25 | 12 | 10000 | 970 | 5485
2021-12-25 | 13 | 10000 | 1170 | 5585
2021-12-25 | 14 | 10000 | 1420 | 5710
2021-12-25 | 15 | 10000 | 1220 | 5610
2021-12-25 | 16 | 2000 | 150 | 1075
2021-12-25 | 17 | 0 | 0 | 0
2021-12-25 | 18 | 0 | 0 | 0
2021-12-25 | 19 | 0 | 0 | 0
2021-12-25 | 20 | 0 | 0 | 0
2021-12-25 | 21 | 0 | 0 | 0
2021-12-25 | 22 | 0 | 0 | 0
2021-12-25 | 23 | 0 | 0 | 0
2021-12-25 | 24 | 0 | 0 | 0
2021-12-26 | 1 | 0 | 0 | 0
2021-12-26 | 2 | 0 | 0 | 0
2021-12-26 | 3 | 0 | 0 | 0
2021-12-26 | 4 | 0 | 0 | 0
2021-12-26 | 5 | 0 | 0 | 0
2021-12-26 | 6 | 0 | 0 | 0
2021-12-26 | 7 | 0 | 0 | 0
2021-12-26 | 8 | 0 | 0 | 0
2021-12-26 | 9 | 0 | 10 | 5
2021-12-26 | 10 | 0 | 120 | 60
2021-12-26 | 11 | 1000 | 630 | 815
2021-12-26 | 12 | 2000 | 770 | 1385
2021-12-26 | 13 | 3000 | 1050 | 2025
2021-12-26 | 14 | 3000 | 960 | 1980
2021-12-26 | 15 | 1000 | 1960 | 1480
2021-12-26 | 16 | 0 | 560 | 280
2021-12-26 | 17 | 0 | 10 | 5
2021-12-26 | 18 | 0 | 0 | 0
2021-12-26 | 19 | 0 | 0 | 0
2021-12-26 | 20 | 0 | 0 | 0
2021-12-26 | 21 | 0 | 0 | 0
2021-12-26 | 22 | 0 | 0 | 0
2021-12-26 | 23 | 0 | 0 | 0
2021-12-26 | 24 | 0 | 0 | 0
2021-12-27 | 1 | 0 | 0 | 0
2021-12-27 | 2 | 0 | 0 | 0
2021-12-27 | 3 | 0 | 0 | 0
2021-12-27 | 4 | 0 | 0 | 0
2021-12-27 | 5 | 0 | 0 | 0
2021-12-27 | 6 | 0 | 0 | 0
2021-12-27 | 7 | 0 | 0 | 0
2021-12-27 | 8 | 0 | 110 | 55
2021-12-27 | 9 | 3000 | 1320 | 2160
2021-12-27 | 10 | 4000 | 2000 | 3000
2021-12-27 | 11 | 3000 | 1620 | 2310
2021-12-27 | 12 | 4000 | 2620 | 3310
2021-12-27 | 13 | 5000 | 4980 | 4990
2021-12-27 | 14 | 4000 | 4050 | 4025
2021-12-27 | 15 | 2000 | 2930 | 2465
2021-12-27 | 16 | 0 | 740 | 370
2021-12-27 | 17 | 0 | 10 | 5
2021-12-27 | 18 | 0 | 0 | 0
2021-12-27 | 19 | 0 | 0 | 0
2021-12-27 | 20 | 0 | 0 | 0
2021-12-27 | 21 | 0 | 0 | 0
2021-12-27 | 22 | 0 | 0 | 0
2021-12-27 | 23 | 0 | 0 | 0
2021-12-27 | 24 | 0 | 0 | 0
2021-12-28 | 1 | 0 | 0 | 0
2021-12-28 | 2 | 0 | 0 | 0
2021-12-28 | 3 | 0 | 0 | 0
2021-12-28 | 4 | 0 | 0 | 0
2021-12-28 | 5 | 0 | 0 | 0
2021-12-28 | 6 | 0 | 0 | 0
2021-12-28 | 7 | 0 | 0 | 0
2021-12-28 | 8 | 0 | 0 | 0
2021-12-28 | 9 | 0 | 40 | 20
2021-12-28 | 10 | 0 | 700 | 350
2021-12-28 | 11 | 4000 | 6670 | 5335
2021-12-28 | 12 | 6000 | 5930 | 5965
2021-12-28 | 13 | 12000 | 15390 | 13695
2021-12-28 | 14 | 16000 | 18190 | 17095
2021-12-28 | 15 | 8000 | 1910 | 4955
2021-12-28 | 16 | 2000 | 1030 | 1515
2021-12-28 | 17 | 0 | 0 | 0
2021-12-28 | 18 | 0 | 0 | 0
2021-12-28 | 19 | 0 | 0 | 0
2021-12-28 | 20 | 0 | 0 | 0
2021-12-28 | 21 | 0 | 0 | 0
2021-12-28 | 22 | 0 | 0 | 0
2021-12-28 | 23 | 0 | 0 | 0
2021-12-28 | 24 | 0 | 0 | 0
2021-12-29 | 1 | 0 | 0 | 0
2021-12-29 | 2 | 0 | 0 | 0
2021-12-29 | 3 | 0 | 0 | 0
2021-12-29 | 4 | 0 | 0 | 0
2021-12-29 | 5 | 0 | 0 | 0
2021-12-29 | 6 | 0 | 0 | 0
2021-12-29 | 7 | 0 | 0 | 0
2021-12-29 | 8 | 0 | 240 | 120
2021-12-29 | 9 | 8000 | 2180 | 5090
2021-12-29 | 10 | 22000 | 7160 | 14580
2021-12-29 | 11 | 38000 | 10690 | 24345
2021-12-29 | 12 | 32000 | 6850 | 19425
2021-12-29 | 13 | 36000 | 5450 | 20725
2021-12-29 | 14 | 39000 | 3490 | 21245
2021-12-29 | 15 | 16000 | 1620 | 8810
2021-12-29 | 16 | 3000 | 390 | 1695
2021-12-29 | 17 | 0 | 0 | 0
2021-12-29 | 18 | 0 | 0 | 0
2021-12-29 | 19 | 0 | 0 | 0
2021-12-29 | 20 | 0 | 0 | 0
2021-12-29 | 21 | 0 | 0 | 0
2021-12-29 | 22 | 0 | 0 | 0
2021-12-29 | 23 | 0 | 0 | 0
2021-12-29 | 24 | 0 | 0 | 0
2021-12-30 | 1 | 0 | 0 | 0
2021-12-30 | 2 | 0 | 0 | 0
2021-12-30 | 3 | 0 | 0 | 0
2021-12-30 | 4 | 0 | 0 | 0
2021-12-30 | 5 | 0 | 0 | 0
2021-12-30 | 6 | 0 | 0 | 0
2021-12-30 | 7 | 0 | 0 | 0
2021-12-30 | 8 | 1000 | 20 | 510
2021-12-30 | 9 | 7000 | 620 | 3810
2021-12-30 | 10 | 30000 | 2870 | 16435
2021-12-30 | 11 | 40000 | 3600 | 21800
2021-12-30 | 12 | 45000 | 4450 | 24725
2021-12-30 | 13 | 57000 | 2830 | 29915
2021-12-30 | 14 | 33000 | 2510 | 17755
2021-12-30 | 15 | 17000 | 1920 | 9460
2021-12-30 | 16 | 5000 | 650 | 2825
2021-12-30 | 17 | 0 | 20 | 10
2021-12-30 | 18 | 0 | 0 | 0
2021-12-30 | 19 | 0 | 0 | 0
2021-12-30 | 20 | 0 | 0 | 0
2021-12-30 | 21 | 0 | 0 | 0
2021-12-30 | 22 | 0 | 0 | 0
2021-12-30 | 23 | 0 | 0 | 0
2021-12-30 | 24 | 0 | 0 | 0
2021-12-31 | 1 | 0 | 0 | 0
2021-12-31 | 2 | 0 | 0 | 0
2021-12-31 | 3 | 0 | 0 | 0
2021-12-31 | 4 | 0 | 0 | 0
2021-12-31 | 5 | 0 | 0 | 0
2021-12-31 | 6 | 0 | 0 | 0
2021-12-31 | 7 | 0 | 0 | 0
2021-12-31 | 8 | 1000 | 0 | 500
2021-12-31 | 9 | 10000 | 660 | 5330
2021-12-31 | 10 | 25000 | 2860 | 13930
2021-12-31 | 11 | 43000 | 4210 | 23605
2021-12-31 | 12 | 41000 | 3040 | 22020
2021-12-31 | 13 | 40000 | 2910 | 21455
2021-12-31 | 14 | 26000 | 2270 | 14135
2021-12-31 | 15 | 16000 | 1800 | 8900
2021-12-31 | 16 | 3000 | 160 | 1580
2021-12-31 | 17 | 0 | 0 | 0
2021-12-31 | 18 | 0 | 0 | 0
2021-12-31 | 19 | 0 | 0 | 0
2021-12-31 | 20 | 0 | 0 | 0
2021-12-31 | 21 | 0 | 0 | 0
2021-12-31 | 22 | 0 | 0 | 0
2021-12-31 | 23 | 0 | 0 | 0
2021-12-31 | 24 | 0 | 0 | 0
2022-01-01 | 1 | 0 | 0 | 0
2022-01-01 | 2 | 0 | 0 | 0
2022-01-01 | 3 | 0 | 0 | 0
2022-01-01 | 4 | 0 | 0 | 0
2022-01-01 | 5 | 0 | 0 | 0
2022-01-01 | 6 | 0 | 0 | 0
2022-01-01 | 7 | 0 | 0 | 0
2022-01-01 | 8 | 0 | 10 | 5
2022-01-01 | 9 | 4000 | 100 | 2050
2022-01-01 | 10 | 5000 | 500 | 2750
2022-01-01 | 11 | 8000 | 890 | 4445
2022-01-01 | 12 | 13000 | 960 | 6980
2022-01-01 | 13 | 16000 | 1300 | 8650
2022-01-01 | 14 | 13000 | 1650 | 7325
2022-01-01 | 15 | 17000 | 1380 | 9190
2022-01-01 | 16 | 5000 | 510 | 2755
2022-01-01 | 17 | 0 | 0 | 0
2022-01-01 | 18 | 0 | 0 | 0
2022-01-01 | 19 | 0 | 0 | 0
2022-01-01 | 20 | 0 | 0 | 0
2022-01-01 | 21 | 0 | 0 | 0
2022-01-01 | 22 | 0 | 0 | 0
2022-01-01 | 23 | 0 | 0 | 0
2022-01-01 | 24 | 0 | 0 | 0
2022-01-02 | 1 | 0 | 0 | 0
2022-01-02 | 2 | 0 | 0 | 0
2022-01-02 | 3 | 0 | 0 | 0
2022-01-02 | 4 | 0 | 0 | 0
2022-01-02 | 5 | 0 | 0 | 0
2022-01-02 | 6 | 0 | 0 | 0
2022-01-02 | 7 | 0 | 0 | 0
2022-01-02 | 8 | 1000 | 10 | 505
2022-01-02 | 9 | 7000 | 520 | 3760
2022-01-02 | 10 | 24000 | 2130 | 13065
2022-01-02 | 11 | 17000 | 1870 | 9435
2022-01-02 | 12 | 16000 | 1660 | 8830
2022-01-02 | 13 | 21000 | 2050 | 11525
2022-01-02 | 14 | 16000 | 1480 | 8740
2022-01-02 | 15 | 7000 | 490 | 3745
2022-01-02 | 16 | 0 | 410 | 205
2022-01-02 | 17 | 0 | 0 | 0
2022-01-02 | 18 | 0 | 0 | 0
2022-01-02 | 19 | 0 | 0 | 0
2022-01-02 | 20 | 0 | 0 | 0
2022-01-02 | 21 | 0 | 0 | 0
2022-01-02 | 22 | 0 | 0 | 0
2022-01-02 | 23 | 0 | 0 | 0
2022-01-02 | 24 | 0 | 0 | 0
2022-01-03 | 1 | 0 | 0 | 0
2022-01-03 | 2 | 0 | 0 | 0
2022-01-03 | 3 | 0 | 0 | 0
2022-01-03 | 4 | 0 | 0 | 0
2022-01-03 | 5 | 0 | 0 | 0
2022-01-03 | 6 | 0 | 0 | 0
2022-01-03 | 7 | 0 | 0 | 0
2022-01-03 | 8 | 2000 | 180 | 1090
2022-01-03 | 9 | 16000 | 1530 | 8765
2022-01-03 | 10 | 31000 | 3190 | 17095
2022-01-03 | 11 | 38000 | 3800 | 20900
2022-01-03 | 12 | 36000 | 3670 | 19835
2022-01-03 | 13 | 36000 | 3560 | 19780
2022-01-03 | 14 | 29000 | 2910 | 15955
2022-01-03 | 15 | 19000 | 1900 | 10450
2022-01-03 | 16 | 7000 | 730 | 3865
2022-01-03 | 17 | 0 | 10 | 5
2022-01-03 | 18 | 0 | 0 | 0
2022-01-03 | 19 | 0 | 0 | 0
2022-01-03 | 20 | 0 | 0 | 0
2022-01-03 | 21 | 0 | 0 | 0
2022-01-03 | 22 | 0 | 0 | 0
2022-01-03 | 23 | 0 | 0 | 0
2022-01-03 | 24 | 0 | 0 | 0
2022-01-04 | 1 | 0 | 0 | 0
2022-01-04 | 2 | 0 | 0 | 0
2022-01-04 | 3 | 0 | 0 | 0
2022-01-04 | 4 | 0 | 0 | 0
2022-01-04 | 5 | 0 | 0 | 0
2022-01-04 | 6 | 0 | 0 | 0
2022-01-04 | 7 | 0 | 0 | 0
2022-01-04 | 8 | 11000 | 270 | 5635
2022-01-04 | 9 | 56000 | 6230 | 31115
2022-01-04 | 10 | 150000 | 19940 | 84970
2022-01-04 | 11 | 203000 | 27420 | 115210
2022-01-04 | 12 | 220000 | 30030 | 125015
2022-01-04 | 13 | 213000 | 29490 | 121245
2022-01-04 | 14 | 186000 | 23710 | 104855
2022-01-04 | 15 | 95000 | 14460 | 54730
2022-01-04 | 16 | 24000 | 1880 | 12940
2022-01-04 | 17 | 1000 | 100 | 550
2022-01-04 | 18 | 0 | 0 | 0
2022-01-04 | 19 | 0 | 0 | 0
2022-01-04 | 20 | 0 | 0 | 0
2022-01-04 | 21 | 0 | 0 | 0
2022-01-04 | 22 | 0 | 0 | 0
2022-01-04 | 23 | 0 | 0 | 0
2022-01-04 | 24 | 0 | 0 | 0
2022-01-05 | 1 | 0 | 0 | 0
2022-01-05 | 2 | 0 | 0 | 0
2022-01-05 | 3 | 0 | 0 | 0
2022-01-05 | 4 | 0 | 0 | 0
2022-01-05 | 5 | 0 | 0 | 0
2022-01-05 | 6 | 0 | 0 | 0
2022-01-05 | 7 | 0 | 0 | 0
2022-01-05 | 8 | 1000 | 40 | 520
2022-01-05 | 9 | 5000 | 460 | 2730
2022-01-05 | 10 | 10000 | 780 | 5390
2022-01-05 | 11 | 9000 | 1160 | 5080
2022-01-05 | 12 | 13000 | 3000 | 8000
2022-01-05 | 13 | 27000 | 2760 | 14880
2022-01-05 | 14 | 17000 | 1560 | 9280
2022-01-05 | 15 | 6000 | 890 | 3445
2022-01-05 | 16 | 4000 | 550 | 2275
2022-01-05 | 17 | 0 | 0 | 0
2022-01-05 | 18 | 0 | 0 | 0
2022-01-05 | 19 | 0 | 0 | 0
2022-01-05 | 20 | 0 | 0 | 0
2022-01-05 | 21 | 0 | 0 | 0
2022-01-05 | 22 | 0 | 0 | 0
2022-01-05 | 23 | 0 | 0 | 0
2022-01-05 | 24 | 0 | 0 | 0
2022-01-06 | 1 | 0 | 0 | 0
2022-01-06 | 2 | 0 | 0 | 0
2022-01-06 | 3 | 0 | 0 | 0
2022-01-06 | 4 | 0 | 0 | 0
2022-01-06 | 5 | 0 | 0 | 0
2022-01-06 | 6 | 0 | 0 | 0
2022-01-06 | 7 | 0 | 10 | 5
2022-01-06 | 8 | 9000 | 300 | 4650
2022-01-06 | 9 | 53000 | 6140 | 29570
2022-01-06 | 10 | 145000 | 18730 | 81865
2022-01-06 | 11 | 166000 | 25760 | 95880
2022-01-06 | 12 | 210000 | 19750 | 114875
2022-01-06 | 13 | 174000 | 15560 | 94780
2022-01-06 | 14 | 130000 | 7990 | 68995
2022-01-06 | 15 | 89000 | 10320 | 49660
2022-01-06 | 16 | 20000 | 2550 | 11275
2022-01-06 | 17 | 1000 | 200 | 600
2022-01-06 | 18 | 0 | 0 | 0
2022-01-06 | 19 | 0 | 0 | 0
2022-01-06 | 20 | 0 | 0 | 0
2022-01-06 | 21 | 0 | 0 | 0
2022-01-06 | 22 | 0 | 0 | 0
2022-01-06 | 23 | 0 | 0 | 0
2022-01-06 | 24 | 0 | 0 | 0
2022-01-07 | 1 | 0 | 0 | 0
2022-01-07 | 2 | 0 | 0 | 0
2022-01-07 | 3 | 0 | 0 | 0
2022-01-07 | 4 | 0 | 0 | 0
2022-01-07 | 5 | 0 | 0 | 0
2022-01-07 | 6 | 0 | 0 | 0
2022-01-07 | 7 | 0 | 0 | 0
2022-01-07 | 8 | 0 | 0 | 0
2022-01-07 | 9 | 0 | 0 | 0
2022-01-07 | 10 | 0 | 10 | 5
2022-01-07 | 11 | 0 | 0 | 0
2022-01-07 | 12 | 0 | 0 | 0
2022-01-07 | 13 | 0 | 0 | 0
2022-01-07 | 14 | 0 | 10 | 5
2022-01-07 | 15 | 0 | 0 | 0
2022-01-07 | 16 | 0 | 0 | 0
2022-01-07 | 17 | 0 | 0 | 0
2022-01-07 | 18 | 0 | 0 | 0
2022-01-07 | 19 | 0 | 0 | 0
2022-01-07 | 20 | 0 | 0 | 0
2022-01-07 | 21 | 0 | 0 | 0
2022-01-07 | 22 | 0 | 0 | 0
2022-01-07 | 23 | 0 | 0 | 0
2022-01-07 | 24 | 0 | 0 | 0
2022-01-08 | 1 | 0 | 0 | 0
2022-01-08 | 2 | 0 | 0 | 0
2022-01-08 | 3 | 0 | 0 | 0
2022-01-08 | 4 | 0 | 0 | 0
2022-01-08 | 5 | 0 | 0 | 0
2022-01-08 | 6 | 0 | 0 | 0
2022-01-08 | 7 | 0 | 0 | 0
2022-01-08 | 8 | 0 | 10 | 5
2022-01-08 | 9 | 0 | 10 | 5
2022-01-08 | 10 | 1000 | 230 | 615
2022-01-08 | 11 | 2000 | 620 | 1310
2022-01-08 | 12 | 2000 | 3130 | 2565
2022-01-08 | 13 | 2000 | 4490 | 3245
2022-01-08 | 14 | 2000 | 6270 | 4135
2022-01-08 | 15 | 1000 | 6390 | 3695
2022-01-08 | 16 | 0 | 1560 | 780
2022-01-08 | 17 | 0 | 40 | 20
2022-01-08 | 18 | 0 | 0 | 0
2022-01-08 | 19 | 0 | 0 | 0
2022-01-08 | 20 | 0 | 0 | 0
2022-01-08 | 21 | 0 | 0 | 0
2022-01-08 | 22 | 0 | 0 | 0
2022-01-08 | 23 | 0 | 0 | 0
2022-01-08 | 24 | 0 | 0 | 0
2022-01-09 | 1 | 0 | 0 | 0
2022-01-09 | 2 | 0 | 0 | 0
2022-01-09 | 3 | 0 | 0 | 0
2022-01-09 | 4 | 0 | 0 | 0
2022-01-09 | 5 | 0 | 0 | 0
2022-01-09 | 6 | 0 | 0 | 0
2022-01-09 | 7 | 0 | 0 | 0
2022-01-09 | 8 | 0 | 0 | 0
2022-01-09 | 9 | 0 | 240 | 120
2022-01-09 | 10 | 0 | 710 | 355
2022-01-09 | 11 | 0 | 1060 | 530
2022-01-09 | 12 | 0 | 1810 | 905
2022-01-09 | 13 | 0 | 4210 | 2105
2022-01-09 | 14 | 0 | 4630 | 2315
2022-01-09 | 15 | 0 | 760 | 380
2022-01-09 | 16 | 0 | 1010 | 505
2022-01-09 | 17 | 0 | 30 | 15
2022-01-09 | 18 | 0 | 0 | 0
2022-01-09 | 19 | 0 | 0 | 0
2022-01-09 | 20 | 0 | 0 | 0
2022-01-09 | 21 | 0 | 0 | 0
2022-01-09 | 22 | 0 | 0 | 0
2022-01-09 | 23 | 0 | 0 | 0
2022-01-09 | 24 | 0 | 0 | 0
2022-01-10 | 1 | 0 | 0 | 0
2022-01-10 | 2 | 0 | 0 | 0
2022-01-10 | 3 | 0 | 0 | 0
2022-01-10 | 4 | 0 | 0 | 0
2022-01-10 | 5 | 0 | 0 | 0
2022-01-10 | 6 | 0 | 0 | 0
2022-01-10 | 7 | 0 | 0 | 0
2022-01-10 | 8 | 4000 | 250 | 2125
2022-01-10 | 9 | 23000 | 6790 | 14895
2022-01-10 | 10 | 49000 | 21030 | 35015
2022-01-10 | 11 | 70000 | 26550 | 48275
2022-01-10 | 12 | 97000 | 32560 | 64780
2022-01-10 | 13 | 113000 | 21700 | 67350
2022-01-10 | 14 | 104000 | 12710 | 58355
2022-01-10 | 15 | 53000 | 11420 | 32210
2022-01-10 | 16 | 18000 | 3850 | 10925
2022-01-10 | 17 | 1000 | 240 | 620
2022-01-10 | 18 | 0 | 0 | 0
2022-01-10 | 19 | 0 | 0 | 0
2022-01-10 | 20 | 0 | 0 | 0
2022-01-10 | 21 | 0 | 0 | 0
2022-01-10 | 22 | 0 | 0 | 0
2022-01-10 | 23 | 0 | 0 | 0
2022-01-10 | 24 | 0 | 0 | 0
2022-01-11 | 1 | 0 | 0 | 0
2022-01-11 | 2 | 0 | 0 | 0
2022-01-11 | 3 | 0 | 0 | 0
2022-01-11 | 4 | 0 | 0 | 0
2022-01-11 | 5 | 0 | 0 | 0
2022-01-11 | 6 | 0 | 0 | 0
2022-01-11 | 7 | 0 | 10 | 5
2022-01-11 | 8 | 7000 | 20 | 3510
2022-01-11 | 9 | 44000 | 1340 | 22670
2022-01-11 | 10 | 97000 | 4740 | 50870
2022-01-11 | 11 | 126000 | 7400 | 66700
2022-01-11 | 12 | 140000 | 10010 | 75005
2022-01-11 | 13 | 138000 | 12640 | 75320
2022-01-11 | 14 | 122000 | 13540 | 67770
2022-01-11 | 15 | 78000 | 11800 | 44900
2022-01-11 | 16 | 25000 | 3010 | 14005
2022-01-11 | 17 | 1000 | 130 | 565
2022-01-11 | 18 | 0 | 0 | 0
2022-01-11 | 19 | 0 | 0 | 0
2022-01-11 | 20 | 0 | 0 | 0
2022-01-11 | 21 | 0 | 0 | 0
2022-01-11 | 22 | 0 | 0 | 0
2022-01-11 | 23 | 0 | 0 | 0
2022-01-11 | 24 | 0 | 0 | 0
2022-01-12 | 1 | 0 | 0 | 0
2022-01-12 | 2 | 0 | 0 | 0
2022-01-12 | 3 | 0 | 0 | 0
2022-01-12 | 4 | 0 | 0 | 0
2022-01-12 | 5 | 0 | 0 | 0
2022-01-12 | 6 | 0 | 0 | 0
2022-01-12 | 7 | 0 | 0 | 0
2022-01-12 | 8 | 5000 | 350 | 2675
2022-01-12 | 9 | 22000 | 1310 | 11655
2022-01-12 | 10 | 19000 | 2120 | 10560
2022-01-12 | 11 | 42000 | 5090 | 23545
2022-01-12 | 12 | 80000 | 21970 | 50985
2022-01-12 | 13 | 130000 | 22740 | 76370
2022-01-12 | 14 | 117000 | 15560 | 66280
2022-01-12 | 15 | 24000 | 2920 | 13460
2022-01-12 | 16 | 3000 | 620 | 1810
2022-01-12 | 17 | 0 | 20 | 10
2022-01-12 | 18 | 0 | 0 | 0
2022-01-12 | 19 | 0 | 0 | 0
2022-01-12 | 20 | 0 | 0 | 0
2022-01-12 | 21 | 0 | 0 | 0
2022-01-12 | 22 | 0 | 0 | 0
2022-01-12 | 23 | 0 | 0 | 0
2022-01-12 | 24 | 0 | 0 | 0
2022-01-13 | 1 | 0 | 0 | 0
2022-01-13 | 2 | 0 | 0 | 0
2022-01-13 | 3 | 0 | 0 | 0
2022-01-13 | 4 | 0 | 0 | 0
2022-01-13 | 5 | 0 | 0 | 0
2022-01-13 | 6 | 0 | 0 | 0
2022-01-13 | 7 | 0 | 0 | 0
2022-01-13 | 8 | 0 | 30 | 15
2022-01-13 | 9 | 13000 | 1500 | 7250
2022-01-13 | 10 | 31000 | 3100 | 17050
2022-01-13 | 11 | 38000 | 4040 | 21020
2022-01-13 | 12 | 34000 | 4070 | 19035
2022-01-13 | 13 | 50000 | 6830 | 28415
2022-01-13 | 14 | 73000 | 9740 | 41370
2022-01-13 | 15 | 78000 | 11910 | 44955
2022-01-13 | 16 | 17000 | 3280 | 10140
2022-01-13 | 17 | 2000 | 310 | 1155
2022-01-13 | 18 | 0 | 0 | 0
2022-01-13 | 19 | 0 | 0 | 0
2022-01-13 | 20 | 0 | 0 | 0
2022-01-13 | 21 | 0 | 0 | 0
2022-01-13 | 22 | 0 | 0 | 0
2022-01-13 | 23 | 0 | 0 | 0
2022-01-13 | 24 | 0 | 0 | 0
2022-01-14 | 1 | 0 | 0 | 0
2022-01-14 | 2 | 0 | 0 | 0
2022-01-14 | 3 | 0 | 0 | 0
2022-01-14 | 4 | 0 | 0 | 0
2022-01-14 | 5 | 0 | 0 | 0
2022-01-14 | 6 | 0 | 0 | 0
2022-01-14 | 7 | 0 | 0 | 0
2022-01-14 | 8 | 2000 | 90 | 1045
2022-01-14 | 9 | 13000 | 1360 | 7180
2022-01-14 | 10 | 30000 | 4720 | 17360
2022-01-14 | 11 | 40000 | 13000 | 26500
2022-01-14 | 12 | 152000 | 19780 | 85890
2022-01-14 | 13 | 62000 | 7610 | 34805
2022-01-14 | 14 | 38000 | 4830 | 21415
2022-01-14 | 15 | 34000 | 3800 | 18900
2022-01-14 | 16 | 17000 | 2020 | 9510
2022-01-14 | 17 | 2000 | 320 | 1160
2022-01-14 | 18 | 0 | 0 | 0
2022-01-14 | 19 | 0 | 0 | 0
2022-01-14 | 20 | 0 | 0 | 0
2022-01-14 | 21 | 0 | 0 | 0
2022-01-14 | 22 | 0 | 0 | 0
2022-01-14 | 23 | 0 | 0 | 0
2022-01-14 | 24 | 0 | 0 | 0
2022-01-15 | 1 | 0 | 0 | 0
2022-01-15 | 2 | 0 | 0 | 0
2022-01-15 | 3 | 0 | 0 | 0
2022-01-15 | 4 | 0 | 0 | 0
2022-01-15 | 5 | 0 | 0 | 0
2022-01-15 | 6 | 0 | 0 | 0
2022-01-15 | 7 | 0 | 0 | 0
2022-01-15 | 8 | 13000 | 400 | 6700
2022-01-15 | 9 | 70000 | 7600 | 38800
2022-01-15 | 10 | 177000 | 22320 | 99660
2022-01-15 | 11 | 224000 | 30740 | 127370
2022-01-15 | 12 | 244000 | 34370 | 139185
2022-01-15 | 13 | 240000 | 33910 | 136955
2022-01-15 | 14 | 213000 | 28780 | 120890
2022-01-15 | 15 | 139000 | 19460 | 79230
2022-01-15 | 16 | 29000 | 3470 | 16235
2022-01-15 | 17 | 2000 | 400 | 1200
2022-01-15 | 18 | 0 | 0 | 0
2022-01-15 | 19 | 0 | 0 | 0
2022-01-15 | 20 | 0 | 0 | 0
2022-01-15 | 21 | 0 | 0 | 0
2022-01-15 | 22 | 0 | 0 | 0
2022-01-15 | 23 | 0 | 0 | 0
2022-01-15 | 24 | 0 | 0 | 0
2022-01-16 | 1 | 0 | 0 | 0
2022-01-16 | 2 | 0 | 0 | 0
2022-01-16 | 3 | 0 | 0 | 0
2022-01-16 | 4 | 0 | 0 | 0
2022-01-16 | 5 | 0 | 0 | 0
2022-01-16 | 6 | 0 | 0 | 0
2022-01-16 | 7 | 0 | 0 | 0
2022-01-16 | 8 | 14000 | 340 | 7170
2022-01-16 | 9 | 71000 | 7940 | 39470
2022-01-16 | 10 | 174000 | 21610 | 97805
2022-01-16 | 11 | 217000 | 29070 | 123035
2022-01-16 | 12 | 233000 | 31640 | 132320
2022-01-16 | 13 | 229000 | 30840 | 129920
2022-01-16 | 14 | 204000 | 26640 | 115320
2022-01-16 | 15 | 122000 | 18140 | 70070
2022-01-16 | 16 | 36000 | 4750 | 20375
2022-01-16 | 17 | 2000 | 300 | 1150
2022-01-16 | 18 | 0 | 0 | 0
2022-01-16 | 19 | 0 | 0 | 0
2022-01-16 | 20 | 0 | 0 | 0
2022-01-16 | 21 | 0 | 0 | 0
2022-01-16 | 22 | 0 | 0 | 0
2022-01-16 | 23 | 0 | 0 | 0
2022-01-16 | 24 | 0 | 0 | 0
2022-01-17 | 1 | 0 | 0 | 0
2022-01-17 | 2 | 0 | 0 | 0
2022-01-17 | 3 | 0 | 0 | 0
2022-01-17 | 4 | 0 | 0 | 0
2022-01-17 | 5 | 0 | 0 | 0
2022-01-17 | 6 | 0 | 0 | 0
2022-01-17 | 7 | 0 | 10 | 5
2022-01-17 | 8 | 0 | 0 | 0
2022-01-17 | 9 | 0 | 170 | 85
2022-01-17 | 10 | 6000 | 420 | 3210
2022-01-17 | 11 | 8000 | 860 | 4430
2022-01-17 | 12 | 16000 | 3350 | 9675
2022-01-17 | 13 | 48000 | 13640 | 30820
2022-01-17 | 14 | 109000 | 14920 | 61960
2022-01-17 | 15 | 46000 | 9490 | 27745
2022-01-17 | 16 | 24000 | 1700 | 12850
2022-01-17 | 17 | 2000 | 200 | 1100
2022-01-17 | 18 | 0 | 0 | 0
2022-01-17 | 19 | 0 | 0 | 0
2022-01-17 | 20 | 0 | 0 | 0
2022-01-17 | 21 | 0 | 0 | 0
2022-01-17 | 22 | 0 | 0 | 0
2022-01-17 | 23 | 0 | 0 | 0
2022-01-17 | 24 | 0 | 0 | 0
2022-01-18 | 1 | 0 | 0 | 0
2022-01-18 | 2 | 0 | 0 | 0
2022-01-18 | 3 | 0 | 0 | 0
2022-01-18 | 4 | 0 | 0 | 0
2022-01-18 | 5 | 0 | 0 | 0
2022-01-18 | 6 | 0 | 0 | 0
2022-01-18 | 7 | 0 | 0 | 0
2022-01-18 | 8 | 13000 | 430 | 6715
2022-01-18 | 9 | 63000 | 4700 | 33850
2022-01-18 | 10 | 100000 | 12590 | 56295
2022-01-18 | 11 | 198000 | 14090 | 106045
2022-01-18 | 12 | 241000 | 27730 | 134365
2022-01-18 | 13 | 192000 | 15590 | 103795
2022-01-18 | 14 | 160000 | 13440 | 86720
2022-01-18 | 15 | 141000 | 10890 | 75945
2022-01-18 | 16 | 43000 | 5580 | 24290
2022-01-18 | 17 | 3000 | 350 | 1675
2022-01-18 | 18 | 0 | 0 | 0
2022-01-18 | 19 | 0 | 0 | 0
2022-01-18 | 20 | 0 | 0 | 0
2022-01-18 | 21 | 0 | 0 | 0
2022-01-18 | 22 | 0 | 0 | 0
2022-01-18 | 23 | 0 | 0 | 0
2022-01-18 | 24 | 0 | 0 | 0
2022-01-19 | 1 | 0 | 0 | 0
2022-01-19 | 2 | 0 | 0 | 0
2022-01-19 | 3 | 0 | 0 | 0
2022-01-19 | 4 | 0 | 0 | 0
2022-01-19 | 5 | 0 | 0 | 0
2022-01-19 | 6 | 0 | 0 | 0
2022-01-19 | 7 | 0 | 0 | 0
2022-01-19 | 8 | 1000 | 50 | 525
2022-01-19 | 9 | 5000 | 470 | 2735
2022-01-19 | 10 | 14000 | 1860 | 7930
2022-01-19 | 11 | 42000 | 7690 | 24845
2022-01-19 | 12 | 95000 | 25000 | 60000
2022-01-19 | 13 | 220000 | 29430 | 124715
2022-01-19 | 14 | 119000 | 19170 | 69085
2022-01-19 | 15 | 95000 | 12640 | 53820
2022-01-19 | 16 | 23000 | 3380 | 13190
2022-01-19 | 17 | 4000 | 470 | 2235
2022-01-19 | 18 | 0 | 0 | 0
2022-01-19 | 19 | 0 | 0 | 0
2022-01-19 | 20 | 0 | 0 | 0
2022-01-19 | 21 | 0 | 0 | 0
2022-01-19 | 22 | 0 | 0 | 0
2022-01-19 | 23 | 0 | 0 | 0
2022-01-19 | 24 | 0 | 0 | 0
2022-01-20 | 1 | 0 | 0 | 0
2022-01-20 | 2 | 0 | 0 | 0
2022-01-20 | 3 | 0 | 0 | 0
2022-01-20 | 4 | 0 | 0 | 0
2022-01-20 | 5 | 0 | 0 | 0
2022-01-20 | 6 | 0 | 0 | 0
2022-01-20 | 7 | 0 | 10 | 5
2022-01-20 | 8 | 1000 | 40 | 520
2022-01-20 | 9 | 11000 | 1070 | 6035
2022-01-20 | 10 | 21000 | 2490 | 11745
2022-01-20 | 11 | 29000 | 3220 | 16110
2022-01-20 | 12 | 74000 | 10850 | 42425
2022-01-20 | 13 | 165000 | 22090 | 93545
2022-01-20 | 14 | 186000 | 22340 | 104170
2022-01-20 | 15 | 148000 | 20220 | 84110
2022-01-20 | 16 | 37000 | 6050 | 21525
2022-01-20 | 17 | 4000 | 330 | 2165
2022-01-20 | 18 | 0 | 0 | 0
2022-01-20 | 19 | 0 | 0 | 0
2022-01-20 | 20 | 0 | 0 | 0
2022-01-20 | 21 | 0 | 0 | 0
2022-01-20 | 22 | 0 | 0 | 0
2022-01-20 | 23 | 0 | 0 | 0
2022-01-20 | 24 | 0 | 0 | 0
2022-01-21 | 1 | 0 | 0 | 0
2022-01-21 | 2 | 0 | 0 | 0
2022-01-21 | 3 | 0 | 0 | 0
2022-01-21 | 4 | 0 | 0 | 0
2022-01-21 | 5 | 0 | 0 | 0
2022-01-21 | 6 | 0 | 0 | 0
2022-01-21 | 7 | 0 | 0 | 0
2022-01-21 | 8 | 5000 | 420 | 2710
2022-01-21 | 9 | 42000 | 4330 | 23165
2022-01-21 | 10 | 162000 | 19310 | 90655
2022-01-21 | 11 | 212000 | 28170 | 120085
2022-01-21 | 12 | 210000 | 31580 | 120790
2022-01-21 | 13 | 240000 | 32270 | 136135
2022-01-21 | 14 | 214000 | 27920 | 120960
2022-01-21 | 15 | 161000 | 21950 | 91475
2022-01-21 | 16 | 45000 | 7370 | 26185
2022-01-21 | 17 | 4000 | 360 | 2180
2022-01-21 | 18 | 0 | 0 | 0
2022-01-21 | 19 | 0 | 0 | 0
2022-01-21 | 20 | 0 | 0 | 0
2022-01-21 | 21 | 0 | 0 | 0
2022-01-21 | 22 | 0 | 0 | 0
2022-01-21 | 23 | 0 | 0 | 0
2022-01-21 | 24 | 0 | 0 | 0
2022-01-22 | 1 | 0 | 0 | 0
2022-01-22 | 2 | 0 | 0 | 0
2022-01-22 | 3 | 0 | 0 | 0
2022-01-22 | 4 | 0 | 0 | 0
2022-01-22 | 5 | 0 | 0 | 0
2022-01-22 | 6 | 0 | 0 | 0
2022-01-22 | 7 | 0 | 10 | 5
2022-01-22 | 8 | 12000 | 400 | 6200
2022-01-22 | 9 | 87000 | 9750 | 48375
2022-01-22 | 10 | 184000 | 22700 | 103350
2022-01-22 | 11 | 228000 | 29880 | 128940
2022-01-22 | 12 | 245000 | 32370 | 138685
2022-01-22 | 13 | 242000 | 31740 | 136870
2022-01-22 | 14 | 215000 | 27770 | 121385
2022-01-22 | 15 | 163000 | 22210 | 92605
2022-01-22 | 16 | 47000 | 7610 | 27305
2022-01-22 | 17 | 5000 | 510 | 2755
2022-01-22 | 18 | 0 | 0 | 0
2022-01-22 | 19 | 0 | 0 | 0
2022-01-22 | 20 | 0 | 0 | 0
2022-01-22 | 21 | 0 | 0 | 0
2022-01-22 | 22 | 0 | 0 | 0
2022-01-22 | 23 | 0 | 0 | 0
2022-01-22 | 24 | 0 | 0 | 0
2022-01-23 | 1 | 0 | 0 | 0
2022-01-23 | 2 | 0 | 0 | 0
2022-01-23 | 3 | 0 | 0 | 0
2022-01-23 | 4 | 0 | 0 | 0
2022-01-23 | 5 | 0 | 0 | 0
2022-01-23 | 6 | 0 | 0 | 0
2022-01-23 | 7 | 0 | 10 | 5
2022-01-23 | 8 | 4000 | 390 | 2195
2022-01-23 | 9 | 21000 | 2120 | 11560
2022-01-23 | 10 | 48000 | 5150 | 26575
2022-01-23 | 11 | 123000 | 15010 | 69005
2022-01-23 | 12 | 164000 | 22290 | 93145
2022-01-23 | 13 | 171000 | 24110 | 97555
2022-01-23 | 14 | 126000 | 16710 | 71355
2022-01-23 | 15 | 96000 | 10510 | 53255
2022-01-23 | 16 | 29000 | 3680 | 16340
2022-01-23 | 17 | 4000 | 500 | 2250
2022-01-23 | 18 | 0 | 0 | 0
2022-01-23 | 19 | 0 | 0 | 0
2022-01-23 | 20 | 0 | 0 | 0
2022-01-23 | 21 | 0 | 0 | 0
2022-01-23 | 22 | 0 | 0 | 0
2022-01-23 | 23 | 0 | 0 | 0
2022-01-23 | 24 | 0 | 0 | 0
2022-01-24 | 1 | 0 | 0 | 0
2022-01-24 | 2 | 0 | 0 | 0
2022-01-24 | 3 | 0 | 0 | 0
2022-01-24 | 4 | 0 | 0 | 0
2022-01-24 | 5 | 0 | 0 | 0
2022-01-24 | 6 | 0 | 0 | 0
2022-01-24 | 7 | 0 | 0 | 0
2022-01-24 | 8 | 15000 | 610 | 7805
2022-01-24 | 9 | 85000 | 7770 | 46385
2022-01-24 | 10 | 174000 | 19040 | 96520
2022-01-24 | 11 | 136000 | 25850 | 80925
2022-01-24 | 12 | 219000 | 31340 | 125170
2022-01-24 | 13 | 232000 | 30340 | 131170
2022-01-24 | 14 | 207000 | 26790 | 116895
2022-01-24 | 15 | 157000 | 20870 | 88935
2022-01-24 | 16 | 50000 | 8100 | 29050
2022-01-24 | 17 | 5000 | 790 | 2895
2022-01-24 | 18 | 0 | 0 | 0
2022-01-24 | 19 | 0 | 0 | 0
2022-01-24 | 20 | 0 | 0 | 0
2022-01-24 | 21 | 0 | 0 | 0
2022-01-24 | 22 | 0 | 0 | 0
2022-01-24 | 23 | 0 | 0 | 0
2022-01-24 | 24 | 0 | 0 | 0
2022-01-25 | 1 | 0 | 0 | 0
2022-01-25 | 2 | 0 | 0 | 0
2022-01-25 | 3 | 0 | 0 | 0
2022-01-25 | 4 | 0 | 0 | 0
2022-01-25 | 5 | 0 | 0 | 0
2022-01-25 | 6 | 0 | 0 | 0
2022-01-25 | 7 | 0 | 0 | 0
2022-01-25 | 8 | 0 | 20 | 10
2022-01-25 | 9 | 4000 | 570 | 2285
2022-01-25 | 10 | 13000 | 2280 | 7640
2022-01-25 | 11 | 64000 | 11600 | 37800
2022-01-25 | 12 | 145000 | 23780 | 84390
2022-01-25 | 13 | 182000 | 14620 | 98310
2022-01-25 | 14 | 70000 | 13240 | 41620
2022-01-25 | 15 | 107000 | 13130 | 60065
2022-01-25 | 16 | 55000 | 5470 | 30235
2022-01-25 | 17 | 6000 | 390 | 3195
2022-01-25 | 18 | 0 | 0 | 0
2022-01-25 | 19 | 0 | 0 | 0
2022-01-25 | 20 | 0 | 0 | 0
2022-01-25 | 21 | 0 | 0 | 0
2022-01-25 | 22 | 0 | 0 | 0
2022-01-25 | 23 | 0 | 0 | 0
2022-01-25 | 24 | 0 | 0 | 0
2022-01-26 | 1 | 0 | 0 | 0
2022-01-26 | 2 | 0 | 0 | 0
2022-01-26 | 3 | 0 | 0 | 0
2022-01-26 | 4 | 0 | 0 | 0
2022-01-26 | 5 | 0 | 0 | 0
2022-01-26 | 6 | 0 | 0 | 0
2022-01-26 | 7 | 0 | 0 | 0
2022-01-26 | 8 | 17000 | 500 | 8750
2022-01-26 | 9 | 94000 | 9650 | 51825
2022-01-26 | 10 | 182000 | 22250 | 102125
2022-01-26 | 11 | 227000 | 29800 | 128400
2022-01-26 | 12 | 249000 | 33490 | 141245
2022-01-26 | 13 | 247000 | 34050 | 140525
2022-01-26 | 14 | 222000 | 30420 | 126210
2022-01-26 | 15 | 170000 | 23550 | 96775
2022-01-26 | 16 | 62000 | 10120 | 36060
2022-01-26 | 17 | 7000 | 540 | 3770
2022-01-26 | 18 | 0 | 0 | 0
2022-01-26 | 19 | 0 | 0 | 0
2022-01-26 | 20 | 0 | 0 | 0
2022-01-26 | 21 | 0 | 0 | 0
2022-01-26 | 22 | 0 | 0 | 0
2022-01-26 | 23 | 0 | 0 | 0
2022-01-26 | 24 | 0 | 0 | 0
2022-01-27 | 1 | 0 | 0 | 0
2022-01-27 | 2 | 0 | 0 | 0
2022-01-27 | 3 | 0 | 0 | 0
2022-01-27 | 4 | 0 | 0 | 0
2022-01-27 | 5 | 0 | 0 | 0
2022-01-27 | 6 | 0 | 0 | 0
2022-01-27 | 7 | 0 | 0 | 0
2022-01-27 | 8 | 19000 | 540 | 9770
2022-01-27 | 9 | 99000 | 10430 | 54715
2022-01-27 | 10 | 162000 | 21220 | 91610
2022-01-27 | 11 | 203000 | 25640 | 114320
2022-01-27 | 12 | 209000 | 26440 | 117720
2022-01-27 | 13 | 185000 | 23790 | 104395
2022-01-27 | 14 | 142000 | 24930 | 83465
2022-01-27 | 15 | 162000 | 22260 | 92130
2022-01-27 | 16 | 66000 | 9620 | 37810
2022-01-27 | 17 | 8000 | 500 | 4250
2022-01-27 | 18 | 0 | 0 | 0
2022-01-27 | 19 | 0 | 0 | 0
2022-01-27 | 20 | 0 | 0 | 0
2022-01-27 | 21 | 0 | 0 | 0
2022-01-27 | 22 | 0 | 0 | 0
2022-01-27 | 23 | 0 | 0 | 0
2022-01-27 | 24 | 0 | 0 | 0
2022-01-28 | 1 | 0 | 0 | 0
2022-01-28 | 2 | 0 | 0 | 0
2022-01-28 | 3 | 0 | 0 | 0
2022-01-28 | 4 | 0 | 0 | 0
2022-01-28 | 5 | 0 | 0 | 0
2022-01-28 | 6 | 0 | 0 | 0
2022-01-28 | 7 | 0 | 10 | 5
2022-01-28 | 8 | 4000 | 380 | 2190
2022-01-28 | 9 | 16000 | 1990 | 8995
2022-01-28 | 10 | 46000 | 4540 | 25270
2022-01-28 | 11 | 54000 | 5240 | 29620
2022-01-28 | 12 | 55000 | 9040 | 32020
2022-01-28 | 13 | 105000 | 11720 | 58360
2022-01-28 | 14 | 57000 | 5150 | 31075
2022-01-28 | 15 | 39000 | 5010 | 22005
2022-01-28 | 16 | 22000 | 3240 | 12620
2022-01-28 | 17 | 7000 | 990 | 3995
2022-01-28 | 18 | 0 | 0 | 0
2022-01-28 | 19 | 0 | 0 | 0
2022-01-28 | 20 | 0 | 0 | 0
2022-01-28 | 21 | 0 | 0 | 0
2022-01-28 | 22 | 0 | 0 | 0
2022-01-28 | 23 | 0 | 0 | 0
2022-01-28 | 24 | 0 | 0 | 0
2022-01-29 | 1 | 0 | 0 | 0
2022-01-29 | 2 | 0 | 0 | 0
2022-01-29 | 3 | 0 | 0 | 0
2022-01-29 | 4 | 0 | 0 | 0
2022-01-29 | 5 | 0 | 0 | 0
2022-01-29 | 6 | 0 | 0 | 0
2022-01-29 | 7 | 0 | 0 | 0
2022-01-29 | 8 | 0 | 0 | 0
2022-01-29 | 9 | 1000 | 20 | 510
2022-01-29 | 10 | 2000 | 0 | 1000
2022-01-29 | 11 | 0 | 0 | 0
2022-01-29 | 12 | 1000 | 0 | 500
2022-01-29 | 13 | 1000 | 10 | 505
2022-01-29 | 14 | 1000 | 0 | 500
2022-01-29 | 15 | 2000 | 0 | 1000
2022-01-29 | 16 | 0 | 0 | 0
2022-01-29 | 17 | 0 | 0 | 0
2022-01-29 | 18 | 0 | 0 | 0
2022-01-29 | 19 | 0 | 0 | 0
2022-01-29 | 20 | 0 | 0 | 0
2022-01-29 | 21 | 0 | 0 | 0
2022-01-29 | 22 | 0 | 0 | 0
2022-01-29 | 23 | 0 | 0 | 0
2022-01-29 | 24 | 0 | 0 | 0
2022-01-30 | 1 | 0 | 0 | 0
2022-01-30 | 2 | 0 | 0 | 0
2022-01-30 | 3 | 0 | 0 | 0
2022-01-30 | 4 | 0 | 0 | 0
2022-01-30 | 5 | 0 | 0 | 0
2022-01-30 | 6 | 0 | 0 | 0
2022-01-30 | 7 | 0 | 0 | 0
2022-01-30 | 8 | 0 | 0 | 0
2022-01-30 | 9 | 2000 | 40 | 1020
2022-01-30 | 10 | 4000 | 290 | 2145
2022-01-30 | 11 | 6000 | 480 | 3240
2022-01-30 | 12 | 7000 | 630 | 3815
2022-01-30 | 13 | 8000 | 1160 | 4580
2022-01-30 | 14 | 8000 | 2480 | 5240
2022-01-30 | 15 | 9000 | 2660 | 5830
2022-01-30 | 16 | 7000 | 1130 | 4065
2022-01-30 | 17 | 1000 | 30 | 515
2022-01-30 | 18 | 0 | 0 | 0
2022-01-30 | 19 | 0 | 0 | 0
2022-01-30 | 20 | 0 | 0 | 0
2022-01-30 | 21 | 0 | 0 | 0
2022-01-30 | 22 | 0 | 0 | 0
2022-01-30 | 23 | 0 | 0 | 0
2022-01-30 | 24 | 0 | 0 | 0
2022-01-31 | 1 | 0 | 0 | 0
2022-01-31 | 2 | 0 | 0 | 0
2022-01-31 | 3 | 0 | 0 | 0
2022-01-31 | 4 | 0 | 0 | 0
2022-01-31 | 5 | 0 | 0 | 0
2022-01-31 | 6 | 0 | 0 | 0
2022-01-31 | 7 | 0 | 0 | 0
2022-01-31 | 8 | 2000 | 50 | 1025
2022-01-31 | 9 | 9000 | 1180 | 5090
2022-01-31 | 10 | 18000 | 2680 | 10340
2022-01-31 | 11 | 33000 | 3840 | 18420
2022-01-31 | 12 | 51000 | 6450 | 28725
2022-01-31 | 13 | 61000 | 14530 | 37765
2022-01-31 | 14 | 76000 | 24070 | 50035
2022-01-31 | 15 | 68000 | 21830 | 44915
2022-01-31 | 16 | 34000 | 11120 | 22560
2022-01-31 | 17 | 5000 | 730 | 2865
2022-01-31 | 18 | 0 | 0 | 0
2022-01-31 | 19 | 0 | 0 | 0
2022-01-31 | 20 | 0 | 0 | 0
2022-01-31 | 21 | 0 | 0 | 0
2022-01-31 | 22 | 0 | 0 | 0
2022-01-31 | 23 | 0 | 0 | 0
2022-01-31 | 24 | 0 | 0 | 0
2022-02-01 | 1 | 0 | 0 | 0
2022-02-01 | 2 | 0 | 0 | 0
2022-02-01 | 3 | 0 | 0 | 0
2022-02-01 | 4 | 0 | 0 | 0
2022-02-01 | 5 | 0 | 0 | 0
2022-02-01 | 6 | 0 | 0 | 0
2022-02-01 | 7 | 0 | 10 | 5
2022-02-01 | 8 | 9000 | 690 | 4845
2022-02-01 | 9 | 45000 | 10820 | 27910
2022-02-01 | 10 | 77000 | 22630 | 49815
2022-02-01 | 11 | 85000 | 23410 | 54205
2022-02-01 | 12 | 58000 | 11420 | 34710
2022-02-01 | 13 | 39000 | 10100 | 24550
2022-02-01 | 14 | 21000 | 4600 | 12800
2022-02-01 | 15 | 10000 | 3590 | 6795
2022-02-01 | 16 | 6000 | 1780 | 3890
2022-02-01 | 17 | 1000 | 200 | 600
2022-02-01 | 18 | 0 | 0 | 0
2022-02-01 | 19 | 0 | 0 | 0
2022-02-01 | 20 | 0 | 0 | 0
2022-02-01 | 21 | 0 | 0 | 0
2022-02-01 | 22 | 0 | 0 | 0
2022-02-01 | 23 | 0 | 0 | 0
2022-02-01 | 24 | 0 | 0 | 0
2022-02-02 | 1 | 0 | 0 | 0
2022-02-02 | 2 | 0 | 0 | 0
2022-02-02 | 3 | 0 | 0 | 0
2022-02-02 | 4 | 0 | 0 | 0
2022-02-02 | 5 | 0 | 0 | 0
2022-02-02 | 6 | 0 | 0 | 0
2022-02-02 | 7 | 0 | 0 | 0
2022-02-02 | 8 | 2000 | 470 | 1235
2022-02-02 | 9 | 10000 | 2680 | 6340
2022-02-02 | 10 | 22000 | 6030 | 14015
2022-02-02 | 11 | 45000 | 9230 | 27115
2022-02-02 | 12 | 44000 | 8290 | 26145
2022-02-02 | 13 | 30000 | 5810 | 17905
2022-02-02 | 14 | 35000 | 4330 | 19665
2022-02-02 | 15 | 42000 | 6500 | 24250
2022-02-02 | 16 | 43000 | 7840 | 25420
2022-02-02 | 17 | 6000 | 870 | 3435
2022-02-02 | 18 | 0 | 0 | 0
2022-02-02 | 19 | 0 | 0 | 0
2022-02-02 | 20 | 0 | 0 | 0
2022-02-02 | 21 | 0 | 0 | 0
2022-02-02 | 22 | 0 | 0 | 0
2022-02-02 | 23 | 0 | 0 | 0
2022-02-02 | 24 | 0 | 0 | 0
2022-02-03 | 1 | 0 | 0 | 0
2022-02-03 | 2 | 0 | 0 | 0
2022-02-03 | 3 | 0 | 0 | 0
2022-02-03 | 4 | 0 | 0 | 0
2022-02-03 | 5 | 0 | 0 | 0
2022-02-03 | 6 | 0 | 0 | 0
2022-02-03 | 7 | 0 | 10 | 5
2022-02-03 | 8 | 3000 | 520 | 1760
2022-02-03 | 9 | 17000 | 2690 | 9845
2022-02-03 | 10 | 31000 | 3830 | 17415
2022-02-03 | 11 | 64000 | 8180 | 36090
2022-02-03 | 12 | 79000 | 10430 | 44715
2022-02-03 | 13 | 86000 | 5520 | 45760
2022-02-03 | 14 | 53000 | 5140 | 29070
2022-02-03 | 15 | 27000 | 3540 | 15270
2022-02-03 | 16 | 15000 | 1240 | 8120
2022-02-03 | 17 | 2000 | 250 | 1125
2022-02-03 | 18 | 0 | 0 | 0
2022-02-03 | 19 | 0 | 0 | 0
2022-02-03 | 20 | 0 | 0 | 0
2022-02-03 | 21 | 0 | 0 | 0
2022-02-03 | 22 | 0 | 0 | 0
2022-02-03 | 23 | 0 | 0 | 0
2022-02-03 | 24 | 0 | 0 | 0
2022-02-04 | 1 | 0 | 0 | 0
2022-02-04 | 2 | 0 | 0 | 0
2022-02-04 | 3 | 0 | 0 | 0
2022-02-04 | 4 | 0 | 0 | 0
2022-02-04 | 5 | 0 | 0 | 0
2022-02-04 | 6 | 0 | 0 | 0
2022-02-04 | 7 | 0 | 10 | 5
2022-02-04 | 8 | 0 | 0 | 0
2022-02-04 | 9 | 1000 | 60 | 530
2022-02-04 | 10 | 2000 | 510 | 1255
2022-02-04 | 11 | 3000 | 570 | 1785
2022-02-04 | 12 | 2000 | 690 | 1345
2022-02-04 | 13 | 2000 | 740 | 1370
2022-02-04 | 14 | 1000 | 380 | 690
2022-02-04 | 15 | 0 | 310 | 155
2022-02-04 | 16 | 0 | 190 | 95
2022-02-04 | 17 | 0 | 10 | 5
2022-02-04 | 18 | 0 | 0 | 0
2022-02-04 | 19 | 0 | 0 | 0
2022-02-04 | 20 | 0 | 0 | 0
2022-02-04 | 21 | 0 | 0 | 0
2022-02-04 | 22 | 0 | 0 | 0
2022-02-04 | 23 | 0 | 0 | 0
2022-02-04 | 24 | 0 | 0 | 0
2022-02-05 | 1 | 0 | 0 | 0
2022-02-05 | 2 | 0 | 0 | 0
2022-02-05 | 3 | 0 | 0 | 0
2022-02-05 | 4 | 0 | 0 | 0
2022-02-05 | 5 | 0 | 0 | 0
2022-02-05 | 6 | 0 | 0 | 0
2022-02-05 | 7 | 0 | 0 | 0
2022-02-05 | 8 | 0 | 40 | 20
2022-02-05 | 9 | 2000 | 540 | 1270
2022-02-05 | 10 | 4000 | 2020 | 3010
2022-02-05 | 11 | 10000 | 2370 | 6185
2022-02-05 | 12 | 12000 | 3920 | 7960
2022-02-05 | 13 | 13000 | 5070 | 9035
2022-02-05 | 14 | 11000 | 6220 | 8610
2022-02-05 | 15 | 8000 | 6820 | 7410
2022-02-05 | 16 | 3000 | 4620 | 3810
2022-02-05 | 17 | 0 | 410 | 205
2022-02-05 | 18 | 0 | 0 | 0
2022-02-05 | 19 | 0 | 0 | 0
2022-02-05 | 20 | 0 | 0 | 0
2022-02-05 | 21 | 0 | 0 | 0
2022-02-05 | 22 | 0 | 0 | 0
2022-02-05 | 23 | 0 | 0 | 0
2022-02-05 | 24 | 0 | 0 | 0
2022-02-06 | 1 | 0 | 0 | 0
2022-02-06 | 2 | 0 | 0 | 0
2022-02-06 | 3 | 0 | 0 | 0
2022-02-06 | 4 | 0 | 0 | 0
2022-02-06 | 5 | 0 | 0 | 0
2022-02-06 | 6 | 0 | 0 | 0
2022-02-06 | 7 | 0 | 0 | 0
2022-02-06 | 8 | 1000 | 140 | 570
2022-02-06 | 9 | 5000 | 3540 | 4270
2022-02-06 | 10 | 7000 | 5360 | 6180
2022-02-06 | 11 | 12000 | 11680 | 11840
2022-02-06 | 12 | 13000 | 15630 | 14315
2022-02-06 | 13 | 14000 | 20780 | 17390
2022-02-06 | 14 | 11000 | 23980 | 17490
2022-02-06 | 15 | 6000 | 21960 | 13980
2022-02-06 | 16 | 4000 | 11920 | 7960
2022-02-06 | 17 | 0 | 1710 | 855
2022-02-06 | 18 | 0 | 0 | 0
2022-02-06 | 19 | 0 | 0 | 0
2022-02-06 | 20 | 0 | 0 | 0
2022-02-06 | 21 | 0 | 0 | 0
2022-02-06 | 22 | 0 | 0 | 0
2022-02-06 | 23 | 0 | 0 | 0
2022-02-06 | 24 | 0 | 0 | 0
2022-02-07 | 1 | 0 | 0 | 0
2022-02-07 | 2 | 0 | 0 | 0
2022-02-07 | 3 | 0 | 0 | 0
2022-02-07 | 4 | 0 | 0 | 0
2022-02-07 | 5 | 0 | 0 | 0
2022-02-07 | 6 | 0 | 0 | 0
2022-02-07 | 7 | 0 | 0 | 0
2022-02-07 | 8 | 0 | 310 | 155
2022-02-07 | 9 | 0 | 2020 | 1010
2022-02-07 | 10 | 2000 | 3810 | 2905
2022-02-07 | 11 | 3000 | 6590 | 4795
2022-02-07 | 12 | 3000 | 6280 | 4640
2022-02-07 | 13 | 8000 | 7180 | 7590
2022-02-07 | 14 | 21000 | 6070 | 13535
2022-02-07 | 15 | 13000 | 3860 | 8430
2022-02-07 | 16 | 8000 | 1930 | 4965
2022-02-07 | 17 | 1000 | 420 | 710
2022-02-07 | 18 | 0 | 0 | 0
2022-02-07 | 19 | 0 | 0 | 0
2022-02-07 | 20 | 0 | 0 | 0
2022-02-07 | 21 | 0 | 0 | 0
2022-02-07 | 22 | 0 | 0 | 0
2022-02-07 | 23 | 0 | 0 | 0
2022-02-07 | 24 | 0 | 0 | 0
2022-02-08 | 1 | 0 | 0 | 0
2022-02-08 | 2 | 0 | 0 | 0
2022-02-08 | 3 | 0 | 0 | 0
2022-02-08 | 4 | 0 | 0 | 0
2022-02-08 | 5 | 0 | 0 | 0
2022-02-08 | 6 | 0 | 0 | 0
2022-02-08 | 7 | 0 | 0 | 0
2022-02-08 | 8 | 3000 | 350 | 1675
2022-02-08 | 9 | 29000 | 2250 | 15625
2022-02-08 | 10 | 43000 | 5260 | 24130
2022-02-08 | 11 | 65000 | 8350 | 36675
2022-02-08 | 12 | 68000 | 8110 | 38055
2022-02-08 | 13 | 60000 | 9130 | 34565
2022-02-08 | 14 | 80000 | 8040 | 44020
2022-02-08 | 15 | 49000 | 6250 | 27625
2022-02-08 | 16 | 39000 | 5190 | 22095
2022-02-08 | 17 | 15000 | 430 | 7715
2022-02-08 | 18 | 0 | 0 | 0
2022-02-08 | 19 | 0 | 0 | 0
2022-02-08 | 20 | 0 | 0 | 0
2022-02-08 | 21 | 0 | 0 | 0
2022-02-08 | 22 | 0 | 0 | 0
2022-02-08 | 23 | 0 | 0 | 0
2022-02-08 | 24 | 0 | 0 | 0
2022-02-09 | 1 | 0 | 0 | 0
2022-02-09 | 2 | 0 | 0 | 0
2022-02-09 | 3 | 0 | 0 | 0
2022-02-09 | 4 | 0 | 0 | 0
2022-02-09 | 5 | 0 | 0 | 0
2022-02-09 | 6 | 0 | 0 | 0
2022-02-09 | 7 | 0 | 10 | 5
2022-02-09 | 8 | 32000 | 780 | 16390
2022-02-09 | 9 | 126000 | 12520 | 69260
2022-02-09 | 10 | 193000 | 23840 | 108420
2022-02-09 | 11 | 234000 | 29290 | 131645
2022-02-09 | 12 | 251000 | 30600 | 140800
2022-02-09 | 13 | 247000 | 29550 | 138275
2022-02-09 | 14 | 225000 | 27740 | 126370
2022-02-09 | 15 | 179000 | 23330 | 101165
2022-02-09 | 16 | 100000 | 14540 | 57270
2022-02-09 | 17 | 15000 | 1250 | 8125
2022-02-09 | 18 | 0 | 0 | 0
2022-02-09 | 19 | 0 | 0 | 0
2022-02-09 | 20 | 0 | 0 | 0
2022-02-09 | 21 | 0 | 0 | 0
2022-02-09 | 22 | 0 | 0 | 0
2022-02-09 | 23 | 0 | 0 | 0
2022-02-09 | 24 | 0 | 0 | 0
2022-02-10 | 1 | 0 | 0 | 0
2022-02-10 | 2 | 0 | 0 | 0
2022-02-10 | 3 | 0 | 0 | 0
2022-02-10 | 4 | 0 | 0 | 0
2022-02-10 | 5 | 0 | 0 | 0
2022-02-10 | 6 | 0 | 0 | 0
2022-02-10 | 7 | 0 | 0 | 0
2022-02-10 | 8 | 15000 | 1120 | 8060
2022-02-10 | 9 | 55000 | 3210 | 29105
2022-02-10 | 10 | 34000 | 12250 | 23125
2022-02-10 | 11 | 219000 | 22840 | 120920
2022-02-10 | 12 | 173000 | 17170 | 95085
2022-02-10 | 13 | 115000 | 14760 | 64880
2022-02-10 | 14 | 134000 | 6540 | 70270
2022-02-10 | 15 | 66000 | 17750 | 41875
2022-02-10 | 16 | 60000 | 3240 | 31620
2022-02-10 | 17 | 5000 | 840 | 2920
2022-02-10 | 18 | 0 | 0 | 0
2022-02-10 | 19 | 0 | 0 | 0
2022-02-10 | 20 | 0 | 0 | 0
2022-02-10 | 21 | 0 | 0 | 0
2022-02-10 | 22 | 0 | 0 | 0
2022-02-10 | 23 | 0 | 0 | 0
2022-02-10 | 24 | 0 | 0 | 0
2022-02-11 | 1 | 0 | 0 | 0
2022-02-11 | 2 | 0 | 0 | 0
2022-02-11 | 3 | 0 | 0 | 0
2022-02-11 | 4 | 0 | 0 | 0
2022-02-11 | 5 | 0 | 0 | 0
2022-02-11 | 6 | 0 | 0 | 0
2022-02-11 | 7 | 1000 | 20 | 510
2022-02-11 | 8 | 32000 | 980 | 16490
2022-02-11 | 9 | 125000 | 13050 | 69025
2022-02-11 | 10 | 189000 | 22690 | 105845
2022-02-11 | 11 | 228000 | 27920 | 127960
2022-02-11 | 12 | 250000 | 29280 | 139640
2022-02-11 | 13 | 250000 | 30200 | 140100
2022-02-11 | 14 | 220000 | 29700 | 124850
2022-02-11 | 15 | 182000 | 24990 | 103495
2022-02-11 | 16 | 104000 | 15710 | 59855
2022-02-11 | 17 | 18000 | 1640 | 9820
2022-02-11 | 18 | 0 | 0 | 0
2022-02-11 | 19 | 0 | 0 | 0
2022-02-11 | 20 | 0 | 0 | 0
2022-02-11 | 21 | 0 | 0 | 0
2022-02-11 | 22 | 0 | 0 | 0
2022-02-11 | 23 | 0 | 0 | 0
2022-02-11 | 24 | 0 | 0 | 0
2022-02-12 | 1 | 0 | 0 | 0
2022-02-12 | 2 | 0 | 0 | 0
2022-02-12 | 3 | 0 | 0 | 0
2022-02-12 | 4 | 0 | 0 | 0
2022-02-12 | 5 | 0 | 0 | 0
2022-02-12 | 6 | 0 | 0 | 0
2022-02-12 | 7 | 0 | 10 | 5
2022-02-12 | 8 | 8000 | 770 | 4385
2022-02-12 | 9 | 35000 | 4300 | 19650
2022-02-12 | 10 | 68000 | 8180 | 38090
2022-02-12 | 11 | 74000 | 10500 | 42250
2022-02-12 | 12 | 154000 | 23520 | 88760
2022-02-12 | 13 | 87000 | 10220 | 48610
2022-02-12 | 14 | 105000 | 18330 | 61665
2022-02-12 | 15 | 144000 | 19790 | 81895
2022-02-12 | 16 | 101000 | 14580 | 57790
2022-02-12 | 17 | 17000 | 1690 | 9345
2022-02-12 | 18 | 0 | 0 | 0
2022-02-12 | 19 | 0 | 0 | 0
2022-02-12 | 20 | 0 | 0 | 0
2022-02-12 | 21 | 0 | 0 | 0
2022-02-12 | 22 | 0 | 0 | 0
2022-02-12 | 23 | 0 | 0 | 0
2022-02-12 | 24 | 0 | 0 | 0
2022-02-13 | 1 | 0 | 0 | 0
2022-02-13 | 2 | 0 | 0 | 0
2022-02-13 | 3 | 0 | 0 | 0
2022-02-13 | 4 | 0 | 0 | 0
2022-02-13 | 5 | 0 | 0 | 0
2022-02-13 | 6 | 0 | 0 | 0
2022-02-13 | 7 | 0 | 0 | 0
2022-02-13 | 8 | 4000 | 410 | 2205
2022-02-13 | 9 | 20000 | 2010 | 11005
2022-02-13 | 10 | 29000 | 3040 | 16020
2022-02-13 | 11 | 45000 | 5320 | 25160
2022-02-13 | 12 | 79000 | 10950 | 44975
2022-02-13 | 13 | 90000 | 12070 | 51035
2022-02-13 | 14 | 34000 | 4530 | 19265
2022-02-13 | 15 | 45000 | 4990 | 24995
2022-02-13 | 16 | 22000 | 2050 | 12025
2022-02-13 | 17 | 6000 | 510 | 3255
2022-02-13 | 18 | 0 | 0 | 0
2022-02-13 | 19 | 0 | 0 | 0
2022-02-13 | 20 | 0 | 0 | 0
2022-02-13 | 21 | 0 | 0 | 0
2022-02-13 | 22 | 0 | 0 | 0
2022-02-13 | 23 | 0 | 0 | 0
2022-02-13 | 24 | 0 | 0 | 0
2022-02-14 | 1 | 0 | 0 | 0
2022-02-14 | 2 | 0 | 0 | 0
2022-02-14 | 3 | 0 | 0 | 0
2022-02-14 | 4 | 0 | 0 | 0
2022-02-14 | 5 | 0 | 0 | 0
2022-02-14 | 6 | 0 | 0 | 0
2022-02-14 | 7 | 0 | 0 | 0
2022-02-14 | 8 | 3000 | 140 | 1570
2022-02-14 | 9 | 10000 | 1120 | 5560
2022-02-14 | 10 | 17000 | 4460 | 10730
2022-02-14 | 11 | 44000 | 12800 | 28400
2022-02-14 | 12 | 132000 | 29500 | 80750
2022-02-14 | 13 | 262000 | 32540 | 147270
2022-02-14 | 14 | 250000 | 35220 | 142610
2022-02-14 | 15 | 204000 | 30050 | 117025
2022-02-14 | 16 | 121000 | 19490 | 70245
2022-02-14 | 17 | 25000 | 2820 | 13910
2022-02-14 | 18 | 0 | 0 | 0
2022-02-14 | 19 | 0 | 0 | 0
2022-02-14 | 20 | 0 | 0 | 0
2022-02-14 | 21 | 0 | 0 | 0
2022-02-14 | 22 | 0 | 0 | 0
2022-02-14 | 23 | 0 | 0 | 0
2022-02-14 | 24 | 0 | 0 | 0
2022-02-15 | 1 | 0 | 0 | 0
2022-02-15 | 2 | 0 | 0 | 0
2022-02-15 | 3 | 0 | 0 | 0
2022-02-15 | 4 | 0 | 0 | 0
2022-02-15 | 5 | 0 | 0 | 0
2022-02-15 | 6 | 0 | 0 | 0
2022-02-15 | 7 | 1000 | 30 | 515
2022-02-15 | 8 | 46000 | 1380 | 23690
2022-02-15 | 9 | 143000 | 14780 | 78890
2022-02-15 | 10 | 212000 | 25550 | 118775
2022-02-15 | 11 | 254000 | 32030 | 143015
2022-02-15 | 12 | 269000 | 35180 | 152090
2022-02-15 | 13 | 267000 | 34950 | 150975
2022-02-15 | 14 | 246000 | 20770 | 133385
2022-02-15 | 15 | 173000 | 23420 | 98210
2022-02-15 | 16 | 109000 | 16130 | 62565
2022-02-15 | 17 | 25000 | 2810 | 13905
2022-02-15 | 18 | 0 | 0 | 0
2022-02-15 | 19 | 0 | 0 | 0
2022-02-15 | 20 | 0 | 0 | 0
2022-02-15 | 21 | 0 | 0 | 0
2022-02-15 | 22 | 0 | 0 | 0
2022-02-15 | 23 | 0 | 0 | 0
2022-02-15 | 24 | 0 | 0 | 0
2022-02-16 | 1 | 0 | 0 | 0
2022-02-16 | 2 | 0 | 0 | 0
2022-02-16 | 3 | 0 | 0 | 0
2022-02-16 | 4 | 0 | 0 | 0
2022-02-16 | 5 | 0 | 0 | 0
2022-02-16 | 6 | 0 | 0 | 0
2022-02-16 | 7 | 2000 | 110 | 1055
2022-02-16 | 8 | 41000 | 2040 | 21520
2022-02-16 | 9 | 131000 | 13870 | 72435
2022-02-16 | 10 | 192000 | 22890 | 107445
2022-02-16 | 11 | 203000 | 20600 | 111800
2022-02-16 | 12 | 208000 | 24710 | 116355
2022-02-16 | 13 | 239000 | 29280 | 134140
2022-02-16 | 14 | 175000 | 28760 | 101880
2022-02-16 | 15 | 115000 | 17260 | 66130
2022-02-16 | 16 | 72000 | 11120 | 41560
2022-02-16 | 17 | 23000 | 2560 | 12780
2022-02-16 | 18 | 0 | 0 | 0
2022-02-16 | 19 | 0 | 0 | 0
2022-02-16 | 20 | 0 | 0 | 0
2022-02-16 | 21 | 0 | 0 | 0
2022-02-16 | 22 | 0 | 0 | 0
2022-02-16 | 23 | 0 | 0 | 0
2022-02-16 | 24 | 0 | 0 | 0
2022-02-17 | 1 | 0 | 0 | 0
2022-02-17 | 2 | 0 | 0 | 0
2022-02-17 | 3 | 0 | 0 | 0
2022-02-17 | 4 | 0 | 0 | 0
2022-02-17 | 5 | 0 | 0 | 0
2022-02-17 | 6 | 0 | 0 | 0
2022-02-17 | 7 | 1000 | 10 | 505
2022-02-17 | 8 | 22000 | 1870 | 11935
2022-02-17 | 9 | 45000 | 9610 | 27305
2022-02-17 | 10 | 127000 | 17350 | 72175
2022-02-17 | 11 | 166000 | 21690 | 93845
2022-02-17 | 12 | 114000 | 18960 | 66480
2022-02-17 | 13 | 152000 | 21110 | 86555
2022-02-17 | 14 | 116000 | 15130 | 65565
2022-02-17 | 15 | 78000 | 8620 | 43310
2022-02-17 | 16 | 25000 | 1760 | 13380
2022-02-17 | 17 | 5000 | 640 | 2820
2022-02-17 | 18 | 0 | 0 | 0
2022-02-17 | 19 | 0 | 0 | 0
2022-02-17 | 20 | 0 | 0 | 0
2022-02-17 | 21 | 0 | 0 | 0
2022-02-17 | 22 | 0 | 0 | 0
2022-02-17 | 23 | 0 | 0 | 0
2022-02-17 | 24 | 0 | 0 | 0
2022-02-18 | 1 | 0 | 0 | 0
2022-02-18 | 2 | 0 | 0 | 0
2022-02-18 | 3 | 0 | 0 | 0
2022-02-18 | 4 | 0 | 0 | 0
2022-02-18 | 5 | 0 | 0 | 0
2022-02-18 | 6 | 0 | 0 | 0
2022-02-18 | 7 | 0 | 0 | 0
2022-02-18 | 8 | 6000 | 760 | 3380
2022-02-18 | 9 | 28000 | 2050 | 15025
2022-02-18 | 10 | 92000 | 9460 | 50730
2022-02-18 | 11 | 230000 | 31000 | 130500
2022-02-18 | 12 | 268000 | 34590 | 151295
2022-02-18 | 13 | 265000 | 34240 | 149620
2022-02-18 | 14 | 250000 | 32790 | 141395
2022-02-18 | 15 | 205000 | 26650 | 115825
2022-02-18 | 16 | 128000 | 20820 | 74410
2022-02-18 | 17 | 31000 | 3710 | 17355
2022-02-18 | 18 | 1000 | 0 | 500
2022-02-18 | 19 | 0 | 0 | 0
2022-02-18 | 20 | 0 | 0 | 0
2022-02-18 | 21 | 0 | 0 | 0
2022-02-18 | 22 | 0 | 0 | 0
2022-02-18 | 23 | 0 | 0 | 0
2022-02-18 | 24 | 0 | 0 | 0
2022-02-19 | 1 | 0 | 0 | 0
2022-02-19 | 2 | 0 | 0 | 0
2022-02-19 | 3 | 0 | 0 | 0
2022-02-19 | 4 | 0 | 0 | 0
2022-02-19 | 5 | 0 | 0 | 0
2022-02-19 | 6 | 0 | 0 | 0
2022-02-19 | 7 | 3000 | 70 | 1535
2022-02-19 | 8 | 59000 | 1930 | 30465
2022-02-19 | 9 | 146000 | 15330 | 80665
2022-02-19 | 10 | 200000 | 20090 | 110045
2022-02-19 | 11 | 158000 | 14640 | 86320
2022-02-19 | 12 | 78000 | 7390 | 42695
2022-02-19 | 13 | 49000 | 4140 | 26570
2022-02-19 | 14 | 37000 | 3630 | 20315
2022-02-19 | 15 | 27000 | 2150 | 14575
2022-02-19 | 16 | 8000 | 2230 | 5115
2022-02-19 | 17 | 11000 | 1910 | 6455
2022-02-19 | 18 | 0 | 0 | 0
2022-02-19 | 19 | 0 | 0 | 0
2022-02-19 | 20 | 0 | 0 | 0
2022-02-19 | 21 | 0 | 0 | 0
2022-02-19 | 22 | 0 | 0 | 0
2022-02-19 | 23 | 0 | 0 | 0
2022-02-19 | 24 | 0 | 0 | 0
2022-02-20 | 1 | 0 | 0 | 0
2022-02-20 | 2 | 0 | 0 | 0
2022-02-20 | 3 | 0 | 0 | 0
2022-02-20 | 4 | 0 | 0 | 0
2022-02-20 | 5 | 0 | 0 | 0
2022-02-20 | 6 | 0 | 0 | 0
2022-02-20 | 7 | 2000 | 80 | 1040
2022-02-20 | 8 | 51000 | 1990 | 26495
2022-02-20 | 9 | 136000 | 15330 | 75665
2022-02-20 | 10 | 210000 | 25290 | 117645
2022-02-20 | 11 | 257000 | 31240 | 144120
2022-02-20 | 12 | 214000 | 25550 | 119775
2022-02-20 | 13 | 177000 | 26500 | 101750
2022-02-20 | 14 | 183000 | 11930 | 97465
2022-02-20 | 15 | 90000 | 8870 | 49435
2022-02-20 | 16 | 116000 | 19790 | 67895
2022-02-20 | 17 | 29000 | 3840 | 16420
2022-02-20 | 18 | 1000 | 0 | 500
2022-02-20 | 19 | 0 | 0 | 0
2022-02-20 | 20 | 0 | 0 | 0
2022-02-20 | 21 | 0 | 0 | 0
2022-02-20 | 22 | 0 | 0 | 0
2022-02-20 | 23 | 0 | 0 | 0
2022-02-20 | 24 | 0 | 0 | 0
2022-02-21 | 1 | 0 | 0 | 0
2022-02-21 | 2 | 0 | 0 | 0
2022-02-21 | 3 | 0 | 0 | 0
2022-02-21 | 4 | 0 | 0 | 0
2022-02-21 | 5 | 0 | 0 | 0
2022-02-21 | 6 | 0 | 0 | 0
2022-02-21 | 7 | 1000 | 110 | 555
2022-02-21 | 8 | 16000 | 2080 | 9040
2022-02-21 | 9 | 123000 | 12530 | 67765
2022-02-21 | 10 | 151000 | 17820 | 84410
2022-02-21 | 11 | 214000 | 16220 | 115110
2022-02-21 | 12 | 244000 | 28150 | 136075
2022-02-21 | 13 | 247000 | 26780 | 136890
2022-02-21 | 14 | 222000 | 26010 | 124005
2022-02-21 | 15 | 181000 | 22600 | 101800
2022-02-21 | 16 | 113000 | 16290 | 64645
2022-02-21 | 17 | 30000 | 3420 | 16710
2022-02-21 | 18 | 1000 | 0 | 500
2022-02-21 | 19 | 0 | 0 | 0
2022-02-21 | 20 | 0 | 0 | 0
2022-02-21 | 21 | 0 | 0 | 0
2022-02-21 | 22 | 0 | 0 | 0
2022-02-21 | 23 | 0 | 0 | 0
2022-02-21 | 24 | 0 | 0 | 0
2022-02-22 | 1 | 0 | 0 | 0
2022-02-22 | 2 | 0 | 0 | 0
2022-02-22 | 3 | 0 | 0 | 0
2022-02-22 | 4 | 0 | 0 | 0
2022-02-22 | 5 | 0 | 0 | 0
2022-02-22 | 6 | 0 | 0 | 0
2022-02-22 | 7 | 1000 | 50 | 525
2022-02-22 | 8 | 25000 | 1800 | 13400
2022-02-22 | 9 | 56000 | 5260 | 30630
2022-02-22 | 10 | 86000 | 18450 | 52225
2022-02-22 | 11 | 122000 | 21730 | 71865
2022-02-22 | 12 | 167000 | 15860 | 91430
2022-02-22 | 13 | 67000 | 4830 | 35915
2022-02-22 | 14 | 35000 | 4980 | 19990
2022-02-22 | 15 | 19000 | 1270 | 10135
2022-02-22 | 16 | 4000 | 550 | 2275
2022-02-22 | 17 | 1000 | 60 | 530
2022-02-22 | 18 | 0 | 0 | 0
2022-02-22 | 19 | 0 | 0 | 0
2022-02-22 | 20 | 0 | 0 | 0
2022-02-22 | 21 | 0 | 0 | 0
2022-02-22 | 22 | 0 | 0 | 0
2022-02-22 | 23 | 0 | 0 | 0
2022-02-22 | 24 | 0 | 0 | 0
2022-02-23 | 1 | 0 | 0 | 0
2022-02-23 | 2 | 0 | 0 | 0
2022-02-23 | 3 | 0 | 0 | 0
2022-02-23 | 4 | 0 | 0 | 0
2022-02-23 | 5 | 0 | 0 | 0
2022-02-23 | 6 | 0 | 0 | 0
2022-02-23 | 7 | 0 | 10 | 5
2022-02-23 | 8 | 15000 | 1070 | 8035
2022-02-23 | 9 | 33000 | 2540 | 17770
2022-02-23 | 10 | 86000 | 12220 | 49110
2022-02-23 | 11 | 225000 | 24640 | 124820
2022-02-23 | 12 | 250000 | 24360 | 137180
2022-02-23 | 13 | 182000 | 14010 | 98005
2022-02-23 | 14 | 231000 | 27760 | 129380
2022-02-23 | 15 | 188000 | 25500 | 106750
2022-02-23 | 16 | 122000 | 18680 | 70340
2022-02-23 | 17 | 35000 | 4290 | 19645
2022-02-23 | 18 | 1000 | 0 | 500
2022-02-23 | 19 | 0 | 0 | 0
2022-02-23 | 20 | 0 | 0 | 0
2022-02-23 | 21 | 0 | 0 | 0
2022-02-23 | 22 | 0 | 0 | 0
2022-02-23 | 23 | 0 | 0 | 0
2022-02-23 | 24 | 0 | 0 | 0
2022-02-24 | 1 | 0 | 0 | 0
2022-02-24 | 2 | 0 | 0 | 0
2022-02-24 | 3 | 0 | 0 | 0
2022-02-24 | 4 | 0 | 0 | 0
2022-02-24 | 5 | 0 | 0 | 0
2022-02-24 | 6 | 0 | 0 | 0
2022-02-24 | 7 | 1000 | 20 | 510
2022-02-24 | 8 | 39000 | 1820 | 20410
2022-02-24 | 9 | 109000 | 6780 | 57890
2022-02-24 | 10 | 157000 | 13980 | 85490
2022-02-24 | 11 | 113000 | 8930 | 60965
2022-02-24 | 12 | 190000 | 21050 | 105525
2022-02-24 | 13 | 158000 | 17520 | 87760
2022-02-24 | 14 | 167000 | 15010 | 91005
2022-02-24 | 15 | 190000 | 13260 | 101630
2022-02-24 | 16 | 125000 | 20550 | 72775
2022-02-24 | 17 | 39000 | 4970 | 21985
2022-02-24 | 18 | 1000 | 0 | 500
2022-02-24 | 19 | 0 | 0 | 0
2022-02-24 | 20 | 0 | 0 | 0
2022-02-24 | 21 | 0 | 0 | 0
2022-02-24 | 22 | 0 | 0 | 0
2022-02-24 | 23 | 0 | 0 | 0
2022-02-24 | 24 | 0 | 0 | 0
2022-02-25 | 1 | 0 | 0 | 0
2022-02-25 | 2 | 0 | 0 | 0
2022-02-25 | 3 | 0 | 0 | 0
2022-02-25 | 4 | 0 | 0 | 0
2022-02-25 | 5 | 0 | 0 | 0
2022-02-25 | 6 | 0 | 0 | 0
2022-02-25 | 7 | 0 | 0 | 0
2022-02-25 | 8 | 0 | 0 | 0
2022-02-25 | 9 | 0 | 0 | 0
2022-02-25 | 10 | 0 | 10 | 5
2022-02-25 | 11 | 0 | 110 | 55
2022-02-25 | 12 | 0 | 830 | 415
2022-02-25 | 13 | 0 | 930 | 465
2022-02-25 | 14 | 0 | 530 | 265
2022-02-25 | 15 | 0 | 240 | 120
2022-02-25 | 16 | 0 | 130 | 65
2022-02-25 | 17 | 0 | 0 | 0
2022-02-25 | 18 | 0 | 0 | 0
2022-02-25 | 19 | 0 | 0 | 0
2022-02-25 | 20 | 0 | 0 | 0
2022-02-25 | 21 | 0 | 0 | 0
2022-02-25 | 22 | 0 | 0 | 0
2022-02-25 | 23 | 0 | 0 | 0
2022-02-25 | 24 | 0 | 0 | 0
2022-02-26 | 1 | 0 | 0 | 0
2022-02-26 | 2 | 0 | 0 | 0
2022-02-26 | 3 | 0 | 0 | 0
2022-02-26 | 4 | 0 | 0 | 0
2022-02-26 | 5 | 0 | 0 | 0
2022-02-26 | 6 | 0 | 0 | 0
2022-02-26 | 7 | 0 | 0 | 0
2022-02-26 | 8 | 0 | 70 | 35
2022-02-26 | 9 | 1000 | 700 | 850
2022-02-26 | 10 | 2000 | 2880 | 2440
2022-02-26 | 11 | 4000 | 7990 | 5995
2022-02-26 | 12 | 9000 | 16440 | 12720
2022-02-26 | 13 | 15000 | 32660 | 23830
2022-02-26 | 14 | 22000 | 33170 | 27585
2022-02-26 | 15 | 23000 | 29170 | 26085
2022-02-26 | 16 | 18000 | 21760 | 19880
2022-02-26 | 17 | 7000 | 5580 | 6290
2022-02-26 | 18 | 0 | 0 | 0
2022-02-26 | 19 | 0 | 0 | 0
2022-02-26 | 20 | 0 | 0 | 0
2022-02-26 | 21 | 0 | 0 | 0
2022-02-26 | 22 | 0 | 0 | 0
2022-02-26 | 23 | 0 | 0 | 0
2022-02-26 | 24 | 0 | 0 | 0
2022-02-27 | 1 | 0 | 0 | 0
2022-02-27 | 2 | 0 | 0 | 0
2022-02-27 | 3 | 0 | 0 | 0
2022-02-27 | 4 | 0 | 0 | 0
2022-02-27 | 5 | 0 | 0 | 0
2022-02-27 | 6 | 0 | 0 | 0
2022-02-27 | 7 | 1000 | 260 | 630
2022-02-27 | 8 | 12000 | 4530 | 8265
2022-02-27 | 9 | 26000 | 16560 | 21280
2022-02-27 | 10 | 37000 | 25770 | 31385
2022-02-27 | 11 | 53000 | 30040 | 41520
2022-02-27 | 12 | 91000 | 33680 | 62340
2022-02-27 | 13 | 161000 | 32810 | 96905
2022-02-27 | 14 | 153000 | 30220 | 91610
2022-02-27 | 15 | 121000 | 22010 | 71505
2022-02-27 | 16 | 48000 | 12020 | 30010
2022-02-27 | 17 | 37000 | 3440 | 20220
2022-02-27 | 18 | 2000 | 0 | 1000
2022-02-27 | 19 | 0 | 0 | 0
2022-02-27 | 20 | 0 | 0 | 0
2022-02-27 | 21 | 0 | 0 | 0
2022-02-27 | 22 | 0 | 0 | 0
2022-02-27 | 23 | 0 | 0 | 0
2022-02-27 | 24 | 0 | 0 | 0
2022-02-28 | 1 | 0 | 0 | 0
2022-02-28 | 2 | 0 | 0 | 0
2022-02-28 | 3 | 0 | 0 | 0
2022-02-28 | 4 | 0 | 0 | 0
2022-02-28 | 5 | 0 | 0 | 0
2022-02-28 | 6 | 0 | 0 | 0
2022-02-28 | 7 | 3000 | 140 | 1570
2022-02-28 | 8 | 34000 | 2780 | 18390
2022-02-28 | 9 | 86000 | 13010 | 49505
2022-02-28 | 10 | 171000 | 26940 | 98970
2022-02-28 | 11 | 266000 | 33940 | 149970
2022-02-28 | 12 | 270000 | 36430 | 153215
2022-02-28 | 13 | 270000 | 36730 | 153365
2022-02-28 | 14 | 266000 | 36410 | 151205
2022-02-28 | 15 | 222000 | 31750 | 126875
2022-02-28 | 16 | 128000 | 20900 | 74450
2022-02-28 | 17 | 44000 | 5910 | 24955
2022-02-28 | 18 | 2000 | 0 | 1000
2022-02-28 | 19 | 0 | 0 | 0
2022-02-28 | 20 | 0 | 0 | 0
2022-02-28 | 21 | 0 | 0 | 0
2022-02-28 | 22 | 0 | 0 | 0
2022-02-28 | 23 | 0 | 0 | 0
2022-02-28 | 24 | 0 | 0 | 0
2022-03-01 | 1 | 0 | 0 | 0
2022-03-01 | 2 | 0 | 0 | 0
2022-03-01 | 3 | 0 | 0 | 0
2022-03-01 | 4 | 0 | 0 | 0
2022-03-01 | 5 | 0 | 0 | 0
2022-03-01 | 6 | 0 | 0 | 0
2022-03-01 | 7 | 12000 | 430 | 6215
2022-03-01 | 8 | 36000 | 3340 | 19670
2022-03-01 | 9 | 71000 | 5650 | 38325
2022-03-01 | 10 | 91000 | 10120 | 50560
2022-03-01 | 11 | 113000 | 10440 | 61720
2022-03-01 | 12 | 82000 | 5750 | 43875
2022-03-01 | 13 | 61000 | 6620 | 33810
2022-03-01 | 14 | 68000 | 6810 | 37405
2022-03-01 | 15 | 55000 | 6600 | 30800
2022-03-01 | 16 | 46000 | 3790 | 24895
2022-03-01 | 17 | 11000 | 1050 | 6025
2022-03-01 | 18 | 1000 | 60 | 530
2022-03-01 | 19 | 0 | 0 | 0
2022-03-01 | 20 | 0 | 0 | 0
2022-03-01 | 21 | 0 | 0 | 0
2022-03-01 | 22 | 0 | 0 | 0
2022-03-01 | 23 | 0 | 0 | 0
2022-03-02 | 24 | 0 | 0 | 0
2022-03-02 | 1 | 0 | 0 | 0
2022-03-02 | 2 | 0 | 0 | 0
2022-03-02 | 3 | 0 | 0 | 0
2022-03-02 | 4 | 0 | 0 | 0
2022-03-02 | 5 | 0 | 0 | 0
2022-03-02 | 6 | 0 | 0 | 0
2022-03-02 | 7 | 0 | 0 | 0
2022-03-02 | 8 | 1000 | 160 | 580
2022-03-02 | 9 | 5000 | 1130 | 3065
2022-03-02 | 10 | 12000 | 3220 | 7610
2022-03-02 | 11 | 25000 | 8870 | 16935
2022-03-02 | 12 | 56000 | 20100 | 38050
2022-03-02 | 13 | 192000 | 22100 | 107050
2022-03-02 | 14 | 246000 | 31970 | 138985
2022-03-02 | 15 | 216000 | 28520 | 122260
2022-03-02 | 16 | 141000 | 22200 | 81600
2022-03-02 | 17 | 47000 | 6630 | 26815
2022-03-02 | 18 | 2000 | 200 | 1100
2022-03-02 | 19 | 0 | 0 | 0
2022-03-02 | 20 | 0 | 0 | 0
2022-03-02 | 21 | 0 | 0 | 0
2022-03-02 | 22 | 0 | 0 | 0
2022-03-02 | 23 | 0 | 0 | 0
2022-03-03 | 24 | 0 | 0 | 0
2022-03-03 | 1 | 0 | 0 | 0
2022-03-03 | 2 | 0 | 0 | 0
2022-03-03 | 3 | 0 | 0 | 0
2022-03-03 | 4 | 0 | 0 | 0
2022-03-03 | 5 | 0 | 0 | 0
2022-03-03 | 6 | 0 | 0 | 0
2022-03-03 | 7 | 0 | 30 | 15
2022-03-03 | 8 | 7000 | 1200 | 4100
2022-03-03 | 9 | 24000 | 7680 | 15840
2022-03-03 | 10 | 124000 | 25330 | 74665
2022-03-03 | 11 | 251000 | 27810 | 139405
2022-03-03 | 12 | 244000 | 25720 | 134860
2022-03-03 | 13 | 234000 | 28210 | 131105
2022-03-03 | 14 | 196000 | 34660 | 115330
2022-03-03 | 15 | 201000 | 27650 | 114325
2022-03-03 | 16 | 148000 | 13630 | 80815
2022-03-03 | 17 | 50000 | 7220 | 28610
2022-03-03 | 18 | 3000 | 250 | 1625
2022-03-03 | 19 | 0 | 0 | 0
2022-03-03 | 20 | 0 | 0 | 0
2022-03-03 | 21 | 0 | 0 | 0
2022-03-03 | 22 | 0 | 0 | 0
2022-03-03 | 23 | 0 | 0 | 0
2022-03-04 | 24 | 0 | 0 | 0
2022-03-04 | 1 | 0 | 0 | 0
2022-03-04 | 2 | 0 | 0 | 0
2022-03-04 | 3 | 0 | 0 | 0
2022-03-04 | 4 | 0 | 0 | 0
2022-03-04 | 5 | 0 | 0 | 0
2022-03-04 | 6 | 0 | 0 | 0
2022-03-04 | 7 | 11000 | 320 | 5660
2022-03-04 | 8 | 86000 | 5450 | 45725
2022-03-04 | 9 | 173000 | 18030 | 95515
2022-03-04 | 10 | 238000 | 27560 | 132780
2022-03-04 | 11 | 268000 | 33050 | 150525
2022-03-04 | 12 | 270000 | 35220 | 152610
2022-03-04 | 13 | 271000 | 35330 | 153165
2022-03-04 | 14 | 263000 | 34140 | 148570
2022-03-04 | 15 | 220000 | 30570 | 125285
2022-03-04 | 16 | 148000 | 23430 | 85715
2022-03-04 | 17 | 51000 | 7610 | 29305
2022-03-04 | 18 | 3000 | 260 | 1630
2022-03-04 | 19 | 0 | 0 | 0
2022-03-04 | 20 | 0 | 0 | 0
2022-03-04 | 21 | 0 | 0 | 0
2022-03-04 | 22 | 0 | 0 | 0
2022-03-04 | 23 | 0 | 0 | 0
2022-03-05 | 24 | 0 | 0 | 0
2022-03-05 | 1 | 0 | 0 | 0
2022-03-05 | 2 | 0 | 0 | 0
2022-03-05 | 3 | 0 | 0 | 0
2022-03-05 | 4 | 0 | 0 | 0
2022-03-05 | 5 | 0 | 0 | 0
2022-03-05 | 6 | 0 | 0 | 0
2022-03-05 | 7 | 14000 | 480 | 7240
2022-03-05 | 8 | 89000 | 6260 | 47630
2022-03-05 | 9 | 163000 | 14940 | 88970
2022-03-05 | 10 | 212000 | 23560 | 117780
2022-03-05 | 11 | 250000 | 29300 | 139650
2022-03-05 | 12 | 265000 | 28670 | 146835
2022-03-05 | 13 | 240000 | 28500 | 134250
2022-03-05 | 14 | 215000 | 25210 | 120105
2022-03-05 | 15 | 162000 | 11250 | 86625
2022-03-05 | 16 | 71000 | 6090 | 38545
2022-03-05 | 17 | 21000 | 3190 | 12095
2022-03-05 | 18 | 3000 | 600 | 1800
2022-03-05 | 19 | 0 | 0 | 0
2022-03-05 | 20 | 0 | 0 | 0
2022-03-05 | 21 | 0 | 0 | 0
2022-03-05 | 22 | 0 | 0 | 0
2022-03-05 | 23 | 0 | 0 | 0
2022-03-06 | 24 | 0 | 0 | 0
2022-03-06 | 1 | 0 | 0 | 0
2022-03-06 | 2 | 0 | 0 | 0
2022-03-06 | 3 | 0 | 0 | 0
2022-03-06 | 4 | 0 | 0 | 0
2022-03-06 | 5 | 0 | 0 | 0
2022-03-06 | 6 | 0 | 0 | 0
2022-03-06 | 7 | 1000 | 0 | 500
2022-03-06 | 8 | 14000 | 1470 | 7735
2022-03-06 | 9 | 42000 | 4340 | 23170
2022-03-06 | 10 | 37000 | 2630 | 19815
2022-03-06 | 11 | 46000 | 5160 | 25580
2022-03-06 | 12 | 78000 | 8010 | 43005
2022-03-06 | 13 | 160000 | 21350 | 90675
2022-03-06 | 14 | 238000 | 27010 | 132505
2022-03-06 | 15 | 195000 | 23940 | 109470
2022-03-06 | 16 | 130000 | 19200 | 74600
2022-03-06 | 17 | 46000 | 6690 | 26345
2022-03-06 | 18 | 3000 | 230 | 1615
2022-03-06 | 19 | 0 | 0 | 0
2022-03-06 | 20 | 0 | 0 | 0
2022-03-06 | 21 | 0 | 0 | 0
2022-03-06 | 22 | 0 | 0 | 0
2022-03-06 | 23 | 0 | 0 | 0
2022-03-07 | 24 | 0 | 0 | 0
2022-03-07 | 1 | 0 | 0 | 0
2022-03-07 | 2 | 0 | 0 | 0
2022-03-07 | 3 | 0 | 0 | 0
2022-03-07 | 4 | 0 | 0 | 0
2022-03-07 | 5 | 0 | 0 | 0
2022-03-07 | 6 | 0 | 10 | 5
2022-03-07 | 7 | 1000 | 110 | 555
2022-03-07 | 8 | 21000 | 2730 | 11865
2022-03-07 | 9 | 48000 | 3720 | 25860
2022-03-07 | 10 | 33000 | 3510 | 18255
2022-03-07 | 11 | 48000 | 4310 | 26155
2022-03-07 | 12 | 35000 | 5830 | 20415
2022-03-07 | 13 | 50000 | 4730 | 27365
2022-03-07 | 14 | 12000 | 1160 | 6580
2022-03-07 | 15 | 15000 | 1950 | 8475
2022-03-07 | 16 | 17000 | 1410 | 9205
2022-03-07 | 17 | 8000 | 900 | 4450
2022-03-07 | 18 | 1000 | 70 | 535
2022-03-07 | 19 | 0 | 0 | 0
2022-03-07 | 20 | 0 | 0 | 0
2022-03-07 | 21 | 0 | 0 | 0
2022-03-07 | 22 | 0 | 0 | 0
2022-03-07 | 23 | 0 | 0 | 0
2022-03-08 | 24 | 0 | 0 | 0
2022-03-08 | 1 | 0 | 0 | 0
2022-03-08 | 2 | 0 | 0 | 0
2022-03-08 | 3 | 0 | 0 | 0
2022-03-08 | 4 | 0 | 0 | 0
2022-03-08 | 5 | 0 | 0 | 0
2022-03-08 | 6 | 0 | 0 | 0
2022-03-08 | 7 | 7000 | 360 | 3680
2022-03-08 | 8 | 88000 | 5550 | 46775
2022-03-08 | 9 | 141000 | 17730 | 79365
2022-03-08 | 10 | 87000 | 16470 | 51735
2022-03-08 | 11 | 180000 | 16010 | 98005
2022-03-08 | 12 | 232000 | 26310 | 129155
2022-03-08 | 13 | 262000 | 33630 | 147815
2022-03-08 | 14 | 265000 | 33930 | 149465
2022-03-08 | 15 | 223000 | 30300 | 126650
2022-03-08 | 16 | 151000 | 20170 | 85585
2022-03-08 | 17 | 55000 | 8610 | 31805
2022-03-08 | 18 | 4000 | 290 | 2145
2022-03-08 | 19 | 0 | 0 | 0
2022-03-08 | 20 | 0 | 0 | 0
2022-03-08 | 21 | 0 | 0 | 0
2022-03-08 | 22 | 0 | 0 | 0
2022-03-08 | 23 | 0 | 0 | 0
2022-03-09 | 24 | 0 | 0 | 0
2022-03-09 | 1 | 0 | 0 | 0
2022-03-09 | 2 | 0 | 0 | 0
2022-03-09 | 3 | 0 | 0 | 0
2022-03-09 | 4 | 0 | 0 | 0
2022-03-09 | 5 | 0 | 0 | 0
2022-03-09 | 6 | 0 | 0 | 0
2022-03-09 | 7 | 7000 | 640 | 3820
2022-03-09 | 8 | 33000 | 2530 | 17765
2022-03-09 | 9 | 37000 | 3400 | 20200
2022-03-09 | 10 | 59000 | 5440 | 32220
2022-03-09 | 11 | 105000 | 9080 | 57040
2022-03-09 | 12 | 79000 | 6660 | 42830
2022-03-09 | 13 | 54000 | 3950 | 28975
2022-03-09 | 14 | 34000 | 3130 | 18565
2022-03-09 | 15 | 25000 | 1970 | 13485
2022-03-09 | 16 | 13000 | 590 | 6795
2022-03-09 | 17 | 2000 | 30 | 1015
2022-03-09 | 18 | 0 | 0 | 0
2022-03-09 | 19 | 0 | 0 | 0
2022-03-09 | 20 | 0 | 0 | 0
2022-03-09 | 21 | 0 | 0 | 0
2022-03-09 | 22 | 0 | 0 | 0
2022-03-09 | 23 | 0 | 0 | 0
2022-03-10 | 24 | 0 | 0 | 0
2022-03-10 | 1 | 0 | 0 | 0
2022-03-10 | 2 | 0 | 0 | 0
2022-03-10 | 3 | 0 | 0 | 0
2022-03-10 | 4 | 0 | 0 | 0
2022-03-10 | 5 | 0 | 0 | 0
2022-03-10 | 6 | 0 | 0 | 0
2022-03-10 | 7 | 0 | 0 | 0
2022-03-10 | 8 | 4000 | 170 | 2085
2022-03-10 | 9 | 8000 | 770 | 4385
2022-03-10 | 10 | 13000 | 2580 | 7790
2022-03-10 | 11 | 42000 | 20180 | 31090
2022-03-10 | 12 | 236000 | 29210 | 132605
2022-03-10 | 13 | 249000 | 28600 | 138800
2022-03-10 | 14 | 237000 | 27850 | 132425
2022-03-10 | 15 | 199000 | 25250 | 112125
2022-03-10 | 16 | 143000 | 20650 | 81825
2022-03-10 | 17 | 52000 | 8020 | 30010
2022-03-10 | 18 | 5000 | 510 | 2755
2022-03-10 | 19 | 0 | 0 | 0
2022-03-10 | 20 | 0 | 0 | 0
2022-03-10 | 21 | 0 | 0 | 0
2022-03-10 | 22 | 0 | 0 | 0
2022-03-10 | 23 | 0 | 0 | 0
2022-03-11 | 24 | 0 | 0 | 0
2022-03-11 | 1 | 0 | 0 | 0
2022-03-11 | 2 | 0 | 0 | 0
2022-03-11 | 3 | 0 | 0 | 0
2022-03-11 | 4 | 0 | 0 | 0
2022-03-11 | 5 | 0 | 0 | 0
2022-03-11 | 6 | 0 | 0 | 0
2022-03-11 | 7 | 20000 | 740 | 10370
2022-03-11 | 8 | 88000 | 6100 | 47050
2022-03-11 | 9 | 162000 | 16370 | 89185
2022-03-11 | 10 | 176000 | 18160 | 97080
2022-03-11 | 11 | 193000 | 22280 | 107640
2022-03-11 | 12 | 194000 | 19140 | 106570
2022-03-11 | 13 | 162000 | 18460 | 90230
2022-03-11 | 14 | 208000 | 23760 | 115880
2022-03-11 | 15 | 179000 | 20350 | 99675
2022-03-11 | 16 | 84000 | 12460 | 48230
2022-03-11 | 17 | 34000 | 4460 | 19230
2022-03-11 | 18 | 5000 | 620 | 2810
2022-03-11 | 19 | 0 | 0 | 0
2022-03-11 | 20 | 0 | 0 | 0
2022-03-11 | 21 | 0 | 0 | 0
2022-03-11 | 22 | 0 | 0 | 0
2022-03-11 | 23 | 0 | 0 | 0
2022-03-12 | 24 | 0 | 0 | 0
2022-03-12 | 1 | 0 | 0 | 0
2022-03-12 | 2 | 0 | 0 | 0
2022-03-12 | 3 | 0 | 0 | 0
2022-03-12 | 4 | 0 | 0 | 0
2022-03-12 | 5 | 0 | 0 | 0
2022-03-12 | 6 | 0 | 0 | 0
2022-03-12 | 7 | 1000 | 60 | 530
2022-03-12 | 8 | 5000 | 510 | 2755
2022-03-12 | 9 | 15000 | 1480 | 8240
2022-03-12 | 10 | 21000 | 2080 | 11540
2022-03-12 | 11 | 16000 | 1390 | 8695
2022-03-12 | 12 | 13000 | 1310 | 7155
2022-03-12 | 13 | 17000 | 1960 | 9480
2022-03-12 | 14 | 21000 | 2070 | 11535
2022-03-12 | 15 | 15000 | 1570 | 8285
2022-03-12 | 16 | 15000 | 2470 | 8735
2022-03-12 | 17 | 13000 | 700 | 6850
2022-03-12 | 18 | 1000 | 20 | 510
2022-03-12 | 19 | 0 | 0 | 0
2022-03-12 | 20 | 0 | 0 | 0
2022-03-12 | 21 | 0 | 0 | 0
2022-03-12 | 22 | 0 | 0 | 0
2022-03-12 | 23 | 0 | 0 | 0
2022-03-13 | 24 | 0 | 0 | 0
2022-03-13 | 1 | 0 | 0 | 0
2022-03-13 | 3 | 0 | 0 | 0
2022-03-13 | 4 | 0 | 0 | 0
2022-03-13 | 5 | 0 | 0 | 0
2022-03-13 | 6 | 0 | 10 | 5
2022-03-13 | 7 | 0 | 0 | 0
2022-03-13 | 8 | 15000 | 550 | 7775
2022-03-13 | 9 | 56000 | 5510 | 30755
2022-03-13 | 10 | 160000 | 16100 | 88050
2022-03-13 | 11 | 246000 | 26660 | 136330
2022-03-13 | 12 | 245000 | 29990 | 137495
2022-03-13 | 13 | 262000 | 35050 | 148525
2022-03-13 | 14 | 270000 | 35670 | 152835
2022-03-13 | 15 | 265000 | 27960 | 146480
2022-03-13 | 16 | 216000 | 27420 | 121710
2022-03-13 | 17 | 145000 | 20970 | 82985
2022-03-13 | 18 | 54000 | 9200 | 31600
2022-03-13 | 19 | 5000 | 0 | 2500
2022-03-13 | 20 | 0 | 0 | 0
2022-03-13 | 21 | 0 | 0 | 0
2022-03-13 | 22 | 0 | 0 | 0
2022-03-13 | 23 | 0 | 0 | 0
2022-03-14 | 24 | 0 | 0 | 0
2022-03-14 | 1 | 0 | 0 | 0
2022-03-14 | 2 | 0 | 0 | 0
2022-03-14 | 3 | 0 | 0 | 0
2022-03-14 | 4 | 0 | 0 | 0
2022-03-14 | 5 | 0 | 0 | 0
2022-03-14 | 6 | 0 | 0 | 0
2022-03-14 | 7 | 0 | 0 | 0
2022-03-14 | 8 | 17000 | 410 | 8705
2022-03-14 | 9 | 35000 | 2340 | 18670
2022-03-14 | 10 | 151000 | 7400 | 79200
2022-03-14 | 11 | 214000 | 16810 | 115405
2022-03-14 | 12 | 266000 | 29100 | 147550
2022-03-14 | 13 | 263000 | 33370 | 148185
2022-03-14 | 14 | 262000 | 30420 | 146210
2022-03-14 | 15 | 195000 | 19150 | 107075
2022-03-14 | 16 | 170000 | 24860 | 97430
2022-03-14 | 17 | 137000 | 21330 | 79165
2022-03-14 | 18 | 51000 | 9230 | 30115
2022-03-14 | 19 | 7000 | 620 | 3810
2022-03-14 | 20 | 0 | 0 | 0
2022-03-14 | 21 | 0 | 0 | 0
2022-03-14 | 22 | 0 | 0 | 0
2022-03-14 | 23 | 0 | 0 | 0
2022-03-15 | 24 | 0 | 0 | 0
2022-03-15 | 1 | 0 | 0 | 0
2022-03-15 | 2 | 0 | 0 | 0
2022-03-15 | 3 | 0 | 0 | 0
2022-03-15 | 4 | 0 | 0 | 0
2022-03-15 | 5 | 0 | 0 | 0
2022-03-15 | 6 | 0 | 10 | 5
2022-03-15 | 7 | 0 | 0 | 0
2022-03-15 | 8 | 9000 | 740 | 4870
2022-03-15 | 9 | 35000 | 3590 | 19295
2022-03-15 | 10 | 55000 | 6560 | 30780
2022-03-15 | 11 | 55000 | 7680 | 31340
2022-03-15 | 12 | 72000 | 9630 | 40815
2022-03-15 | 13 | 85000 | 13120 | 49060
2022-03-15 | 14 | 101000 | 9570 | 55285
2022-03-15 | 15 | 79000 | 8890 | 43945
2022-03-15 | 16 | 48000 | 8730 | 28365
2022-03-15 | 17 | 47000 | 5430 | 26215
2022-03-15 | 18 | 36000 | 3360 | 19680
2022-03-15 | 19 | 5000 | 540 | 2770
2022-03-15 | 20 | 0 | 0 | 0
2022-03-15 | 21 | 0 | 0 | 0
2022-03-15 | 22 | 0 | 0 | 0
2022-03-15 | 23 | 0 | 0 | 0
2022-03-16 | 24 | 0 | 0 | 0
2022-03-16 | 1 | 0 | 0 | 0
2022-03-16 | 2 | 0 | 0 | 0
2022-03-16 | 3 | 0 | 0 | 0
2022-03-16 | 4 | 0 | 0 | 0
2022-03-16 | 5 | 0 | 0 | 0
2022-03-16 | 6 | 0 | 0 | 0
2022-03-16 | 7 | 0 | 0 | 0
2022-03-16 | 8 | 2000 | 150 | 1075
2022-03-16 | 9 | 21000 | 2950 | 11975
2022-03-16 | 10 | 120000 | 12030 | 66015
2022-03-16 | 11 | 72000 | 8880 | 40440
2022-03-16 | 12 | 120000 | 22590 | 71295
2022-03-16 | 13 | 261000 | 27470 | 144235
2022-03-16 | 14 | 241000 | 26640 | 133820
2022-03-16 | 15 | 257000 | 27050 | 142025
2022-03-16 | 16 | 213000 | 23680 | 118340
2022-03-16 | 17 | 148000 | 19970 | 83985
2022-03-16 | 18 | 60000 | 9440 | 34720
2022-03-16 | 19 | 6000 | 490 | 3245
2022-03-16 | 20 | 0 | 0 | 0
2022-03-16 | 21 | 0 | 0 | 0
2022-03-16 | 22 | 0 | 0 | 0
2022-03-16 | 23 | 0 | 0 | 0
2022-03-17 | 24 | 0 | 0 | 0
2022-03-17 | 1 | 0 | 0 | 0
2022-03-17 | 2 | 0 | 0 | 0
2022-03-17 | 3 | 0 | 0 | 0
2022-03-17 | 4 | 0 | 0 | 0
2022-03-17 | 5 | 0 | 0 | 0
2022-03-17 | 6 | 0 | 0 | 0
2022-03-17 | 7 | 0 | 0 | 0
2022-03-17 | 8 | 13000 | 1200 | 7100
2022-03-17 | 9 | 23000 | 6420 | 14710
2022-03-17 | 10 | 46000 | 14780 | 30390
2022-03-17 | 11 | 126000 | 22210 | 74105
2022-03-17 | 12 | 231000 | 24790 | 127895
2022-03-17 | 13 | 232000 | 19840 | 125920
2022-03-17 | 14 | 175000 | 15150 | 95075
2022-03-17 | 15 | 67000 | 5020 | 36010
2022-03-17 | 16 | 41000 | 3600 | 22300
2022-03-17 | 17 | 18000 | 2070 | 10035
2022-03-17 | 18 | 11000 | 1800 | 6400
2022-03-17 | 19 | 2000 | 230 | 1115
2022-03-17 | 20 | 0 | 0 | 0
2022-03-17 | 21 | 0 | 0 | 0
2022-03-17 | 22 | 0 | 0 | 0
2022-03-17 | 23 | 0 | 0 | 0
2022-03-18 | 24 | 0 | 0 | 0
2022-03-18 | 1 | 0 | 0 | 0
2022-03-18 | 2 | 0 | 0 | 0
2022-03-18 | 3 | 0 | 0 | 0
2022-03-18 | 4 | 0 | 0 | 0
2022-03-18 | 5 | 0 | 0 | 0
2022-03-18 | 6 | 0 | 10 | 5
2022-03-18 | 7 | 0 | 0 | 0
2022-03-18 | 8 | 20000 | 930 | 10465
2022-03-18 | 9 | 88000 | 5640 | 46820
2022-03-18 | 10 | 158000 | 15110 | 86555
2022-03-18 | 11 | 209000 | 21060 | 115030
2022-03-18 | 12 | 241000 | 24200 | 132600
2022-03-18 | 13 | 223000 | 23430 | 123215
2022-03-18 | 14 | 142000 | 20540 | 81270
2022-03-18 | 15 | 179000 | 15630 | 97315
2022-03-18 | 16 | 117000 | 7810 | 62405
2022-03-18 | 17 | 42000 | 3950 | 22975
2022-03-18 | 18 | 31000 | 1430 | 16215
2022-03-18 | 19 | 4000 | 160 | 2080
2022-03-18 | 20 | 0 | 0 | 0
2022-03-18 | 21 | 0 | 0 | 0
2022-03-18 | 22 | 0 | 0 | 0
2022-03-18 | 23 | 0 | 0 | 0
2022-03-19 | 24 | 0 | 0 | 0
2022-03-19 | 1 | 0 | 0 | 0
2022-03-19 | 2 | 0 | 0 | 0
2022-03-19 | 3 | 0 | 0 | 0
2022-03-19 | 4 | 0 | 0 | 0
2022-03-19 | 5 | 0 | 0 | 0
2022-03-19 | 6 | 0 | 0 | 0
2022-03-19 | 7 | 0 | 10 | 5
2022-03-19 | 8 | 2000 | 20 | 1010
2022-03-19 | 9 | 6000 | 440 | 3220
2022-03-19 | 10 | 18000 | 1260 | 9630
2022-03-19 | 11 | 23000 | 1630 | 12315
2022-03-19 | 12 | 21000 | 3830 | 12415
2022-03-19 | 13 | 23000 | 2470 | 12735
2022-03-19 | 14 | 19000 | 2230 | 10615
2022-03-19 | 15 | 18000 | 1470 | 9735
2022-03-19 | 16 | 11000 | 1240 | 6120
2022-03-19 | 17 | 11000 | 1300 | 6150
2022-03-19 | 18 | 6000 | 560 | 3280
2022-03-19 | 19 | 1000 | 190 | 595
2022-03-19 | 20 | 0 | 0 | 0
2022-03-19 | 21 | 0 | 0 | 0
2022-03-19 | 22 | 0 | 0 | 0
2022-03-19 | 23 | 0 | 0 | 0
2022-03-20 | 24 | 0 | 0 | 0
2022-03-20 | 1 | 0 | 0 | 0
2022-03-20 | 2 | 0 | 0 | 0
2022-03-20 | 3 | 0 | 0 | 0
2022-03-20 | 4 | 0 | 0 | 0
2022-03-20 | 5 | 0 | 0 | 0
2022-03-20 | 6 | 0 | 0 | 0
2022-03-20 | 7 | 0 | 10 | 5
2022-03-20 | 8 | 15000 | 1330 | 8165
2022-03-20 | 9 | 55000 | 6030 | 30515
2022-03-20 | 10 | 88000 | 16400 | 52200
2022-03-20 | 11 | 213000 | 21320 | 117160
2022-03-20 | 12 | 114000 | 17910 | 65955
2022-03-20 | 13 | 154000 | 19000 | 86500
2022-03-20 | 14 | 176000 | 15880 | 95940
2022-03-20 | 15 | 144000 | 16910 | 80455
2022-03-20 | 16 | 62000 | 7230 | 34615
2022-03-20 | 17 | 31000 | 4560 | 17780
2022-03-20 | 18 | 25000 | 2350 | 13675
2022-03-20 | 19 | 3000 | 610 | 1805
2022-03-20 | 20 | 0 | 0 | 0
2022-03-20 | 21 | 0 | 0 | 0
2022-03-20 | 22 | 0 | 0 | 0
2022-03-20 | 23 | 0 | 0 | 0
2022-03-21 | 24 | 0 | 0 | 0
2022-03-21 | 1 | 0 | 0 | 0
2022-03-21 | 2 | 0 | 0 | 0
2022-03-21 | 3 | 0 | 0 | 0
2022-03-21 | 4 | 0 | 0 | 0
2022-03-21 | 5 | 0 | 0 | 0
2022-03-21 | 6 | 0 | 0 | 0
2022-03-21 | 7 | 0 | 10 | 5
2022-03-21 | 8 | 28000 | 1100 | 14550
2022-03-21 | 9 | 107000 | 6260 | 56630
2022-03-21 | 10 | 184000 | 17770 | 100885
2022-03-21 | 11 | 244000 | 25940 | 134970
2022-03-21 | 12 | 246000 | 29320 | 137660
2022-03-21 | 13 | 210000 | 30540 | 120270
2022-03-21 | 14 | 223000 | 20270 | 121635
2022-03-21 | 15 | 207000 | 31670 | 119335
2022-03-21 | 16 | 226000 | 28250 | 127125
2022-03-21 | 17 | 157000 | 19240 | 88120
2022-03-21 | 18 | 58000 | 10260 | 34130
2022-03-21 | 19 | 8000 | 750 | 4375
2022-03-21 | 20 | 0 | 0 | 0
2022-03-21 | 21 | 0 | 0 | 0
2022-03-21 | 22 | 0 | 0 | 0
2022-03-21 | 23 | 0 | 0 | 0
2022-03-22 | 24 | 0 | 0 | 0
2022-03-22 | 1 | 0 | 0 | 0
2022-03-22 | 2 | 0 | 0 | 0
2022-03-22 | 3 | 0 | 0 | 0
2022-03-22 | 4 | 0 | 0 | 0
2022-03-22 | 5 | 0 | 0 | 0
2022-03-22 | 6 | 0 | 0 | 0
2022-03-22 | 7 | 1000 | 20 | 510
2022-03-22 | 8 | 30000 | 1000 | 15500
2022-03-22 | 9 | 112000 | 6550 | 59275
2022-03-22 | 10 | 192000 | 18550 | 105275
2022-03-22 | 11 | 250000 | 27320 | 138660
2022-03-22 | 12 | 270000 | 31950 | 150975
2022-03-22 | 13 | 270000 | 34220 | 152110
2022-03-22 | 14 | 270000 | 33660 | 151830
2022-03-22 | 15 | 262000 | 34030 | 148015
2022-03-22 | 16 | 232000 | 30140 | 131070
2022-03-22 | 17 | 160000 | 23490 | 91745
2022-03-22 | 18 | 68000 | 12140 | 40070
2022-03-22 | 19 | 8000 | 930 | 4465
2022-03-22 | 20 | 0 | 0 | 0
2022-03-22 | 21 | 0 | 0 | 0
2022-03-22 | 22 | 0 | 0 | 0
2022-03-22 | 23 | 0 | 0 | 0
2022-03-23 | 24 | 0 | 0 | 0
2022-03-23 | 1 | 0 | 0 | 0
2022-03-23 | 2 | 0 | 0 | 0
2022-03-23 | 3 | 0 | 0 | 0
2022-03-23 | 4 | 0 | 0 | 0
2022-03-23 | 5 | 0 | 0 | 0
2022-03-23 | 6 | 0 | 0 | 0
2022-03-23 | 7 | 1000 | 20 | 510
2022-03-23 | 8 | 36000 | 1050 | 18525
2022-03-23 | 9 | 112000 | 6500 | 59250
2022-03-23 | 10 | 189000 | 17940 | 103470
2022-03-23 | 11 | 243000 | 25260 | 134130
2022-03-23 | 12 | 268000 | 28470 | 148235
2022-03-23 | 13 | 268000 | 28480 | 148240
2022-03-23 | 14 | 265000 | 27600 | 146300
2022-03-23 | 15 | 226000 | 22570 | 124285
2022-03-23 | 16 | 198000 | 21750 | 109875
2022-03-23 | 17 | 39000 | 3490 | 21245
2022-03-23 | 18 | 28000 | 5310 | 16655
2022-03-23 | 19 | 9000 | 510 | 4755
2022-03-23 | 20 | 0 | 0 | 0
2022-03-23 | 21 | 0 | 0 | 0
2022-03-23 | 22 | 0 | 0 | 0
2022-03-23 | 23 | 0 | 0 | 0
2022-03-24 | 24 | 0 | 0 | 0
2022-03-24 | 1 | 0 | 0 | 0
2022-03-24 | 2 | 0 | 0 | 0
2022-03-24 | 3 | 0 | 0 | 0
2022-03-24 | 4 | 0 | 0 | 0
2022-03-24 | 5 | 0 | 0 | 0
2022-03-24 | 6 | 0 | 0 | 0
2022-03-24 | 7 | 0 | 0 | 0
2022-03-24 | 8 | 2000 | 250 | 1125
2022-03-24 | 9 | 12000 | 690 | 6345
2022-03-24 | 10 | 14000 | 1730 | 7865
2022-03-24 | 11 | 26000 | 3520 | 14760
2022-03-24 | 12 | 34000 | 2670 | 18335
2022-03-24 | 13 | 34000 | 3560 | 18780
2022-03-24 | 14 | 42000 | 3830 | 22915
2022-03-24 | 15 | 35000 | 3290 | 19145
2022-03-24 | 16 | 29000 | 2700 | 15850
2022-03-24 | 17 | 21000 | 1900 | 11450
2022-03-24 | 18 | 10000 | 680 | 5340
2022-03-24 | 19 | 2000 | 80 | 1040
2022-03-24 | 20 | 0 | 0 | 0
2022-03-24 | 21 | 0 | 0 | 0
2022-03-24 | 22 | 0 | 0 | 0
2022-03-24 | 23 | 0 | 0 | 0
2022-03-25 | 24 | 0 | 0 | 0
2022-03-25 | 1 | 0 | 0 | 0
2022-03-25 | 2 | 0 | 0 | 0
2022-03-25 | 3 | 0 | 0 | 0
2022-03-25 | 4 | 0 | 0 | 0
2022-03-25 | 5 | 0 | 0 | 0
2022-03-25 | 6 | 0 | 0 | 0
2022-03-25 | 7 | 0 | 10 | 5
2022-03-25 | 8 | 15000 | 1290 | 8145
2022-03-25 | 9 | 73000 | 6070 | 39535
2022-03-25 | 10 | 121000 | 13860 | 67430
2022-03-25 | 11 | 170000 | 19870 | 94935
2022-03-25 | 12 | 218000 | 24870 | 121435
2022-03-25 | 13 | 169000 | 22600 | 95800
2022-03-25 | 14 | 194000 | 21630 | 107815
2022-03-25 | 15 | 103000 | 19820 | 61410
2022-03-25 | 16 | 202000 | 14850 | 108425
2022-03-25 | 17 | 53000 | 4500 | 28750
2022-03-25 | 18 | 15000 | 1550 | 8275
2022-03-25 | 19 | 5000 | 610 | 2805
2022-03-25 | 20 | 0 | 0 | 0
2022-03-25 | 21 | 0 | 0 | 0
2022-03-25 | 22 | 0 | 0 | 0
2022-03-25 | 23 | 0 | 0 | 0
2022-03-26 | 24 | 0 | 0 | 0
2022-03-26 | 1 | 0 | 0 | 0
2022-03-26 | 2 | 0 | 0 | 0
2022-03-26 | 3 | 0 | 0 | 0
2022-03-26 | 4 | 0 | 0 | 0
2022-03-26 | 5 | 0 | 0 | 0
2022-03-26 | 6 | 0 | 0 | 0
2022-03-26 | 7 | 1000 | 40 | 520
2022-03-26 | 8 | 28000 | 1650 | 14825
2022-03-26 | 9 | 113000 | 6540 | 59770
2022-03-26 | 10 | 186000 | 17080 | 101540
2022-03-26 | 11 | 239000 | 24970 | 131985
2022-03-26 | 12 | 250000 | 19940 | 134970
2022-03-26 | 13 | 138000 | 12690 | 75345
2022-03-26 | 14 | 86000 | 11830 | 48915
2022-03-26 | 15 | 103000 | 9940 | 56470
2022-03-26 | 16 | 77000 | 5730 | 41365
2022-03-26 | 17 | 43000 | 7120 | 25060
2022-03-26 | 18 | 20000 | 2310 | 11155
2022-03-26 | 19 | 5000 | 520 | 2760
2022-03-26 | 20 | 0 | 0 | 0
2022-03-26 | 21 | 0 | 0 | 0
2022-03-26 | 22 | 0 | 0 | 0
2022-03-26 | 23 | 0 | 0 | 0
2022-03-27 | 24 | 0 | 0 | 0
2022-03-27 | 1 | 0 | 0 | 0
2022-03-27 | 2 | 0 | 0 | 0
2022-03-27 | 3 | 0 | 0 | 0
2022-03-27 | 4 | 0 | 0 | 0
2022-03-27 | 5 | 0 | 0 | 0
2022-03-27 | 6 | 0 | 0 | 0
2022-03-27 | 7 | 2000 | 70 | 1035
2022-03-27 | 8 | 40000 | 1480 | 20740
2022-03-27 | 9 | 114000 | 6900 | 60450
2022-03-27 | 10 | 190000 | 18130 | 104065
2022-03-27 | 11 | 242000 | 19870 | 130935
2022-03-27 | 12 | 149000 | 13710 | 81355
2022-03-27 | 13 | 98000 | 6090 | 52045
2022-03-27 | 14 | 107000 | 10640 | 58820
2022-03-27 | 15 | 126000 | 9740 | 67870
2022-03-27 | 16 | 116000 | 7540 | 61770
2022-03-27 | 17 | 82000 | 7020 | 44510
2022-03-27 | 18 | 34000 | 3070 | 18535
2022-03-27 | 19 | 5000 | 190 | 2595
2022-03-27 | 20 | 0 | 0 | 0
2022-03-27 | 21 | 0 | 0 | 0
2022-03-27 | 22 | 0 | 0 | 0
2022-03-27 | 23 | 0 | 0 | 0
2022-03-28 | 24 | 0 | 0 | 0
2022-03-28 | 1 | 0 | 0 | 0
2022-03-28 | 2 | 0 | 0 | 0
2022-03-28 | 3 | 0 | 0 | 0
2022-03-28 | 4 | 0 | 0 | 0
2022-03-28 | 5 | 0 | 0 | 0
2022-03-28 | 6 | 0 | 0 | 0
2022-03-28 | 7 | 1000 | 50 | 525
2022-03-28 | 8 | 40000 | 1680 | 20840
2022-03-28 | 9 | 100000 | 6240 | 53120
2022-03-28 | 10 | 175000 | 13420 | 94210
2022-03-28 | 11 | 216000 | 16730 | 116365
2022-03-28 | 12 | 209000 | 25030 | 117015
2022-03-28 | 13 | 217000 | 17980 | 117490
2022-03-28 | 14 | 218000 | 17630 | 117815
2022-03-28 | 15 | 173000 | 21720 | 97360
2022-03-28 | 16 | 153000 | 18950 | 85975
2022-03-28 | 17 | 98000 | 16540 | 57270
2022-03-28 | 18 | 63000 | 6500 | 34750
2022-03-28 | 19 | 14000 | 1160 | 7580
2022-03-28 | 20 | 0 | 0 | 0
2022-03-28 | 21 | 0 | 0 | 0
2022-03-28 | 22 | 0 | 0 | 0
2022-03-28 | 23 | 0 | 0 | 0
2022-03-29 | 24 | 0 | 0 | 0
2022-03-29 | 1 | 0 | 0 | 0
2022-03-29 | 2 | 0 | 0 | 0
2022-03-29 | 3 | 0 | 0 | 0
2022-03-29 | 4 | 0 | 0 | 0
2022-03-29 | 5 | 0 | 0 | 0
2022-03-29 | 6 | 0 | 0 | 0
2022-03-29 | 7 | 2000 | 150 | 1075
2022-03-29 | 8 | 42000 | 2720 | 22360
2022-03-29 | 9 | 90000 | 7230 | 48615
2022-03-29 | 10 | 205000 | 20800 | 112900
2022-03-29 | 11 | 261000 | 28320 | 144660
2022-03-29 | 12 | 270000 | 33500 | 151750
2022-03-29 | 13 | 270000 | 35520 | 152760
2022-03-29 | 14 | 270000 | 35490 | 152745
2022-03-29 | 15 | 269000 | 31810 | 150405
2022-03-29 | 16 | 234000 | 30690 | 132345
2022-03-29 | 17 | 167000 | 24460 | 95730
2022-03-29 | 18 | 76000 | 11700 | 43850
2022-03-29 | 19 | 11000 | 1010 | 6005
2022-03-29 | 20 | 0 | 0 | 0
2022-03-29 | 21 | 0 | 0 | 0
2022-03-29 | 22 | 0 | 0 | 0
2022-03-29 | 23 | 0 | 0 | 0
2022-03-30 | 24 | 0 | 0 | 0
2022-03-30 | 1 | 0 | 0 | 0
2022-03-30 | 2 | 0 | 0 | 0
2022-03-30 | 3 | 0 | 0 | 0
2022-03-30 | 4 | 0 | 0 | 0
2022-03-30 | 5 | 0 | 0 | 0
2022-03-30 | 6 | 0 | 0 | 0
2022-03-30 | 7 | 2000 | 100 | 1050
2022-03-30 | 8 | 41000 | 1300 | 21150
2022-03-30 | 9 | 126000 | 7360 | 66680
2022-03-30 | 10 | 205000 | 19160 | 112080
2022-03-30 | 11 | 255000 | 27570 | 141285
2022-03-30 | 12 | 254000 | 28230 | 141115
2022-03-30 | 13 | 239000 | 31410 | 135205
2022-03-30 | 14 | 270000 | 31780 | 150890
2022-03-30 | 15 | 266000 | 25500 | 145750
2022-03-30 | 16 | 189000 | 16540 | 102770
2022-03-30 | 17 | 144000 | 15580 | 79790
2022-03-30 | 18 | 69000 | 5480 | 37240
2022-03-30 | 19 | 12000 | 990 | 6495
2022-03-30 | 20 | 0 | 0 | 0
2022-03-30 | 21 | 0 | 0 | 0
2022-03-30 | 22 | 0 | 0 | 0
2022-03-30 | 23 | 0 | 0 | 0
2022-03-31 | 24 | 0 | 0 | 0
2022-03-31 | 1 | 0 | 0 | 0
2022-03-31 | 2 | 0 | 0 | 0
2022-03-31 | 3 | 0 | 0 | 0
2022-03-31 | 4 | 0 | 0 | 0
2022-03-31 | 5 | 0 | 0 | 0
2022-03-31 | 6 | 0 | 0 | 0
2022-03-31 | 7 | 1000 | 60 | 530
2022-03-31 | 8 | 11000 | 850 | 5925
2022-03-31 | 9 | 16000 | 2020 | 9010
2022-03-31 | 10 | 29000 | 2380 | 15690
2022-03-31 | 11 | 48000 | 3910 | 25955
2022-03-31 | 12 | 57000 | 4620 | 30810
2022-03-31 | 13 | 64000 | 5340 | 34670
2022-03-31 | 14 | 51000 | 3500 | 27250
2022-03-31 | 15 | 31000 | 2600 | 16800
2022-03-31 | 16 | 32000 | 3520 | 17760
2022-03-31 | 17 | 32000 | 2590 | 17295
2022-03-31 | 18 | 13000 | 690 | 6845
2022-03-31 | 19 | 2000 | 70 | 1035
2022-03-31 | 20 | 0 | 0 | 0
2022-03-31 | 21 | 0 | 0 | 0
2022-03-31 | 22 | 0 | 0 | 0
2022-03-31 | 23 | 0 | 0 | 0
2022-03-31 | 24 | 0 | 0 | 0
| 109498 | 410717000 | 40385540 | 225551270

## Losses
System Losses by Company
| Loss Percentages | Retail Sales (kWh) | Losses (kWh) | Weighted Losses
(4/1/21-3/31/22)
Eversource
Rate R | 7.75% | 3414496767.3 | 264623499.4657
Rate G | 7.75% | 1616747251.3 | 125297911.9757
Rate GV | 6.31% | 1595937794 | 100703674.8014
Rate LG | 4.42% | 1149096342.5 | 50790058.3385
Rate OL/EOL | 7.72% | 24615863.1 | 1900344.6313
|  | 7800894018.2 | 543315489.2127 | 6.965%
Liberty Utilities
Rate G-1 Customers | 3.8% | 362443578 | 13772855.964
All Other Customers | 6.9% | 537890737 | 37114460.853
|  | 900334315 | 50887316.817 | 5.652%
Unitil
Residential D | 6.468% | 519619940 | 33609017.7192
General G2 | 6.392% | 328890117 | 21022656.2786
General G1 | 4.591% | 327881490 | 15053039.2059
Outdoor Lighting OL | 6.468% | 6842730 | 442587.7764
|  | 1183234277 | 70127300.9801 | 5.927%
Total |  | 9884462610.2 | 664330107.0099 | 6.721%
Total Loss Factor | 1.0672
Loss Percentages based on recent line loss studies by utility
Retail Sales provide by utilities

## whlsecost_hourly_4002_202104
C | Hourly Wholesale Load Cost Report
C | Filename: whlsecost_hourly_4002_202104.csv
C | Report for: 04 2021
C | Report generated: 04/08/2022 14:22:00 EDT
H | Location ID | Local Date | Local Hour | OnOffPeak | RTLMP | Capacity | First Contingency | Second Contingency | Regulation | Forward Reserves | Real-Time Reserves | Inadvertent | Marginal Loss Rev Fund | Auction Rev Rights | Real-Time Demand Reduction Cost | Price Responsive Demand Cost | ISO Sched 2 | ISO Sched 3 | NEPOOL Exp | Total Cost | RTLO | Total Ancillary & NCPC
H | Number | Date | Number | String | Number | Number | Number | Number | Number | Number | Number | Number | Number | Number | Number | Number | Number | Number | Number | Number | Number
D | 4002 | 2021-04-01 | 1 | OFF | 18.3 | 7.49 | 0.09 | 0.03 | 0.05 | 0 | 0 | -0.01 | -0.07 | -0.11 | 0 |  | 0.39 | 0.35 | 0.23 | 26.74 | 931.809 | 0.17
D | 4002 | 2021-04-01 | 2 | OFF | 17.29 | 7.49 | 0.09 | 0.03 | 0.04 | 0 | 0 | -0.01 | -0.06 | -0.11 | 0 |  | 0.39 | 0.35 | 0.23 | 25.73 | 897.169 | 0.16
D | 4002 | 2021-04-01 | 3 | OFF | 16.7 | 7.49 | 0.09 | 0.03 | 0.03 | 0 | 0 | -0.02 | -0.04 | -0.11 | 0 |  | 0.39 | 0.35 | 0.23 | 25.14 | 879.689 | 0.15
D | 4002 | 2021-04-01 | 4 | OFF | 17.13 | 7.49 | 0.09 | 0.03 | 0.04 | 0 | 0 | -0.02 | -0.02 | -0.11 | 0 |  | 0.39 | 0.35 | 0.23 | 25.6 | 884.78 | 0.16
D | 4002 | 2021-04-01 | 5 | OFF | 17.21 | 7.49 | 0.09 | 0.03 | 0.02 | 0 | 0 | -0.02 | -0.05 | -0.11 | 0 |  | 0.39 | 0.35 | 0.23 | 25.63 | 924.906 | 0.14
D | 4002 | 2021-04-01 | 6 | OFF | 17.56 | 7.49 | 0.09 | 0.03 | 0.06 | 0 | 0 | 0.03 | -0.07 | -0.11 | 0 |  | 0.39 | 0.35 | 0.23 | 26.05 | 1009.465 | 0.18
D | 4002 | 2021-04-01 | 7 | OFF | 17.11 | 7.49 | 0.09 | 0.03 | 0.12 | 0 | 0 | -0.01 | -0.1 | -0.11 | 0 |  | 0.39 | 0.35 | 0.23 | 25.59 | 1161.687 | 0.24
D | 4002 | 2021-04-01 | 8 | ON | 19.24 | 7.49 | 0.09 | 0.03 | 0.12 | 0.32 | 0 | -0.01 | -0.08 | -0.11 | 0 |  | 0.39 | 0.35 | 0.23 | 28.06 | 1272.319 | 0.56
D | 4002 | 2021-04-01 | 9 | ON | 19.06 | 7.49 | 0.09 | 0.03 | 0.06 | 0.3 | 0 | 0.02 | -0.12 | -0.11 | 0 |  | 0.39 | 0.35 | 0.23 | 27.79 | 1334.596 | 0.48
D | 4002 | 2021-04-01 | 10 | ON | 20.11 | 7.49 | 0.09 | 0.03 | 0.05 | 0.3 | 0 | 0 | -0.14 | -0.11 | 0 |  | 0.39 | 0.35 | 0.23 | 28.79 | 1356.294 | 0.47
D | 4002 | 2021-04-01 | 11 | ON | 26.84 | 7.49 | 0.09 | 0.03 | 0.07 | 0.3 | 0.03 | -0.01 | -0.16 | -0.11 | 0 |  | 0.39 | 0.35 | 0.23 | 35.54 | 1372.968 | 0.52
D | 4002 | 2021-04-01 | 12 | ON | 24.05 | 7.49 | 0.09 | 0.03 | 0.06 | 0.3 | 0.01 | 0.03 | -0.15 | -0.11 | 0 |  | 0.39 | 0.35 | 0.23 | 32.77 | 1377.232 | 0.49
D | 4002 | 2021-04-01 | 13 | ON | 21.16 | 7.49 | 0.09 | 0.03 | 0.05 | 0.3 | 0 | -0.01 | -0.16 | -0.11 | 0 |  | 0.39 | 0.35 | 0.23 | 29.81 | 1353.71 | 0.47
D | 4002 | 2021-04-01 | 14 | ON | 20.81 | 7.49 | 0.09 | 0.03 | 0.06 | 0.3 | 0 | -0.01 | -0.16 | -0.11 | 0 |  | 0.39 | 0.35 | 0.23 | 29.47 | 1338.222 | 0.48
D | 4002 | 2021-04-01 | 15 | ON | 20.11 | 7.49 | 0.09 | 0.03 | 0.07 | 0.31 | 0 | -0.01 | -0.14 | -0.11 | 0 |  | 0.39 | 0.35 | 0.23 | 28.81 | 1325.422 | 0.5
D | 4002 | 2021-04-01 | 16 | ON | 21.28 | 7.49 | 0.09 | 0.03 | 0.06 | 0.3 | 0 | -0.01 | -0.13 | -0.11 | 0 |  | 0.39 | 0.35 | 0.23 | 29.97 | 1332.905 | 0.48
D | 4002 | 2021-04-01 | 17 | ON | 22.53 | 7.49 | 0.09 | 0.03 | 0.06 | 0.3 | 0 | 0.02 | -0.14 | -0.11 | 0 |  | 0.39 | 0.35 | 0.23 | 31.24 | 1364.782 | 0.48
D | 4002 | 2021-04-01 | 18 | ON | 23.02 | 7.49 | 0.09 | 0.03 | 0.06 | 0.29 | 0 | 0.04 | -0.18 | -0.11 | 0 |  | 0.39 | 0.35 | 0.23 | 31.7 | 1423.039 | 0.47
D | 4002 | 2021-04-01 | 19 | ON | 22.06 | 7.49 | 0.09 | 0.03 | 0.05 | 0.29 | 0 | 0.04 | -0.18 | -0.11 | 0 |  | 0.39 | 0.35 | 0.23 | 30.73 | 1429.604 | 0.46
D | 4002 | 2021-04-01 | 20 | ON | 22.53 | 7.49 | 0.09 | 0.03 | 0.04 | 0.28 | 0 | -0.02 | -0.2 | -0.11 | 0 |  | 0.39 | 0.35 | 0.23 | 31.1 | 1426.03 | 0.44
D | 4002 | 2021-04-01 | 21 | ON | 22.44 | 7.49 | 0.09 | 0.03 | 0.05 | 0.29 | 0 | 0 | -0.2 | -0.11 | 0 |  | 0.39 | 0.35 | 0.23 | 31.05 | 1378.431 | 0.46
D | 4002 | 2021-04-01 | 22 | ON | 22.82 | 7.49 | 0.09 | 0.03 | 0.09 | 0.3 | 0 | -0.01 | -0.2 | -0.11 | 0 |  | 0.39 | 0.35 | 0.23 | 31.47 | 1287.209 | 0.51
D | 4002 | 2021-04-01 | 23 | ON | 21.42 | 7.49 | 0.09 | 0.03 | 0.08 | 0.32 | 0 | -0.04 | -0.21 | -0.11 | 0 |  | 0.39 | 0.35 | 0.23 | 30.04 | 1183.721 | 0.52
D | 4002 | 2021-04-01 | 24 | OFF | 20.27 | 7.49 | 0.09 | 0.03 | 0.09 | 0 | 0 | -0.01 | -0.26 | -0.11 | 0 |  | 0.39 | 0.35 | 0.23 | 28.56 | 1092.934 | 0.21
D | 4002 | 2021-04-02 | 1 | OFF | 22.27 | 7.49 | 0.34 | 0.09 | 0.07 | 0 | 0 | -0.05 | -0.17 | -0.11 | 0 |  | 0.39 | 0.35 | 0.23 | 30.9 | 1038.744 | 0.5
D | 4002 | 2021-04-02 | 2 | OFF | 23 | 7.49 | 0.34 | 0.09 | 0.06 | 0 | 0 | -0.03 | -0.16 | -0.11 | 0 |  | 0.39 | 0.35 | 0.23 | 31.65 | 1013.896 | 0.49
D | 4002 | 2021-04-02 | 3 | OFF | 22.12 | 7.49 | 0.34 | 0.09 | 0.07 | 0 | 0 | -0.01 | -0.16 | -0.11 | 0 |  | 0.39 | 0.35 | 0.23 | 30.8 | 1003.25 | 0.5
D | 4002 | 2021-04-02 | 4 | OFF | 22.37 | 7.49 | 0.34 | 0.09 | 0.03 | 0 | 0 | -0.04 | -0.15 | -0.11 | 0 |  | 0.39 | 0.35 | 0.23 | 30.99 | 1009.855 | 0.46
D | 4002 | 2021-04-02 | 5 | OFF | 24.07 | 7.49 | 0.34 | 0.09 | 0.03 | 0 | 0 | -0.02 | -0.16 | -0.11 | 0 |  | 0.39 | 0.35 | 0.23 | 32.7 | 1050.116 | 0.46
D | 4002 | 2021-04-02 | 6 | OFF | 27.73 | 7.49 | 0.34 | 0.09 | 0.09 | 0 | 0.16 | 0.02 | -0.09 | -0.11 | 0 |  | 0.39 | 0.35 | 0.23 | 36.69 | 1141.94 | 0.68
D | 4002 | 2021-04-02 | 7 | OFF | 29.99 | 7.49 | 0.34 | 0.09 | 0.16 | 0 | 0.02 | -0.02 | -0.08 | -0.11 | 0 |  | 0.39 | 0.35 | 0.23 | 38.85 | 1282.875 | 0.61
D | 4002 | 2021-04-02 | 8 | ON | 31.16 | 7.49 | 0.34 | 0.09 | 0.15 | 0.3 | 0 | 0 | -0.18 | -0.11 | 0 |  | 0.39 | 0.35 | 0.23 | 40.21 | 1371.58 | 0.88
D | 4002 | 2021-04-02 | 9 | ON | 30.59 | 7.49 | 0.34 | 0.09 | 0.1 | 0.29 | 0.05 | 0.01 | -0.17 | -0.11 | 0 |  | 0.39 | 0.35 | 0.23 | 39.65 | 1397.585 | 0.87
D | 4002 | 2021-04-02 | 10 | ON | 28.57 | 7.49 | 0.34 | 0.09 | 0.09 | 0.3 | 0.05 | -0.03 | -0.12 | -0.11 | 0 |  | 0.39 | 0.35 | 0.23 | 37.64 | 1386.284 | 0.87
D | 4002 | 2021-04-02 | 11 | ON | 31.3 | 7.49 | 0.34 | 0.09 | 0.07 | 0.3 | 0.14 | -0.05 | -0.21 | -0.11 | 0 |  | 0.39 | 0.35 | 0.23 | 40.33 | 1370.07 | 0.94
D | 4002 | 2021-04-02 | 12 | ON | 38.84 | 7.49 | 0.34 | 0.09 | 0.13 | 0.3 | 0.19 | -0.03 | -0.15 | -0.11 | 0 |  | 0.39 | 0.35 | 0.23 | 48.06 | 1350.613 | 1.05
D | 4002 | 2021-04-02 | 13 | ON | 34.67 | 7.49 | 0.34 | 0.09 | 0.11 | 0.31 | 0.3 | 0.02 | -0.18 | -0.11 | 0 |  | 0.39 | 0.35 | 0.23 | 44.01 | 1330.605 | 1.15
D | 4002 | 2021-04-02 | 14 | ON | 35.65 | 7.49 | 0.34 | 0.09 | 0.16 | 0.31 | 0.41 | 0.04 | -0.14 | -0.11 | 0 |  | 0.39 | 0.35 | 0.23 | 45.21 | 1318.928 | 1.31
D | 4002 | 2021-04-02 | 15 | ON | 26.06 | 7.49 | 0.34 | 0.09 | 0.1 | 0.31 | 0.01 | 0.01 | -0.12 | -0.11 | 0 |  | 0.39 | 0.35 | 0.23 | 35.15 | 1303.974 | 0.85
D | 4002 | 2021-04-02 | 16 | ON | 42.87 | 7.49 | 0.34 | 0.09 | 0.13 | 0.31 | 0.64 | -0.01 | -0.01 | -0.11 | 0 |  | 0.39 | 0.35 | 0.23 | 52.71 | 1304.989 | 1.51
D | 4002 | 2021-04-02 | 17 | ON | 52.21 | 7.49 | 0.34 | 0.09 | 0.1 | 0.3 | 0.8 | -0.03 | -0.06 | -0.11 | 0 |  | 0.39 | 0.35 | 0.23 | 62.1 | 1330.457 | 1.63
D | 4002 | 2021-04-02 | 18 | ON | 62.92 | 7.49 | 0.34 | 0.09 | 0.45 | 0.29 | 0.6 | 0.03 | -0.07 | -0.11 | 0 |  | 0.39 | 0.35 | 0.23 | 73 | 1363.754 | 1.77
D | 4002 | 2021-04-02 | 19 | ON | 60.57 | 7.49 | 0.34 | 0.09 | 0.32 | 0.28 | 0.16 | 0.03 | -0.15 | -0.11 | 0 |  | 0.39 | 0.35 | 0.23 | 69.99 | 1385.464 | 1.19
D | 4002 | 2021-04-02 | 20 | ON | 62.25 | 7.49 | 0.34 | 0.09 | 0.22 | 0.28 | 0.63 | 0.01 | -0.17 | -0.11 | 0 |  | 0.39 | 0.35 | 0.23 | 72 | 1409.598 | 1.56
D | 4002 | 2021-04-02 | 21 | ON | 52.47 | 7.49 | 0.34 | 0.09 | 0.27 | 0.28 | 0.13 | 0.01 | -0.12 | -0.11 | 0 |  | 0.39 | 0.35 | 0.23 | 61.82 | 1376.239 | 1.11
D | 4002 | 2021-04-02 | 22 | ON | 46.94 | 7.49 | 0.34 | 0.09 | 0.54 | 0.29 | 0.29 | 0.03 | -0.16 | -0.11 | 0 |  | 0.39 | 0.35 | 0.23 | 56.71 | 1296.472 | 1.55
D | 4002 | 2021-04-02 | 23 | ON | 52.82 | 7.49 | 0.34 | 0.09 | 0.56 | 0.31 | 0.86 | -0.02 | -0.12 | -0.11 | 0 |  | 0.39 | 0.35 | 0.23 | 63.19 | 1197.915 | 2.16
D | 4002 | 2021-04-02 | 24 | OFF | 47.8 | 7.49 | 0.34 | 0.09 | 0.25 | 0 | 0.64 | -0.04 | -0.09 | -0.11 | 0 |  | 0.39 | 0.35 | 0.23 | 57.34 | 1104.794 | 1.32
D | 4002 | 2021-04-03 | 1 | OFF | 39.53 | 7.49 | 1.09 | 0.63 | 0.14 | 0 | 0.34 | -0.13 | -0.13 | -0.11 | 0 |  | 0.39 | 0.35 | 0.23 | 49.82 | 1045.623 | 2.2
D | 4002 | 2021-04-03 | 2 | OFF | 58.41 | 7.49 | 1.09 | 0.63 | 0.45 | 0 | 0.91 | -0.05 | -0.09 | -0.11 | 0 |  | 0.39 | 0.35 | 0.23 | 69.7 | 1010.73 | 3.08
D | 4002 | 2021-04-03 | 3 | OFF | 47.24 | 7.49 | 1.09 | 0.63 | 0.29 | 0 | 0.85 | 0 | -0.09 | -0.11 | 0 |  | 0.39 | 0.35 | 0.23 | 58.36 | 997.521 | 2.86
D | 4002 | 2021-04-03 | 4 | OFF | 40.01 | 7.49 | 1.09 | 0.63 | 0.13 | 0 | 0.06 | -0.05 | -0.11 | -0.11 | 0 |  | 0.39 | 0.35 | 0.23 | 50.11 | 999.005 | 1.91
D | 4002 | 2021-04-03 | 5 | OFF | 42.99 | 7.49 | 1.09 | 0.63 | 0.22 | 0 | 0.2 | 0.02 | -0.1 | -0.11 | 0 |  | 0.39 | 0.35 | 0.23 | 53.4 | 1016.688 | 2.14
D | 4002 | 2021-04-03 | 6 | OFF | 57.91 | 7.49 | 1.09 | 0.63 | 0.27 | 0 | 1.09 | -0.08 | 0.03 | -0.11 | 0 |  | 0.39 | 0.35 | 0.23 | 69.29 | 1063.795 | 3.08
D | 4002 | 2021-04-03 | 7 | OFF | 130.68 | 7.49 | 1.09 | 0.63 | 1.75 | 0 | 2.52 | -0.14 | 0.11 | -0.11 | 0 |  | 0.39 | 0.35 | 0.23 | 144.99 | 1134.621 | 5.99
D | 4002 | 2021-04-03 | 8 | OFF | 131.56 | 7.49 | 1.09 | 0.63 | 1.92 | 0 | 2.22 | -0.09 | -0.22 | -0.11 | 0 |  | 0.39 | 0.35 | 0.23 | 145.46 | 1200.451 | 5.86
D | 4002 | 2021-04-03 | 9 | OFF | 58.92 | 7.49 | 1.09 | 0.63 | 0.52 | 0 | 1.23 | -0.17 | -0.17 | -0.11 | 0 |  | 0.39 | 0.35 | 0.23 | 70.4 | 1241.743 | 3.47
D | 4002 | 2021-04-03 | 10 | OFF | 63.69 | 7.49 | 1.09 | 0.63 | 0.59 | 0 | 1.51 | -0.02 | -0.13 | -0.11 | 0 |  | 0.39 | 0.35 | 0.23 | 75.71 | 1252.274 | 3.82
D | 4002 | 2021-04-03 | 11 | OFF | 23.17 | 7.49 | 1.09 | 0.63 | 0.11 | 0 | 0.05 | 0.07 | -0.12 | -0.11 | 0 |  | 0.39 | 0.35 | 0.23 | 33.35 | 1234.257 | 1.88
D | 4002 | 2021-04-03 | 12 | OFF | 20.53 | 7.49 | 1.09 | 0.63 | 0.08 | 0 | 0 | 0.01 | -0.16 | -0.11 | 0 |  | 0.39 | 0.35 | 0.23 | 30.53 | 1207.244 | 1.8
D | 4002 | 2021-04-03 | 13 | OFF | 18.21 | 7.49 | 1.09 | 0.63 | 0.09 | 0 | 0 | 0 | -0.16 | -0.11 | 0 |  | 0.39 | 0.35 | 0.23 | 28.21 | 1173.116 | 1.81
D | 4002 | 2021-04-03 | 14 | OFF | 17.88 | 7.49 | 1.09 | 0.63 | 0.07 | 0 | 0 | 0.01 | -0.13 | -0.11 | 0 |  | 0.39 | 0.35 | 0.23 | 27.9 | 1135.566 | 1.79
D | 4002 | 2021-04-03 | 15 | OFF | 17.32 | 7.49 | 1.09 | 0.63 | 0.07 | 0 | 0 | 0.02 | -0.12 | -0.11 | 0 |  | 0.39 | 0.35 | 0.23 | 27.36 | 1103.81 | 1.79
D | 4002 | 2021-04-03 | 16 | OFF | 17.09 | 7.49 | 1.09 | 0.63 | 0.08 | 0 | 0 | 0 | -0.12 | -0.11 | 0 |  | 0.39 | 0.35 | 0.23 | 27.12 | 1092.91 | 1.8
D | 4002 | 2021-04-03 | 17 | OFF | 18.11 | 7.49 | 1.09 | 0.63 | 0.07 | 0 | 0 | 0.03 | -0.09 | -0.11 | 0 |  | 0.39 | 0.35 | 0.23 | 28.19 | 1121.685 | 1.79
D | 4002 | 2021-04-03 | 18 | OFF | 21.59 | 7.49 | 1.09 | 0.63 | 0.07 | 0 | 0 | 0.05 | -0.06 | -0.11 | 0 |  | 0.39 | 0.35 | 0.23 | 31.72 | 1181.671 | 1.79
D | 4002 | 2021-04-03 | 19 | OFF | 44.75 | 7.49 | 1.09 | 0.63 | 0.3 | 0 | 0.42 | 0.03 | -0.07 | -0.11 | 0 |  | 0.39 | 0.35 | 0.23 | 55.5 | 1224.629 | 2.44
D | 4002 | 2021-04-03 | 20 | OFF | 49.77 | 7.49 | 1.09 | 0.63 | 0.32 | 0 | 0.06 | 0 | -0.28 | -0.11 | 0 |  | 0.39 | 0.35 | 0.23 | 59.94 | 1270.064 | 2.1
D | 4002 | 2021-04-03 | 21 | OFF | 48.63 | 7.49 | 1.09 | 0.63 | 0.23 | 0 | 0.16 | 0.06 | -0.2 | -0.11 | 0 |  | 0.39 | 0.35 | 0.23 | 58.95 | 1262.46 | 2.11
D | 4002 | 2021-04-03 | 22 | OFF | 49.29 | 7.49 | 1.09 | 0.63 | 0.33 | 0 | 0.43 | 0 | -0.18 | -0.11 | 0 |  | 0.39 | 0.35 | 0.23 | 59.94 | 1202.023 | 2.48
D | 4002 | 2021-04-03 | 23 | OFF | 39.09 | 7.49 | 1.09 | 0.63 | 0.31 | 0 | 0.39 | -0.05 | -0.1 | -0.11 | 0 |  | 0.39 | 0.35 | 0.23 | 49.71 | 1121.876 | 2.42
D | 4002 | 2021-04-03 | 24 | OFF | 35.79 | 7.49 | 1.09 | 0.63 | 0.44 | 0 | 0.38 | 0 | 0 | -0.11 | 0 |  | 0.39 | 0.35 | 0.23 | 46.68 | 1049.176 | 2.54
D | 4002 | 2021-04-04 | 1 | OFF | 25.22 | 7.49 | 0.15 | 0.03 | 0.06 | 0 | 0 | 0 | -0.15 | -0.11 | 0 |  | 0.39 | 0.35 | 0.23 | 33.66 | 997.749 | 0.24
D | 4002 | 2021-04-04 | 2 | OFF | 25.03 | 7.49 | 0.15 | 0.03 | 0.03 | 0 | 0 | -0.01 | -0.14 | -0.11 | 0 |  | 0.39 | 0.35 | 0.23 | 33.44 | 965.882 | 0.21
D | 4002 | 2021-04-04 | 3 | OFF | 25.08 | 7.49 | 0.15 | 0.03 | 0.06 | 0 | 0 | -0.03 | -0.13 | -0.11 | 0 |  | 0.39 | 0.35 | 0.23 | 33.51 | 957.883 | 0.24
D | 4002 | 2021-04-04 | 4 | OFF | 24.4 | 7.49 | 0.15 | 0.03 | 0.07 | 0 | 0 | 0 | -0.13 | -0.11 | 0 |  | 0.39 | 0.35 | 0.23 | 32.87 | 958.906 | 0.25
D | 4002 | 2021-04-04 | 5 | OFF | 25.04 | 7.49 | 0.15 | 0.03 | 0.06 | 0 | 0 | 0.01 | -0.14 | -0.11 | 0 |  | 0.39 | 0.35 | 0.23 | 33.5 | 972.872 | 0.24
D | 4002 | 2021-04-04 | 6 | OFF | 25.91 | 7.49 | 0.15 | 0.03 | 0.04 | 0 | 0 | 0.01 | -0.14 | -0.11 | 0 |  | 0.39 | 0.35 | 0.23 | 34.35 | 1008.745 | 0.22
D | 4002 | 2021-04-04 | 7 | OFF | 26.15 | 7.49 | 0.15 | 0.03 | 0.18 | 0 | 0 | 0.02 | -0.17 | -0.11 | 0 |  | 0.39 | 0.35 | 0.23 | 34.71 | 1063.253 | 0.36
D | 4002 | 2021-04-04 | 8 | OFF | 22.71 | 7.49 | 0.15 | 0.03 | 0.16 | 0 | 0.15 | 0.01 | -0.15 | -0.11 | 0 |  | 0.39 | 0.35 | 0.23 | 31.41 | 1132.51 | 0.49
D | 4002 | 2021-04-04 | 9 | OFF | 22.95 | 7.49 | 0.15 | 0.03 | 0.13 | 0 | 0.14 | -0.02 | -0.17 | -0.11 | 0 |  | 0.39 | 0.35 | 0.23 | 31.56 | 1185.575 | 0.45
D | 4002 | 2021-04-04 | 10 | OFF | 20.14 | 7.49 | 0.15 | 0.03 | 0.07 | 0 | 0.02 | -0.02 | -0.14 | -0.11 | 0 |  | 0.39 | 0.35 | 0.23 | 28.6 | 1197.731 | 0.27
D | 4002 | 2021-04-04 | 11 | OFF | 18.56 | 7.49 | 0.15 | 0.03 | 0.1 | 0 | 0 | -0.01 | -0.16 | -0.11 | 0 |  | 0.39 | 0.35 | 0.23 | 27.02 | 1180.18 | 0.28
D | 4002 | 2021-04-04 | 12 | OFF | 17.97 | 7.49 | 0.15 | 0.03 | 0.1 | 0 | 0 | 0.02 | -0.16 | -0.11 | 0 |  | 0.39 | 0.35 | 0.23 | 26.46 | 1154.429 | 0.28
D | 4002 | 2021-04-04 | 13 | OFF | 17.34 | 7.49 | 0.15 | 0.03 | 0.1 | 0 | 0 | 0.01 | -0.14 | -0.11 | 0 |  | 0.39 | 0.35 | 0.23 | 25.84 | 1118.493 | 0.28
D | 4002 | 2021-04-04 | 14 | OFF | -8.08 | 7.49 | 0.15 | 0.03 | 0.15 | 0 | 0 | 0.01 | -0.01 | -0.11 | 0 |  | 0.39 | 0.35 | 0.23 | 0.6 | 1071.287 | 0.33
D | 4002 | 2021-04-04 | 15 | OFF | -16.83 | 7.49 | 0.15 | 0.03 | 0.39 | 0 | 0 | 0.01 | -0.16 | -0.11 | 0 |  | 0.39 | 0.35 | 0.23 | -8.06 | 1037.344 | 0.57
D | 4002 | 2021-04-04 | 16 | OFF | -11.83 | 7.49 | 0.15 | 0.03 | 0.08 | 0 | 0 | 0 | -0.04 | -0.11 | 0 |  | 0.39 | 0.35 | 0.23 | -3.26 | 1028.618 | 0.26
D | 4002 | 2021-04-04 | 17 | OFF | 13.15 | 7.49 | 0.15 | 0.03 | 0.08 | 0 | 0 | -0.01 | -0.09 | -0.11 | 0 |  | 0.39 | 0.35 | 0.23 | 21.66 | 1060.947 | 0.26
D | 4002 | 2021-04-04 | 18 | OFF | 17.32 | 7.49 | 0.15 | 0.03 | 0.07 | 0 | 0 | 0.01 | -0.13 | -0.11 | 0 |  | 0.39 | 0.35 | 0.23 | 25.8 | 1108.8 | 0.25
D | 4002 | 2021-04-04 | 19 | OFF | 18.66 | 7.49 | 0.15 | 0.03 | 0.17 | 0 | 0 | 0.01 | -0.17 | -0.11 | 0 |  | 0.39 | 0.35 | 0.23 | 27.2 | 1151 | 0.35
D | 4002 | 2021-04-04 | 20 | OFF | 27.87 | 7.49 | 0.15 | 0.03 | 0.11 | 0 | 0.09 | -0.02 | -0.12 | -0.11 | 0 |  | 0.39 | 0.35 | 0.23 | 36.46 | 1200.609 | 0.38
D | 4002 | 2021-04-04 | 21 | OFF | 36.6 | 7.49 | 0.15 | 0.03 | 0.14 | 0 | 0.36 | -0.02 | -0.17 | -0.11 | 0 |  | 0.39 | 0.35 | 0.23 | 45.44 | 1194.084 | 0.68
D | 4002 | 2021-04-04 | 22 | OFF | 40.78 | 7.49 | 0.15 | 0.03 | 0.49 | 0 | 0.88 | -0.02 | -0.12 | -0.11 | 0 |  | 0.39 | 0.35 | 0.23 | 50.54 | 1117.952 | 1.55
D | 4002 | 2021-04-04 | 23 | OFF | 26.55 | 7.49 | 0.15 | 0.03 | 0.3 | 0 | 0.35 | -0.09 | -0.09 | -0.11 | 0 |  | 0.39 | 0.35 | 0.23 | 35.55 | 1026.232 | 0.83
D | 4002 | 2021-04-04 | 24 | OFF | 20.88 | 7.49 | 0.15 | 0.03 | 0.1 | 0 | 0.03 | -0.02 | -0.14 | -0.11 | 0 |  | 0.39 | 0.35 | 0.23 | 29.38 | 953.932 | 0.31
D | 4002 | 2021-04-05 | 1 | OFF | 19.7 | 7.49 | 0.19 | 0.03 | 0.05 | 0 | 0 | -0.04 | -0.18 | -0.11 | 0 |  | 0.39 | 0.35 | 0.23 | 28.1 | 911.295 | 0.27
D | 4002 | 2021-04-05 | 2 | OFF | 19.73 | 7.49 | 0.19 | 0.03 | 0.05 | 0 | 0 | -0.01 | -0.19 | -0.11 | 0 |  | 0.39 | 0.35 | 0.23 | 28.15 | 890.614 | 0.27
D | 4002 | 2021-04-05 | 3 | OFF | 19.51 | 7.49 | 0.19 | 0.03 | 0.06 | 0 | 0 | -0.01 | -0.16 | -0.11 | 0 |  | 0.39 | 0.35 | 0.23 | 27.97 | 890.103 | 0.28
D | 4002 | 2021-04-05 | 4 | OFF | 19.76 | 7.49 | 0.19 | 0.03 | 0.06 | 0 | 0 | -0.02 | -0.17 | -0.11 | 0 |  | 0.39 | 0.35 | 0.23 | 28.2 | 892.661 | 0.28
D | 4002 | 2021-04-05 | 5 | OFF | 22.56 | 7.49 | 0.19 | 0.03 | 0.06 | 0 | 0 | -0.06 | -0.2 | -0.11 | 0 |  | 0.39 | 0.35 | 0.23 | 30.93 | 934.479 | 0.28
D | 4002 | 2021-04-05 | 6 | OFF | 21.72 | 7.49 | 0.19 | 0.03 | 0.07 | 0 | 0 | 0.02 | -0.16 | -0.11 | 0 |  | 0.39 | 0.35 | 0.23 | 30.22 | 1035.001 | 0.29
D | 4002 | 2021-04-05 | 7 | OFF | 33.22 | 7.49 | 0.19 | 0.03 | 0.29 | 0 | 0.36 | 0.01 | -0.03 | -0.11 | 0 |  | 0.39 | 0.35 | 0.23 | 42.42 | 1180.099 | 0.87
D | 4002 | 2021-04-05 | 8 | ON | 42.41 | 7.49 | 0.19 | 0.03 | 0.27 | 0.28 | 0.47 | 0.03 | -0.2 | -0.11 | 0 |  | 0.39 | 0.35 | 0.23 | 51.83 | 1285.408 | 1.24
D | 4002 | 2021-04-05 | 9 | ON | 24.58 | 7.49 | 0.19 | 0.03 | 0.09 | 0.26 | 0 | 0 | -0.24 | -0.11 | 0 |  | 0.39 | 0.35 | 0.23 | 33.26 | 1335.488 | 0.57
D | 4002 | 2021-04-05 | 10 | ON | 21.35 | 7.49 | 0.19 | 0.03 | 0.09 | 0.26 | 0 | 0.05 | -0.18 | -0.11 | 0 |  | 0.39 | 0.35 | 0.23 | 30.14 | 1351.949 | 0.57
D | 4002 | 2021-04-05 | 11 | ON | 19.63 | 7.49 | 0.19 | 0.03 | 0.05 | 0.27 | 0 | 0.01 | -0.19 | -0.11 | 0 |  | 0.39 | 0.35 | 0.23 | 28.34 | 1348.228 | 0.54
D | 4002 | 2021-04-05 | 12 | ON | 18.32 | 7.49 | 0.19 | 0.03 | 0.07 | 0.28 | 0 | 0.01 | -0.2 | -0.11 | 0 |  | 0.39 | 0.35 | 0.23 | 27.05 | 1347.926 | 0.57
D | 4002 | 2021-04-05 | 13 | ON | 18.17 | 7.49 | 0.19 | 0.03 | 0.06 | 0.26 | 0 | -0.01 | -0.15 | -0.11 | 0 |  | 0.39 | 0.35 | 0.23 | 26.9 | 1334.383 | 0.54
D | 4002 | 2021-04-05 | 14 | ON | 18.45 | 7.49 | 0.19 | 0.03 | 0.06 | 0.28 | 0 | 0 | -0.15 | -0.11 | 0 |  | 0.39 | 0.35 | 0.23 | 27.21 | 1310.155 | 0.56
D | 4002 | 2021-04-05 | 15 | ON | 17.62 | 7.49 | 0.19 | 0.03 | 0.06 | 0.29 | 0 | 0.02 | -0.15 | -0.11 | 0 |  | 0.39 | 0.35 | 0.23 | 26.41 | 1283.736 | 0.57
D | 4002 | 2021-04-05 | 16 | ON | 17.59 | 7.49 | 0.19 | 0.03 | 0.07 | 0.29 | 0 | -0.01 | -0.15 | -0.11 | 0 |  | 0.39 | 0.35 | 0.23 | 26.36 | 1275.307 | 0.58
D | 4002 | 2021-04-05 | 17 | ON | 18.09 | 7.49 | 0.19 | 0.03 | 0.07 | 0.28 | 0 | 0 | -0.14 | -0.11 | 0 |  | 0.39 | 0.35 | 0.23 | 26.87 | 1296.858 | 0.57
D | 4002 | 2021-04-05 | 18 | ON | 22.75 | 7.49 | 0.19 | 0.03 | 0.06 | 0.26 | 0.05 | 0 | -0.11 | -0.11 | 0 |  | 0.39 | 0.35 | 0.23 | 31.58 | 1345.675 | 0.59
D | 4002 | 2021-04-05 | 19 | ON | 24.8 | 7.49 | 0.19 | 0.03 | 0.07 | 0.27 | 0 | 0.02 | -0.22 | -0.11 | 0 |  | 0.39 | 0.35 | 0.23 | 33.51 | 1356.541 | 0.56
D | 4002 | 2021-04-05 | 20 | ON | 24.81 | 7.49 | 0.19 | 0.03 | 0.07 | 0.26 | 0 | -0.02 | -0.27 | -0.11 | 0 |  | 0.39 | 0.35 | 0.23 | 33.42 | 1360.575 | 0.55
D | 4002 | 2021-04-05 | 21 | ON | 23.46 | 7.49 | 0.19 | 0.03 | 0.11 | 0.27 | 0 | 0 | -0.24 | -0.11 | 0 |  | 0.39 | 0.35 | 0.23 | 32.17 | 1313.167 | 0.6
D | 4002 | 2021-04-05 | 22 | ON | 26.93 | 7.49 | 0.19 | 0.03 | 0.2 | 0.29 | 0.04 | 0.01 | -0.09 | -0.11 | 0 |  | 0.39 | 0.35 | 0.23 | 35.95 | 1214.325 | 0.75
D | 4002 | 2021-04-05 | 23 | ON | 19.87 | 7.49 | 0.19 | 0.03 | 0.11 | 0.31 | 0 | 0.01 | -0.13 | -0.11 | 0 |  | 0.39 | 0.35 | 0.23 | 28.74 | 1103.05 | 0.64
D | 4002 | 2021-04-05 | 24 | OFF | 17.93 | 7.49 | 0.19 | 0.03 | 0.12 | 0 | 0 | -0.01 | -0.17 | -0.11 | 0 |  | 0.39 | 0.35 | 0.23 | 26.44 | 1011.548 | 0.34
D | 4002 | 2021-04-06 | 1 | OFF | 20.32 | 7.49 | 0.35 | 0.02 | 0.03 | 0 | 0 | -0.02 | -0.11 | -0.11 | 0 |  | 0.39 | 0.35 | 0.23 | 28.94 | 958.242 | 0.4
D | 4002 | 2021-04-06 | 2 | OFF | 16.99 | 7.49 | 0.35 | 0.02 | 0.04 | 0 | 0 | 0 | -0.1 | -0.11 | 0 |  | 0.39 | 0.35 | 0.23 | 25.65 | 931.379 | 0.41
D | 4002 | 2021-04-06 | 3 | OFF | 17.72 | 7.49 | 0.35 | 0.02 | 0.06 | 0 | 0 | -0.01 | -0.1 | -0.11 | 0 |  | 0.39 | 0.35 | 0.23 | 26.39 | 917.139 | 0.43
D | 4002 | 2021-04-06 | 4 | OFF | 19.33 | 7.49 | 0.35 | 0.02 | 0.03 | 0 | 0 | -0.01 | -0.08 | -0.11 | 0 |  | 0.39 | 0.35 | 0.23 | 27.99 | 923.045 | 0.4
D | 4002 | 2021-04-06 | 5 | OFF | 21.56 | 7.49 | 0.35 | 0.02 | 0.08 | 0 | 0 | 0.02 | -0.07 | -0.11 | 0 |  | 0.39 | 0.35 | 0.23 | 30.31 | 963.226 | 0.45
D | 4002 | 2021-04-06 | 6 | OFF | 24.28 | 7.49 | 0.35 | 0.02 | 0.1 | 0 | 0.24 | 0.05 | 0.04 | -0.11 | 0 |  | 0.39 | 0.35 | 0.23 | 33.43 | 1059.554 | 0.71
D | 4002 | 2021-04-06 | 7 | OFF | 26.73 | 7.49 | 0.35 | 0.02 | 0.21 | 0 | 0.2 | 0 | -0.05 | -0.11 | 0 |  | 0.39 | 0.35 | 0.23 | 35.81 | 1206.423 | 0.78
D | 4002 | 2021-04-06 | 8 | ON | 33.72 | 7.49 | 0.35 | 0.02 | 0.23 | 0.28 | 0.17 | 0 | -0.1 | -0.11 | 0 |  | 0.39 | 0.35 | 0.23 | 43.02 | 1286.684 | 1.05
D | 4002 | 2021-04-06 | 9 | ON | 35.03 | 7.49 | 0.35 | 0.02 | 0.31 | 0.28 | 0.22 | 0 | -0.12 | -0.11 | 0 |  | 0.39 | 0.35 | 0.23 | 44.44 | 1303.545 | 1.18
D | 4002 | 2021-04-06 | 10 | ON | 21.22 | 7.49 | 0.35 | 0.02 | 0.21 | 0.29 | 0.08 | 0.01 | -0.04 | -0.11 | 0 |  | 0.39 | 0.35 | 0.23 | 30.49 | 1294.347 | 0.95
D | 4002 | 2021-04-06 | 11 | ON | 16.28 | 7.49 | 0.35 | 0.02 | 0.18 | 0.31 | 0 | -0.01 | -0.1 | -0.11 | 0 |  | 0.39 | 0.35 | 0.23 | 25.38 | 1269.473 | 0.86
D | 4002 | 2021-04-06 | 12 | ON | 15.3 | 7.49 | 0.35 | 0.02 | 0.13 | 0.31 | 0 | 0.02 | -0.11 | -0.11 | 0 |  | 0.39 | 0.35 | 0.23 | 24.37 | 1253.996 | 0.81
D | 4002 | 2021-04-06 | 13 | ON | 15.59 | 7.49 | 0.35 | 0.02 | 0.17 | 0.32 | 0 | 0 | -0.1 | -0.11 | 0 |  | 0.39 | 0.35 | 0.23 | 24.7 | 1238.451 | 0.86
D | 4002 | 2021-04-06 | 14 | ON | 15.43 | 7.49 | 0.35 | 0.02 | 0.16 | 0.32 | 0 | 0.01 | -0.1 | -0.11 | 0 |  | 0.39 | 0.35 | 0.23 | 24.54 | 1222.722 | 0.85
D | 4002 | 2021-04-06 | 15 | ON | 15.65 | 7.49 | 0.35 | 0.02 | 0.14 | 0.32 | 0 | 0.02 | -0.09 | -0.11 | 0 |  | 0.39 | 0.35 | 0.23 | 24.76 | 1194.715 | 0.83
D | 4002 | 2021-04-06 | 16 | ON | 15.49 | 7.49 | 0.35 | 0.02 | 0.15 | 0.32 | 0 | 0.01 | -0.11 | -0.11 | 0 |  | 0.39 | 0.35 | 0.23 | 24.58 | 1193.466 | 0.84
D | 4002 | 2021-04-06 | 17 | ON | 16.21 | 7.49 | 0.35 | 0.02 | 0.17 | 0.31 | 0 | 0.01 | -0.09 | -0.11 | 0 |  | 0.39 | 0.35 | 0.23 | 25.33 | 1215.468 | 0.85
D | 4002 | 2021-04-06 | 18 | ON | 18.12 | 7.49 | 0.35 | 0.02 | 0.16 | 0.29 | 0 | -0.04 | -0.09 | -0.11 | 0 |  | 0.39 | 0.35 | 0.23 | 27.16 | 1271.256 | 0.82
D | 4002 | 2021-04-06 | 19 | ON | 25.3 | 7.49 | 0.35 | 0.02 | 0.08 | 0.28 | 0.07 | 0.01 | -0.07 | -0.11 | 0 |  | 0.39 | 0.35 | 0.23 | 34.39 | 1291.981 | 0.8
D | 4002 | 2021-04-06 | 20 | ON | 32.78 | 7.49 | 0.35 | 0.02 | 0.13 | 0.27 | 0.08 | -0.02 | -0.17 | -0.11 | 0 |  | 0.39 | 0.35 | 0.23 | 41.79 | 1310.427 | 0.85
D | 4002 | 2021-04-06 | 21 | ON | 27.29 | 7.49 | 0.35 | 0.02 | 0.13 | 0.28 | 0 | -0.04 | -0.06 | -0.11 | 0 |  | 0.39 | 0.35 | 0.23 | 36.32 | 1269.918 | 0.78
D | 4002 | 2021-04-06 | 22 | ON | 19.73 | 7.49 | 0.35 | 0.02 | 0.13 | 0.29 | 0.06 | -0.04 | -0.03 | -0.11 | 0 |  | 0.39 | 0.35 | 0.23 | 28.86 | 1170.614 | 0.85
D | 4002 | 2021-04-06 | 23 | ON | 18.05 | 7.49 | 0.35 | 0.02 | 0.1 | 0.32 | 0 | -0.01 | -0.09 | -0.11 | 0 |  | 0.39 | 0.35 | 0.23 | 27.09 | 1061.276 | 0.79
D | 4002 | 2021-04-06 | 24 | OFF | 17 | 7.49 | 0.35 | 0.02 | 0.12 | 0 | 0 | -0.01 | -0.1 | -0.11 | 0 |  | 0.39 | 0.35 | 0.23 | 25.73 | 974.499 | 0.49
D | 4002 | 2021-04-07 | 1 | OFF | 16 | 7.49 | 0.24 | 0.02 | 0.06 | 0 | 0 | -0.01 | -0.01 | -0.11 | 0 |  | 0.39 | 0.35 | 0.23 | 24.65 | 922.963 | 0.32
D | 4002 | 2021-04-07 | 2 | OFF | 16.01 | 7.49 | 0.24 | 0.02 | 0.16 | 0 | 0 | -0.02 | -0.06 | -0.11 | 0 |  | 0.39 | 0.35 | 0.23 | 24.7 | 899.196 | 0.42
D | 4002 | 2021-04-07 | 3 | OFF | 16.01 | 7.49 | 0.24 | 0.02 | 0.17 | 0 | 0 | -0.02 | -0.07 | -0.11 | 0 |  | 0.39 | 0.35 | 0.23 | 24.7 | 889.622 | 0.43
D | 4002 | 2021-04-07 | 4 | OFF | 16.02 | 7.49 | 0.24 | 0.02 | 0.15 | 0 | 0 | 0 | -0.05 | -0.11 | 0 |  | 0.39 | 0.35 | 0.23 | 24.73 | 899.154 | 0.41
D | 4002 | 2021-04-07 | 5 | OFF | 16.14 | 7.49 | 0.24 | 0.02 | 0.17 | 0 | 0 | 0.01 | -0.05 | -0.11 | 0 |  | 0.39 | 0.35 | 0.23 | 24.88 | 940.874 | 0.43
D | 4002 | 2021-04-07 | 6 | OFF | 17.49 | 7.49 | 0.24 | 0.02 | 0.08 | 0 | 0 | 0 | -0.06 | -0.11 | 0 |  | 0.39 | 0.35 | 0.23 | 26.12 | 1038.809 | 0.34
D | 4002 | 2021-04-07 | 7 | OFF | 32.65 | 7.49 | 0.24 | 0.02 | 0.36 | 0 | 0.61 | 0.01 | -0.04 | -0.11 | 0 |  | 0.39 | 0.35 | 0.23 | 42.2 | 1182.966 | 1.23
D | 4002 | 2021-04-07 | 8 | ON | 35.65 | 7.49 | 0.24 | 0.02 | 0.22 | 0.32 | 0.49 | 0.09 | -0.11 | -0.11 | 0 |  | 0.39 | 0.35 | 0.23 | 45.27 | 1268.746 | 1.29
D | 4002 | 2021-04-07 | 9 | ON | 24.03 | 7.49 | 0.24 | 0.02 | 0.25 | 0.32 | 0.05 | -0.02 | -0.06 | -0.11 | 0 |  | 0.39 | 0.35 | 0.23 | 33.18 | 1274.262 | 0.88
D | 4002 | 2021-04-07 | 10 | ON | 17.55 | 7.49 | 0.24 | 0.02 | 0.1 | 0.33 | 0 | -0.02 | -0.07 | -0.11 | 0 |  | 0.39 | 0.35 | 0.23 | 26.5 | 1263.089 | 0.69
D | 4002 | 2021-04-07 | 11 | ON | 16.88 | 7.49 | 0.24 | 0.02 | 0.13 | 0.34 | 0 | -0.02 | -0.08 | -0.11 | 0 |  | 0.39 | 0.35 | 0.23 | 25.86 | 1261.072 | 0.73
D | 4002 | 2021-04-07 | 12 | ON | 18.19 | 7.49 | 0.24 | 0.02 | 0.14 | 0.34 | 0 | 0 | -0.09 | -0.11 | 0 |  | 0.39 | 0.35 | 0.23 | 27.19 | 1258.349 | 0.74
D | 4002 | 2021-04-07 | 13 | ON | 18 | 7.49 | 0.24 | 0.02 | 0.17 | 0.32 | 0 | -0.01 | -0.08 | -0.11 | 0 |  | 0.39 | 0.35 | 0.23 | 27.01 | 1246.951 | 0.75
D | 4002 | 2021-04-07 | 14 | ON | 18.39 | 7.49 | 0.24 | 0.02 | 0.14 | 0.32 | 0 | 0 | -0.07 | -0.11 | 0 |  | 0.39 | 0.35 | 0.23 | 27.39 | 1236.048 | 0.72
D | 4002 | 2021-04-07 | 15 | ON | 17.71 | 7.49 | 0.24 | 0.02 | 0.15 | 0.32 | 0 | -0.02 | -0.07 | -0.11 | 0 |  | 0.39 | 0.35 | 0.23 | 26.7 | 1216.966 | 0.73
D | 4002 | 2021-04-07 | 16 | ON | 17.5 | 7.49 | 0.24 | 0.02 | 0.15 | 0.32 | 0 | 0.02 | -0.07 | -0.11 | 0 |  | 0.39 | 0.35 | 0.23 | 26.53 | 1199.47 | 0.73
D | 4002 | 2021-04-07 | 17 | ON | 17.98 | 7.49 | 0.24 | 0.02 | 0.14 | 0.32 | 0 | 0.04 | -0.07 | -0.11 | 0 |  | 0.39 | 0.35 | 0.23 | 27.02 | 1207.932 | 0.72
D | 4002 | 2021-04-07 | 18 | ON | 27.23 | 7.49 | 0.24 | 0.02 | 0.1 | 0.3 | 0.24 | 0 | 0.11 | -0.11 | 0 |  | 0.39 | 0.35 | 0.23 | 36.59 | 1247.6 | 0.9
D | 4002 | 2021-04-07 | 19 | ON | 30.91 | 7.49 | 0.24 | 0.02 | 0.07 | 0.29 | 0.1 | -0.04 | -0.08 | -0.11 | 0 |  | 0.39 | 0.35 | 0.23 | 39.86 | 1268.303 | 0.72
D | 4002 | 2021-04-07 | 20 | ON | 42 | 7.49 | 0.24 | 0.02 | 0.22 | 0.28 | 0.25 | -0.02 | -0.15 | -0.11 | 0 |  | 0.39 | 0.35 | 0.23 | 51.19 | 1293.777 | 1.01
D | 4002 | 2021-04-07 | 21 | ON | 40.19 | 7.49 | 0.24 | 0.02 | 0.35 | 0.29 | 0.15 | 0.03 | -0.11 | -0.11 | 0 |  | 0.39 | 0.35 | 0.23 | 49.51 | 1262.151 | 1.05
D | 4002 | 2021-04-07 | 22 | ON | 31.59 | 7.49 | 0.24 | 0.02 | 0.34 | 0.32 | 0.02 | 0.04 | 0.07 | -0.11 | 0 |  | 0.39 | 0.35 | 0.23 | 40.99 | 1161.466 | 0.94
D | 4002 | 2021-04-07 | 23 | ON | 20.42 | 7.49 | 0.24 | 0.02 | 0.17 | 0.35 | 0.01 | 0.03 | -0.09 | -0.11 | 0 |  | 0.39 | 0.35 | 0.23 | 29.5 | 1051.294 | 0.79
D | 4002 | 2021-04-07 | 24 | OFF | 17.53 | 7.49 | 0.24 | 0.02 | 0.1 | 0 | 0 | 0.02 | -0.08 | -0.11 | 0 |  | 0.39 | 0.35 | 0.23 | 26.18 | 962.395 | 0.36
D | 4002 | 2021-04-08 | 1 | OFF | 17.33 | 7.49 | 0.25 | 0.01 | 0.16 | 0 | 0 | 0 | -0.06 | -0.11 | 0 |  | 0.39 | 0.35 | 0.23 | 26.04 | 906.287 | 0.42
D | 4002 | 2021-04-08 | 2 | OFF | 17.68 | 7.49 | 0.25 | 0.01 | 0.17 | 0 | 0 | 0 | -0.03 | -0.11 | 0 |  | 0.39 | 0.35 | 0.23 | 26.43 | 878.727 | 0.43
D | 4002 | 2021-04-08 | 3 | OFF | 16.31 | 7.49 | 0.25 | 0.01 | 0.06 | 0 | 0 | 0.02 | -0.04 | -0.11 | 0 |  | 0.39 | 0.35 | 0.23 | 24.96 | 865.187 | 0.32
D | 4002 | 2021-04-08 | 4 | OFF | 16.68 | 7.49 | 0.25 | 0.01 | 0.02 | 0 | 0 | 0.01 | -0.04 | -0.11 | 0 |  | 0.39 | 0.35 | 0.23 | 25.28 | 868.278 | 0.28
D | 4002 | 2021-04-08 | 5 | OFF | 18.01 | 7.49 | 0.25 | 0.01 | 0.14 | 0 | 0 | 0.02 | -0.04 | -0.11 | 0 |  | 0.39 | 0.35 | 0.23 | 26.74 | 903.646 | 0.4
D | 4002 | 2021-04-08 | 6 | OFF | 19.2 | 7.49 | 0.25 | 0.01 | 0.09 | 0 | 0 | 0.06 | -0.03 | -0.11 | 0 |  | 0.39 | 0.35 | 0.23 | 27.93 | 994.624 | 0.35
D | 4002 | 2021-04-08 | 7 | OFF | 27.61 | 7.49 | 0.25 | 0.01 | 0.17 | 0 | 0.01 | -0.01 | -0.03 | -0.11 | 0 |  | 0.39 | 0.35 | 0.23 | 36.36 | 1133.43 | 0.44
D | 4002 | 2021-04-08 | 8 | ON | 35.23 | 7.49 | 0.25 | 0.01 | 0.23 | 0.32 | 0.36 | 0.02 | -0.14 | -0.11 | 0 |  | 0.39 | 0.35 | 0.23 | 44.63 | 1220.313 | 1.17
D | 4002 | 2021-04-08 | 9 | ON | 25.34 | 7.49 | 0.25 | 0.01 | 0.15 | 0.33 | 0.14 | 0.01 | -0.06 | -0.11 | 0 |  | 0.39 | 0.35 | 0.23 | 34.52 | 1232.131 | 0.88
D | 4002 | 2021-04-08 | 10 | ON | 17.39 | 7.49 | 0.25 | 0.01 | 0.06 | 0.34 | 0 | -0.01 | -0.1 | -0.11 | 0 |  | 0.39 | 0.35 | 0.23 | 26.29 | 1220.99 | 0.66
D | 4002 | 2021-04-08 | 11 | ON | 16.35 | 7.49 | 0.25 | 0.01 | 0.07 | 0.31 | 0 | -0.01 | -0.1 | -0.11 | 0 |  | 0.39 | 0.35 | 0.23 | 25.23 | 1219.923 | 0.64
D | 4002 | 2021-04-08 | 12 | ON | 16.52 | 7.49 | 0.25 | 0.01 | 0.06 | 0.31 | 0 | 0 | -0.13 | -0.11 | 0 |  | 0.39 | 0.35 | 0.23 | 25.37 | 1225.393 | 0.63
D | 4002 | 2021-04-08 | 13 | ON | 17.44 | 7.49 | 0.25 | 0.01 | 0.05 | 0.35 | 0 | 0 | -0.1 | -0.11 | 0 |  | 0.39 | 0.35 | 0.23 | 26.35 | 1215.114 | 0.66
D | 4002 | 2021-04-08 | 14 | ON | 16.58 | 7.49 | 0.25 | 0.01 | 0.06 | 0.36 | 0 | 0.02 | -0.09 | -0.11 | 0 |  | 0.39 | 0.35 | 0.23 | 25.54 | 1203.528 | 0.68
D | 4002 | 2021-04-08 | 15 | ON | 16.85 | 7.49 | 0.25 | 0.01 | 0.06 | 0.36 | 0 | -0.01 | -0.09 | -0.11 | 0 |  | 0.39 | 0.35 | 0.23 | 25.78 | 1184.955 | 0.68
D | 4002 | 2021-04-08 | 16 | ON | 16.17 | 7.49 | 0.25 | 0.01 | 0.06 | 0.36 | 0 | -0.01 | -0.08 | -0.11 | 0 |  | 0.39 | 0.35 | 0.23 | 25.11 | 1178.634 | 0.68
D | 4002 | 2021-04-08 | 17 | ON | 17 | 7.49 | 0.25 | 0.01 | 0.06 | 0.34 | 0 | -0.02 | -0.06 | -0.11 | 0 |  | 0.39 | 0.35 | 0.23 | 25.93 | 1192.442 | 0.66
D | 4002 | 2021-04-08 | 18 | ON | 18.17 | 7.49 | 0.25 | 0.01 | 0.07 | 0.32 | 0 | -0.02 | -0.09 | -0.11 | 0 |  | 0.39 | 0.35 | 0.23 | 27.06 | 1233.111 | 0.65
D | 4002 | 2021-04-08 | 19 | ON | 20.62 | 7.49 | 0.25 | 0.01 | 0.06 | 0.31 | 0 | 0.02 | -0.11 | -0.11 | 0 |  | 0.39 | 0.35 | 0.23 | 29.51 | 1253.315 | 0.63
D | 4002 | 2021-04-08 | 20 | ON | 30.02 | 7.49 | 0.25 | 0.01 | 0.07 | 0.3 | 0.03 | -0.01 | -0.1 | -0.11 | 0 |  | 0.39 | 0.35 | 0.23 | 38.92 | 1275.115 | 0.66
D | 4002 | 2021-04-08 | 21 | ON | 28.34 | 7.49 | 0.25 | 0.01 | 0.11 | 0.31 | 0.02 | -0.01 | -0.05 | -0.11 | 0 |  | 0.39 | 0.35 | 0.23 | 37.33 | 1252.265 | 0.7
D | 4002 | 2021-04-08 | 22 | ON | 19.59 | 7.49 | 0.25 | 0.01 | 0.13 | 0.33 | 0 | 0 | -0.07 | -0.11 | 0 |  | 0.39 | 0.35 | 0.23 | 28.59 | 1154.628 | 0.72
D | 4002 | 2021-04-08 | 23 | ON | 21.97 | 7.49 | 0.25 | 0.01 | 0.14 | 0.36 | 0.16 | -0.03 | -0.03 | -0.11 | 0 |  | 0.39 | 0.35 | 0.23 | 31.18 | 1045.709 | 0.92
D | 4002 | 2021-04-08 | 24 | OFF | 17.16 | 7.49 | 0.25 | 0.01 | 0.11 | 0 | 0 | 0.02 | -0.04 | -0.11 | 0 |  | 0.39 | 0.35 | 0.23 | 25.86 | 955.896 | 0.37
D | 4002 | 2021-04-09 | 1 | OFF | 20.31 | 7.49 | 0.22 | 0.02 | 0.18 | 0 | 0.13 | 0.03 | -0.01 | -0.11 | 0 |  | 0.39 | 0.35 | 0.23 | 29.23 | 897.408 | 0.55
D | 4002 | 2021-04-09 | 2 | OFF | 16.74 | 7.49 | 0.22 | 0.02 | 0.12 | 0 | 0 | 0.02 | -0.03 | -0.11 | 0 |  | 0.39 | 0.35 | 0.23 | 25.44 | 867.707 | 0.36
D | 4002 | 2021-04-09 | 3 | OFF | 16.43 | 7.49 | 0.22 | 0.02 | 0.06 | 0 | 0 | 0.06 | -0.01 | -0.11 | 0 |  | 0.39 | 0.35 | 0.23 | 25.13 | 853.208 | 0.3
D | 4002 | 2021-04-09 | 4 | OFF | 17.44 | 7.49 | 0.22 | 0.02 | 0.13 | 0 | 0 | 0.01 | -0.01 | -0.11 | 0 |  | 0.39 | 0.35 | 0.23 | 26.16 | 859.814 | 0.37
D | 4002 | 2021-04-09 | 5 | OFF | 17.28 | 7.49 | 0.22 | 0.02 | 0.12 | 0 | 0 | 0.01 | -0.02 | -0.11 | 0 |  | 0.39 | 0.35 | 0.23 | 25.98 | 896.19 | 0.36
D | 4002 | 2021-04-09 | 6 | OFF | 17.47 | 7.49 | 0.22 | 0.02 | 0.07 | 0 | 0 | -0.01 | -0.04 | -0.11 | 0 |  | 0.39 | 0.35 | 0.23 | 26.08 | 987.707 | 0.31
D | 4002 | 2021-04-09 | 7 | OFF | 21.3 | 7.49 | 0.22 | 0.02 | 0.12 | 0 | 0 | 0 | -0.08 | -0.11 | 0 |  | 0.39 | 0.35 | 0.23 | 29.93 | 1120.938 | 0.36
D | 4002 | 2021-04-09 | 8 | ON | 32.76 | 7.49 | 0.22 | 0.02 | 0.23 | 0.3 | 0 | -0.03 | -0.13 | -0.11 | 0 |  | 0.39 | 0.35 | 0.23 | 41.72 | 1206.677 | 0.77
D | 4002 | 2021-04-09 | 9 | ON | 28.97 | 7.49 | 0.22 | 0.02 | 0.28 | 0.3 | 0.04 | -0.03 | -0.04 | -0.11 | 0 |  | 0.39 | 0.35 | 0.23 | 38.11 | 1225.785 | 0.86
D | 4002 | 2021-04-09 | 10 | ON | 28.42 | 7.49 | 0.22 | 0.02 | 0.3 | 0.31 | 0.36 | -0.04 | -0.06 | -0.11 | 0 |  | 0.39 | 0.35 | 0.23 | 37.88 | 1216.235 | 1.21
D | 4002 | 2021-04-09 | 11 | ON | 16.73 | 7.49 | 0.22 | 0.02 | 0.1 | 0.32 | 0 | 0 | -0.08 | -0.11 | 0 |  | 0.39 | 0.35 | 0.23 | 25.66 | 1205.444 | 0.66
D | 4002 | 2021-04-09 | 12 | ON | 15.64 | 7.49 | 0.22 | 0.02 | 0.08 | 0.3 | 0 | 0 | -0.07 | -0.11 | 0 |  | 0.39 | 0.35 | 0.23 | 24.54 | 1196.752 | 0.62
D | 4002 | 2021-04-09 | 13 | ON | 16.05 | 7.49 | 0.22 | 0.02 | 0.08 | 0.33 | 0 | 0 | -0.07 | -0.11 | 0 |  | 0.39 | 0.35 | 0.23 | 24.98 | 1185.203 | 0.65
D | 4002 | 2021-04-09 | 14 | ON | 15.89 | 7.49 | 0.22 | 0.02 | 0.07 | 0.33 | 0 | 0 | -0.07 | -0.11 | 0 |  | 0.39 | 0.35 | 0.23 | 24.81 | 1176.984 | 0.64
D | 4002 | 2021-04-09 | 15 | ON | 16.61 | 7.49 | 0.22 | 0.02 | 0.08 | 0.33 | 0 | -0.01 | -0.07 | -0.11 | 0 |  | 0.39 | 0.35 | 0.23 | 25.53 | 1162.366 | 0.65
D | 4002 | 2021-04-09 | 16 | ON | 16.86 | 7.49 | 0.22 | 0.02 | 0.16 | 0.33 | 0 | -0.01 | -0.07 | -0.11 | 0 |  | 0.39 | 0.35 | 0.23 | 25.86 | 1157.543 | 0.73
D | 4002 | 2021-04-09 | 17 | ON | 17.74 | 7.49 | 0.22 | 0.02 | 0.16 | 0.32 | 0 | 0.01 | -0.05 | -0.11 | 0 |  | 0.39 | 0.35 | 0.23 | 26.77 | 1170.865 | 0.72
D | 4002 | 2021-04-09 | 18 | ON | 22.61 | 7.49 | 0.22 | 0.02 | 0.09 | 0.3 | 0.01 | -0.02 | 0 | -0.11 | 0 |  | 0.39 | 0.35 | 0.23 | 31.58 | 1202.763 | 0.64
D | 4002 | 2021-04-09 | 19 | ON | 28.18 | 7.49 | 0.22 | 0.02 | 0.09 | 0.29 | 0 | 0.01 | -0.11 | -0.11 | 0 |  | 0.39 | 0.35 | 0.23 | 37.05 | 1211.895 | 0.62
D | 4002 | 2021-04-09 | 20 | ON | 33.52 | 7.49 | 0.22 | 0.02 | 0.13 | 0.28 | 0.05 | 0 | -0.12 | -0.11 | 0 |  | 0.39 | 0.35 | 0.23 | 42.45 | 1225.933 | 0.7
D | 4002 | 2021-04-09 | 21 | ON | 24.86 | 7.49 | 0.22 | 0.02 | 0.06 | 0.29 | 0 | -0.04 | -0.13 | -0.11 | 0 |  | 0.39 | 0.35 | 0.23 | 33.63 | 1204.804 | 0.59
D | 4002 | 2021-04-09 | 22 | ON | 22.5 | 7.49 | 0.22 | 0.02 | 0.35 | 0.3 | 0.05 | -0.02 | -0.04 | -0.11 | 0 |  | 0.39 | 0.35 | 0.23 | 31.73 | 1121.015 | 0.94
D | 4002 | 2021-04-09 | 23 | ON | 23.13 | 7.49 | 0.22 | 0.02 | 0.27 | 0.33 | 0.2 | -0.02 | -0.1 | -0.11 | 0 |  | 0.39 | 0.35 | 0.23 | 32.4 | 1025.118 | 1.04
D | 4002 | 2021-04-09 | 24 | OFF | 17.69 | 7.49 | 0.22 | 0.02 | 0.18 | 0 | 0 | 0.01 | -0.05 | -0.11 | 0 |  | 0.39 | 0.35 | 0.23 | 26.42 | 938.864 | 0.42
D | 4002 | 2021-04-10 | 1 | OFF | 21.92 | 7.49 | 0.23 | 0.03 | 0.07 | 0 | 0.19 | -0.04 | -0.04 | -0.11 | 0 |  | 0.39 | 0.35 | 0.23 | 30.71 | 877.362 | 0.52
D | 4002 | 2021-04-10 | 2 | OFF | 19.62 | 7.49 | 0.23 | 0.03 | 0.1 | 0 | 0.06 | 0.01 | -0.01 | -0.11 | 0 |  | 0.39 | 0.35 | 0.23 | 28.39 | 842.45 | 0.42
D | 4002 | 2021-04-10 | 3 | OFF | 18.62 | 7.49 | 0.23 | 0.03 | 0.13 | 0 | 0 | 0 | -0.03 | -0.11 | 0 |  | 0.39 | 0.35 | 0.23 | 27.33 | 825.19 | 0.39
D | 4002 | 2021-04-10 | 4 | OFF | 18.13 | 7.49 | 0.23 | 0.03 | 0.15 | 0 | 0 | 0.01 | -0.03 | -0.11 | 0 |  | 0.39 | 0.35 | 0.23 | 26.87 | 820.687 | 0.41
D | 4002 | 2021-04-10 | 5 | OFF | 17.24 | 7.49 | 0.23 | 0.03 | 0.17 | 0 | 0 | -0.01 | -0.04 | -0.11 | 0 |  | 0.39 | 0.35 | 0.23 | 25.97 | 835.958 | 0.43
D | 4002 | 2021-04-10 | 6 | OFF | 16.57 | 7.49 | 0.23 | 0.03 | 0.08 | 0 | 0 | -0.01 | -0.01 | -0.11 | 0 |  | 0.39 | 0.35 | 0.23 | 25.24 | 876.082 | 0.34
D | 4002 | 2021-04-10 | 7 | OFF | 16.64 | 7.49 | 0.23 | 0.03 | 0.1 | 0 | 0 | 0 | -0.01 | -0.11 | 0 |  | 0.39 | 0.35 | 0.23 | 25.34 | 935.289 | 0.36
D | 4002 | 2021-04-10 | 8 | OFF | 17.99 | 7.49 | 0.23 | 0.03 | 0.11 | 0 | 0 | 0.01 | -0.04 | -0.11 | 0 |  | 0.39 | 0.35 | 0.23 | 26.68 | 1010.023 | 0.37
D | 4002 | 2021-04-10 | 9 | OFF | 33.87 | 7.49 | 0.23 | 0.03 | 0.36 | 0 | 0.05 | -0.01 | -0.06 | -0.11 | 0 |  | 0.39 | 0.35 | 0.23 | 42.82 | 1075.79 | 0.67
D | 4002 | 2021-04-10 | 10 | OFF | 31.35 | 7.49 | 0.23 | 0.03 | 0.13 | 0 | 0.09 | 0.09 | 0.01 | -0.11 | 0 |  | 0.39 | 0.35 | 0.23 | 40.28 | 1104.602 | 0.48
D | 4002 | 2021-04-10 | 11 | OFF | 19.27 | 7.49 | 0.23 | 0.03 | 0.09 | 0 | 0 | 0.06 | -0.06 | -0.11 | 0 |  | 0.39 | 0.35 | 0.23 | 27.97 | 1109.879 | 0.35
D | 4002 | 2021-04-10 | 12 | OFF | 16.84 | 7.49 | 0.23 | 0.03 | 0.06 | 0 | 0 | 0.03 | -0.03 | -0.11 | 0 |  | 0.39 | 0.35 | 0.23 | 25.51 | 1098.197 | 0.32
D | 4002 | 2021-04-10 | 13 | OFF | 12.41 | 7.49 | 0.23 | 0.03 | 0.08 | 0 | 0 | 0.02 | -0.02 | -0.11 | 0 |  | 0.39 | 0.35 | 0.23 | 21.1 | 1077.892 | 0.34
D | 4002 | 2021-04-10 | 14 | OFF | 14.51 | 7.49 | 0.23 | 0.03 | 0.08 | 0 | 0 | -0.03 | -0.01 | -0.11 | 0 |  | 0.39 | 0.35 | 0.23 | 23.16 | 1061.176 | 0.34
D | 4002 | 2021-04-10 | 15 | OFF | 15.1 | 7.49 | 0.23 | 0.03 | 0.09 | 0 | 0 | -0.02 | -0.01 | -0.11 | 0 |  | 0.39 | 0.35 | 0.23 | 23.77 | 1061.127 | 0.35
D | 4002 | 2021-04-10 | 16 | OFF | 15.72 | 7.49 | 0.23 | 0.03 | 0.08 | 0 | 0 | 0.01 | 0 | -0.11 | 0 |  | 0.39 | 0.35 | 0.23 | 24.42 | 1082.728 | 0.34
D | 4002 | 2021-04-10 | 17 | OFF | 20.37 | 7.49 | 0.23 | 0.03 | 0.07 | 0 | 0.14 | 0.04 | 0.1 | -0.11 | 0 |  | 0.39 | 0.35 | 0.23 | 29.33 | 1111.3 | 0.47
D | 4002 | 2021-04-10 | 18 | OFF | 30.9 | 7.49 | 0.23 | 0.03 | 0.1 | 0 | 0.25 | 0.03 | 0.09 | -0.11 | 0 |  | 0.39 | 0.35 | 0.23 | 39.98 | 1153.154 | 0.61
D | 4002 | 2021-04-10 | 19 | OFF | 30.93 | 7.49 | 0.23 | 0.03 | 0.19 | 0 | 0.01 | 0.05 | -0.05 | -0.11 | 0 |  | 0.39 | 0.35 | 0.23 | 39.74 | 1167.526 | 0.46
D | 4002 | 2021-04-10 | 20 | OFF | 31.4 | 7.49 | 0.23 | 0.03 | 0.11 | 0 | 0 | 0.07 | -0.14 | -0.11 | 0 |  | 0.39 | 0.35 | 0.23 | 40.05 | 1185.371 | 0.37
D | 4002 | 2021-04-10 | 21 | OFF | 31.84 | 7.49 | 0.23 | 0.03 | 0.06 | 0 | 0.01 | -0.02 | -0.09 | -0.11 | 0 |  | 0.39 | 0.35 | 0.23 | 40.41 | 1167.977 | 0.33
D | 4002 | 2021-04-10 | 22 | OFF | 27.68 | 7.49 | 0.23 | 0.03 | 0.23 | 0 | 0 | 0 | 0.05 | -0.11 | 0 |  | 0.39 | 0.35 | 0.23 | 36.57 | 1092.368 | 0.49
D | 4002 | 2021-04-10 | 23 | OFF | 25.41 | 7.49 | 0.23 | 0.03 | 0.4 | 0 | 0.15 | 0 | 0.04 | -0.11 | 0 |  | 0.39 | 0.35 | 0.23 | 34.61 | 1004.28 | 0.81
D | 4002 | 2021-04-10 | 24 | OFF | 17.96 | 7.49 | 0.23 | 0.03 | 0.14 | 0 | 0.02 | 0 | -0.01 | -0.11 | 0 |  | 0.39 | 0.35 | 0.23 | 26.72 | 923.223 | 0.42
D | 4002 | 2021-04-11 | 1 | OFF | 17.3 | 7.49 | 0.15 | 0.01 | 0.17 | 0 | 0 | 0.02 | -0.05 | -0.11 | 0 |  | 0.39 | 0.35 | 0.23 | 25.95 | 866.019 | 0.33
D | 4002 | 2021-04-11 | 2 | OFF | 16.77 | 7.49 | 0.15 | 0.01 | 0.21 | 0 | 0 | -0.01 | -0.03 | -0.11 | 0 |  | 0.39 | 0.35 | 0.23 | 25.45 | 830.792 | 0.37
D | 4002 | 2021-04-11 | 3 | OFF | 17.62 | 7.49 | 0.15 | 0.01 | 0.15 | 0 | 0 | 0 | -0.03 | -0.11 | 0 |  | 0.39 | 0.35 | 0.23 | 26.25 | 809.678 | 0.31
D | 4002 | 2021-04-11 | 4 | OFF | 16.4 | 7.49 | 0.15 | 0.01 | 0.13 | 0 | 0 | -0.01 | -0.05 | -0.11 | 0 |  | 0.39 | 0.35 | 0.23 | 24.98 | 801.635 | 0.29
D | 4002 | 2021-04-11 | 5 | OFF | 18.17 | 7.49 | 0.15 | 0.01 | 0.17 | 0 | 0 | -0.02 | -0.02 | -0.11 | 0 |  | 0.39 | 0.35 | 0.23 | 26.81 | 803.033 | 0.33
D | 4002 | 2021-04-11 | 6 | OFF | 17.2 | 7.49 | 0.15 | 0.01 | 0.16 | 0 | 0 | 0 | -0.03 | -0.11 | 0 |  | 0.39 | 0.35 | 0.23 | 25.84 | 825.288 | 0.32
D | 4002 | 2021-04-11 | 7 | OFF | 17.02 | 7.49 | 0.15 | 0.01 | 0.15 | 0 | 0 | -0.02 | -0.01 | -0.11 | 0 |  | 0.39 | 0.35 | 0.23 | 25.65 | 867.494 | 0.31
D | 4002 | 2021-04-11 | 8 | OFF | 16.38 | 7.49 | 0.15 | 0.01 | 0.1 | 0 | 0 | 0.01 | -0.02 | -0.11 | 0 |  | 0.39 | 0.35 | 0.23 | 24.98 | 927.959 | 0.26
D | 4002 | 2021-04-11 | 9 | OFF | 16.73 | 7.49 | 0.15 | 0.01 | 0.06 | 0 | 0 | 0.01 | -0.05 | -0.11 | 0 |  | 0.39 | 0.35 | 0.23 | 25.26 | 1002.956 | 0.22
D | 4002 | 2021-04-11 | 10 | OFF | 16.99 | 7.49 | 0.15 | 0.01 | 0.05 | 0 | 0 | 0.04 | -0.09 | -0.11 | 0 |  | 0.39 | 0.35 | 0.23 | 25.5 | 1056.253 | 0.21
D | 4002 | 2021-04-11 | 11 | OFF | 17 | 7.49 | 0.15 | 0.01 | 0.05 | 0 | 0 | 0 | -0.12 | -0.11 | 0 |  | 0.39 | 0.35 | 0.23 | 25.44 | 1078.924 | 0.21
D | 4002 | 2021-04-11 | 12 | OFF | 16.26 | 7.49 | 0.15 | 0.01 | 0.06 | 0 | 0 | 0 | -0.15 | -0.11 | 0 |  | 0.39 | 0.35 | 0.23 | 24.68 | 1094.723 | 0.22
D | 4002 | 2021-04-11 | 13 | OFF | 18.05 | 7.49 | 0.15 | 0.01 | 0.04 | 0 | 0 | -0.03 | -0.13 | -0.11 | 0 |  | 0.39 | 0.35 | 0.23 | 26.44 | 1112.638 | 0.2
D | 4002 | 2021-04-11 | 14 | OFF | 17.95 | 7.49 | 0.15 | 0.01 | 0.04 | 0 | 0 | -0.03 | -0.1 | -0.11 | 0 |  | 0.39 | 0.35 | 0.23 | 26.37 | 1101.276 | 0.2
D | 4002 | 2021-04-11 | 15 | OFF | 24.16 | 7.49 | 0.15 | 0.01 | 0.11 | 0 | 0.03 | -0.02 | -0.07 | -0.11 | 0 |  | 0.39 | 0.35 | 0.23 | 32.72 | 1079.842 | 0.3
D | 4002 | 2021-04-11 | 16 | OFF | 22.25 | 7.49 | 0.15 | 0.01 | 0.11 | 0 | 0 | -0.01 | -0.09 | -0.11 | 0 |  | 0.39 | 0.35 | 0.23 | 30.77 | 1083.861 | 0.27
D | 4002 | 2021-04-11 | 17 | OFF | 22.23 | 7.49 | 0.15 | 0.01 | 0.06 | 0 | 0.06 | -0.04 | 0.01 | -0.11 | 0 |  | 0.39 | 0.35 | 0.23 | 30.83 | 1122.815 | 0.28
D | 4002 | 2021-04-11 | 18 | OFF | 25.3 | 7.49 | 0.15 | 0.01 | 0.14 | 0 | 0.17 | -0.01 | -0.2 | -0.11 | 0 |  | 0.39 | 0.35 | 0.23 | 33.91 | 1185.999 | 0.47
D | 4002 | 2021-04-11 | 19 | OFF | 38.59 | 7.49 | 0.15 | 0.01 | 0.28 | 0 | 0.12 | -0.03 | -0.1 | -0.11 | 0 |  | 0.39 | 0.35 | 0.23 | 47.37 | 1207.352 | 0.56
D | 4002 | 2021-04-11 | 20 | OFF | 32.75 | 7.49 | 0.15 | 0.01 | 0.18 | 0 | 0.01 | 0 | -0.16 | -0.11 | 0 |  | 0.39 | 0.35 | 0.23 | 41.29 | 1222.995 | 0.35
D | 4002 | 2021-04-11 | 21 | OFF | 20.22 | 7.49 | 0.15 | 0.01 | 0.09 | 0 | 0 | -0.01 | -0.11 | -0.11 | 0 |  | 0.39 | 0.35 | 0.23 | 28.7 | 1185.262 | 0.25
D | 4002 | 2021-04-11 | 22 | OFF | 19.89 | 7.49 | 0.15 | 0.01 | 0.14 | 0 | 0 | -0.01 | -0.07 | -0.11 | 0 |  | 0.39 | 0.35 | 0.23 | 28.46 | 1092.972 | 0.3
D | 4002 | 2021-04-11 | 23 | OFF | 17.24 | 7.49 | 0.15 | 0.01 | 0.2 | 0 | 0 | -0.06 | 0.03 | -0.11 | 0 |  | 0.39 | 0.35 | 0.23 | 25.92 | 993.195 | 0.36
D | 4002 | 2021-04-11 | 24 | OFF | 17.06 | 7.49 | 0.15 | 0.01 | 0.14 | 0 | 0 | -0.11 | 0.14 | -0.11 | 0 |  | 0.39 | 0.35 | 0.23 | 25.74 | 916.95 | 0.3
D | 4002 | 2021-04-12 | 1 | OFF | 17.5 | 7.49 | 0.32 | 0.03 | 0.14 | 0 | 0 | -0.17 | 0.17 | -0.11 | 0 |  | 0.39 | 0.35 | 0.23 | 26.34 | 871.579 | 0.49
D | 4002 | 2021-04-12 | 2 | OFF | 17.78 | 7.49 | 0.32 | 0.03 | 0.19 | 0 | 0 | -0.13 | 0.17 | -0.11 | 0 |  | 0.39 | 0.35 | 0.23 | 26.71 | 847.966 | 0.54
D | 4002 | 2021-04-12 | 3 | OFF | 15.56 | 7.49 | 0.32 | 0.03 | 0.18 | 0 | 0 | -0.12 | 0.18 | -0.11 | 0 |  | 0.39 | 0.35 | 0.23 | 24.5 | 837.66 | 0.53
D | 4002 | 2021-04-12 | 4 | OFF | 16.56 | 7.49 | 0.32 | 0.03 | 0.16 | 0 | 0 | -0.14 | 0.16 | -0.11 | 0 |  | 0.39 | 0.35 | 0.23 | 25.44 | 844.754 | 0.51
D | 4002 | 2021-04-12 | 5 | OFF | 16.73 | 7.49 | 0.32 | 0.03 | 0.15 | 0 | 0 | -0.01 | -0.06 | -0.11 | 0 |  | 0.39 | 0.35 | 0.23 | 25.51 | 886.5 | 0.5
D | 4002 | 2021-04-12 | 6 | OFF | 16.66 | 7.49 | 0.32 | 0.03 | 0.1 | 0 | 0 | 0.03 | -0.08 | -0.11 | 0 |  | 0.39 | 0.35 | 0.23 | 25.41 | 987.357 | 0.45
D | 4002 | 2021-04-12 | 7 | OFF | 17.82 | 7.49 | 0.32 | 0.03 | 0.18 | 0 | 0.04 | 0 | -0.04 | -0.11 | 0 |  | 0.39 | 0.35 | 0.23 | 26.7 | 1125.292 | 0.57
D | 4002 | 2021-04-12 | 8 | ON | 23.78 | 7.49 | 0.32 | 0.03 | 0.16 | 0.32 | 0.24 | -0.04 | -0.07 | -0.11 | 0 |  | 0.39 | 0.35 | 0.23 | 33.09 | 1229.969 | 1.07
D | 4002 | 2021-04-12 | 9 | ON | 19.66 | 7.49 | 0.32 | 0.03 | 0.1 | 0.32 | 0.04 | -0.03 | -0.12 | -0.11 | 0 |  | 0.39 | 0.35 | 0.23 | 28.67 | 1279.398 | 0.81
D | 4002 | 2021-04-12 | 10 | ON | 23.82 | 7.49 | 0.32 | 0.03 | 0.06 | 0.31 | 0.01 | -0.05 | -0.11 | -0.11 | 0 |  | 0.39 | 0.35 | 0.23 | 32.74 | 1304.856 | 0.73
D | 4002 | 2021-04-12 | 11 | ON | 30.04 | 7.49 | 0.32 | 0.03 | 0.11 | 0.31 | 0 | 0.05 | -0.19 | -0.11 | 0 |  | 0.39 | 0.35 | 0.23 | 39.02 | 1322.962 | 0.77
D | 4002 | 2021-04-12 | 12 | ON | 28.48 | 7.49 | 0.32 | 0.03 | 0.08 | 0.31 | 0 | 0 | -0.09 | -0.11 | 0 |  | 0.39 | 0.35 | 0.23 | 37.48 | 1323.96 | 0.74
D | 4002 | 2021-04-12 | 13 | ON | 29.57 | 7.49 | 0.32 | 0.03 | 0.08 | 0.31 | 0.04 | -0.01 | -0.09 | -0.11 | 0 |  | 0.39 | 0.35 | 0.23 | 38.6 | 1313.353 | 0.78
D | 4002 | 2021-04-12 | 14 | ON | 27.77 | 7.49 | 0.32 | 0.03 | 0.11 | 0.31 | 0.06 | -0.04 | -0.08 | -0.11 | 0 |  | 0.39 | 0.35 | 0.23 | 36.83 | 1303.255 | 0.83
D | 4002 | 2021-04-12 | 15 | ON | 25.87 | 7.49 | 0.32 | 0.03 | 0.13 | 0.31 | 0.03 | 0 | -0.08 | -0.11 | 0 |  | 0.39 | 0.35 | 0.23 | 34.96 | 1279.276 | 0.82
D | 4002 | 2021-04-12 | 16 | ON | 26.42 | 7.49 | 0.32 | 0.03 | 0.08 | 0.31 | 0.07 | 0.04 | -0.06 | -0.11 | 0 |  | 0.39 | 0.35 | 0.23 | 35.56 | 1250.607 | 0.81
D | 4002 | 2021-04-12 | 17 | ON | 25.65 | 7.49 | 0.32 | 0.03 | 0.11 | 0.31 | 0.06 | 0 | -0.09 | -0.11 | 0 |  | 0.39 | 0.35 | 0.23 | 34.74 | 1258.56 | 0.83
D | 4002 | 2021-04-12 | 18 | ON | 24.52 | 7.49 | 0.32 | 0.03 | 0.06 | 0.3 | 0.01 | 0 | -0.15 | -0.11 | 0 |  | 0.39 | 0.35 | 0.23 | 33.44 | 1299.964 | 0.72
D | 4002 | 2021-04-12 | 19 | ON | 24.78 | 7.49 | 0.32 | 0.03 | 0.08 | 0.29 | 0 | -0.02 | -0.19 | -0.11 | 0 |  | 0.39 | 0.35 | 0.23 | 33.64 | 1315.534 | 0.72
D | 4002 | 2021-04-12 | 20 | ON | 28.35 | 7.49 | 0.32 | 0.03 | 0.09 | 0.29 | 0.05 | -0.04 | -0.19 | -0.11 | 0 |  | 0.39 | 0.35 | 0.23 | 37.25 | 1319.121 | 0.78
D | 4002 | 2021-04-12 | 21 | ON | 28.85 | 7.49 | 0.32 | 0.03 | 0.12 | 0.3 | 0 | -0.04 | -0.11 | -0.11 | 0 |  | 0.39 | 0.35 | 0.23 | 37.82 | 1287.726 | 0.77
D | 4002 | 2021-04-12 | 22 | ON | 25.42 | 7.49 | 0.32 | 0.03 | 0.18 | 0.32 | 0.02 | -0.04 | -0.02 | -0.11 | 0 |  | 0.39 | 0.35 | 0.23 | 34.58 | 1190.288 | 0.87
D | 4002 | 2021-04-12 | 23 | ON | 21.69 | 7.49 | 0.32 | 0.03 | 0.11 | 0.34 | 0.04 | -0.07 | -0.07 | -0.11 | 0 |  | 0.39 | 0.35 | 0.23 | 30.74 | 1085.948 | 0.84
D | 4002 | 2021-04-12 | 24 | OFF | 19.83 | 7.49 | 0.32 | 0.03 | 0.19 | 0 | 0 | -0.04 | -0.03 | -0.11 | 0 |  | 0.39 | 0.35 | 0.23 | 28.65 | 1001.001 | 0.54
D | 4002 | 2021-04-13 | 1 | OFF | 22.12 | 7.49 | 1.22 | 0.03 | 0.07 | 0 | 0 | -0.1 | 0.02 | -0.11 | 0 |  | 0.39 | 0.35 | 0.23 | 31.71 | 948.53 | 1.32
D | 4002 | 2021-04-13 | 2 | OFF | 20.41 | 7.49 | 1.22 | 0.03 | 0.04 | 0 | 0 | -0.03 | -0.08 | -0.11 | 0 |  | 0.39 | 0.35 | 0.23 | 29.94 | 919.708 | 1.29
D | 4002 | 2021-04-13 | 3 | OFF | 19.46 | 7.49 | 1.22 | 0.03 | 0.03 | 0 | 0 | -0.07 | 0.05 | -0.11 | 0 |  | 0.39 | 0.35 | 0.23 | 29.07 | 902.541 | 1.28
D | 4002 | 2021-04-13 | 4 | OFF | 17.88 | 7.49 | 1.22 | 0.03 | 0.04 | 0 | 0 | -0.02 | -0.1 | -0.11 | 0 |  | 0.39 | 0.35 | 0.23 | 27.4 | 907.458 | 1.29
D | 4002 | 2021-04-13 | 5 | OFF | 20.02 | 7.49 | 1.22 | 0.03 | 0.07 | 0 | 0 | -0.05 | 0.05 | -0.11 | 0 |  | 0.39 | 0.35 | 0.23 | 29.69 | 942.8 | 1.32
D | 4002 | 2021-04-13 | 6 | OFF | 25.71 | 7.49 | 1.22 | 0.03 | 0.12 | 0 | 0 | 0.01 | 0.01 | -0.11 | 0 |  | 0.39 | 0.35 | 0.23 | 35.45 | 1042.089 | 1.37
D | 4002 | 2021-04-13 | 7 | OFF | 27.96 | 7.49 | 1.22 | 0.03 | 0.22 | 0 | 0 | -0.05 | -0.19 | -0.11 | 0 |  | 0.39 | 0.35 | 0.23 | 37.54 | 1176.089 | 1.47
D | 4002 | 2021-04-13 | 8 | ON | 26.78 | 7.49 | 1.22 | 0.03 | 0.15 | 0.32 | 0.01 | -0.04 | -0.13 | -0.11 | 0 |  | 0.39 | 0.35 | 0.23 | 36.69 | 1254.45 | 1.73
D | 4002 | 2021-04-13 | 9 | ON | 25.68 | 7.49 | 1.22 | 0.03 | 0.29 | 0.32 | 0 | -0.05 | -0.06 | -0.11 | 0 |  | 0.39 | 0.35 | 0.23 | 35.78 | 1264.918 | 1.86
D | 4002 | 2021-04-13 | 10 | ON | 30.92 | 7.49 | 1.22 | 0.03 | 0.09 | 0.32 | 0.31 | -0.09 | -0.1 | -0.11 | 0 |  | 0.39 | 0.35 | 0.23 | 41.05 | 1272.666 | 1.97
D | 4002 | 2021-04-13 | 11 | ON | 32.71 | 7.49 | 1.22 | 0.03 | 0.08 | 0.33 | 0.29 | 0.01 | -0.09 | -0.11 | 0 |  | 0.39 | 0.35 | 0.23 | 42.93 | 1270.508 | 1.95
D | 4002 | 2021-04-13 | 12 | ON | 21.25 | 7.49 | 1.22 | 0.03 | 0.07 | 0.33 | 0.08 | -0.01 | -0.06 | -0.11 | 0 |  | 0.39 | 0.35 | 0.23 | 31.26 | 1246.986 | 1.73
D | 4002 | 2021-04-13 | 13 | ON | 17.93 | 7.49 | 1.22 | 0.03 | 0.06 | 0.34 | 0 | -0.01 | -0.08 | -0.11 | 0 |  | 0.39 | 0.35 | 0.23 | 27.84 | 1232.104 | 1.65
D | 4002 | 2021-04-13 | 14 | ON | 18.24 | 7.49 | 1.22 | 0.03 | 0.03 | 0.35 | 0 | -0.02 | -0.07 | -0.11 | 0 |  | 0.39 | 0.35 | 0.23 | 28.13 | 1213.147 | 1.63
D | 4002 | 2021-04-13 | 15 | ON | 18.43 | 7.49 | 1.22 | 0.03 | 0.03 | 0.35 | 0 | -0.02 | -0.08 | -0.11 | 0 |  | 0.39 | 0.35 | 0.23 | 28.31 | 1196.859 | 1.63
D | 4002 | 2021-04-13 | 16 | ON | 18.15 | 7.49 | 1.22 | 0.03 | 0.04 | 0.35 | 0 | -0.01 | -0.07 | -0.11 | 0 |  | 0.39 | 0.35 | 0.23 | 28.06 | 1195.958 | 1.64
D | 4002 | 2021-04-13 | 17 | ON | 19.65 | 7.49 | 1.22 | 0.03 | 0.05 | 0.34 | 0 | -0.02 | -0.06 | -0.11 | 0 |  | 0.39 | 0.35 | 0.23 | 29.56 | 1212.642 | 1.64
D | 4002 | 2021-04-13 | 18 | ON | 26.69 | 7.49 | 1.22 | 0.03 | 0.11 | 0.32 | 0.04 | -0.01 | 0.05 | -0.11 | 0 |  | 0.39 | 0.35 | 0.23 | 36.8 | 1252.324 | 1.72
D | 4002 | 2021-04-13 | 19 | ON | 39.11 | 7.49 | 1.22 | 0.03 | 0.16 | 0.31 | 0.06 | -0.07 | -0.07 | -0.11 | 0 |  | 0.39 | 0.35 | 0.23 | 49.1 | 1271.765 | 1.78
D | 4002 | 2021-04-13 | 20 | ON | 43.84 | 7.49 | 1.22 | 0.03 | 0.29 | 0.3 | 0.15 | -0.09 | -0.09 | -0.11 | 0 |  | 0.39 | 0.35 | 0.23 | 54 | 1284.682 | 1.99
D | 4002 | 2021-04-13 | 21 | ON | 40.76 | 7.49 | 1.22 | 0.03 | 0.13 | 0.31 | 0.12 | -0.03 | -0.13 | -0.11 | 0 |  | 0.39 | 0.35 | 0.23 | 50.76 | 1254.164 | 1.81
D | 4002 | 2021-04-13 | 22 | ON | 35.05 | 7.49 | 1.22 | 0.03 | 0.15 | 0.33 | 0.47 | 0.06 | -0.01 | -0.11 | 0 |  | 0.39 | 0.35 | 0.23 | 45.65 | 1155.43 | 2.2
D | 4002 | 2021-04-13 | 23 | ON | 20.23 | 7.49 | 1.22 | 0.03 | 0.13 | 0.36 | 0.09 | -0.02 | -0.08 | -0.11 | 0 |  | 0.39 | 0.35 | 0.23 | 30.31 | 1042.225 | 1.83
D | 4002 | 2021-04-13 | 24 | OFF | 17.42 | 7.49 | 1.22 | 0.03 | 0.1 | 0 | 0 | -0.06 | -0.06 | -0.11 | 0 |  | 0.39 | 0.35 | 0.23 | 27 | 953.923 | 1.35
D | 4002 | 2021-04-14 | 1 | OFF | 19.47 | 7.49 | 0.46 | 0.06 | 0.04 | 0 | 0 | 0.02 | -0.1 | -0.11 | 0 |  | 0.39 | 0.35 | 0.23 | 28.3 | 900.334 | 0.56
D | 4002 | 2021-04-14 | 2 | OFF | 21.43 | 7.49 | 0.46 | 0.06 | 0.18 | 0 | 0 | -0.03 | -0.09 | -0.11 | 0 |  | 0.39 | 0.35 | 0.23 | 30.36 | 870.428 | 0.7
D | 4002 | 2021-04-14 | 3 | OFF | 20.38 | 7.49 | 0.46 | 0.06 | 0.08 | 0 | 0 | 0 | -0.11 | -0.11 | 0 |  | 0.39 | 0.35 | 0.23 | 29.22 | 855.96 | 0.6
D | 4002 | 2021-04-14 | 4 | OFF | 19.95 | 7.49 | 0.46 | 0.06 | 0.07 | 0 | 0 | 0 | -0.08 | -0.11 | 0 |  | 0.39 | 0.35 | 0.23 | 28.81 | 860.208 | 0.59
D | 4002 | 2021-04-14 | 5 | OFF | 21.05 | 7.49 | 0.46 | 0.06 | 0.07 | 0 | 0 | -0.01 | -0.05 | -0.11 | 0 |  | 0.39 | 0.35 | 0.23 | 29.93 | 894.385 | 0.59
D | 4002 | 2021-04-14 | 6 | OFF | 29.95 | 7.49 | 0.46 | 0.06 | 0.17 | 0 | 0.07 | 0.02 | 0.01 | -0.11 | 0 |  | 0.39 | 0.35 | 0.23 | 39.09 | 987.743 | 0.76
D | 4002 | 2021-04-14 | 7 | OFF | 40.73 | 7.49 | 0.46 | 0.06 | 0.28 | 0 | 0.47 | -0.01 | -0.1 | -0.11 | 0 |  | 0.39 | 0.35 | 0.23 | 50.24 | 1121.952 | 1.27
D | 4002 | 2021-04-14 | 8 | ON | 38.95 | 7.49 | 0.46 | 0.06 | 0.22 | 0.33 | 0.33 | -0.01 | -0.13 | -0.11 | 0 |  | 0.39 | 0.35 | 0.23 | 48.56 | 1210.274 | 1.4
D | 4002 | 2021-04-14 | 9 | ON | 30.18 | 7.49 | 0.46 | 0.06 | 0.16 | 0.33 | 0.16 | 0.01 | -0.09 | -0.11 | 0 |  | 0.39 | 0.35 | 0.23 | 39.62 | 1232.83 | 1.17
D | 4002 | 2021-04-14 | 10 | ON | 23.72 | 7.49 | 0.46 | 0.06 | 0.06 | 0.34 | 0.07 | 0 | 0 | -0.11 | 0 |  | 0.39 | 0.35 | 0.23 | 33.06 | 1227.502 | 0.99
D | 4002 | 2021-04-14 | 11 | ON | 18.77 | 7.49 | 0.46 | 0.06 | 0.06 | 0.35 | 0 | 0.06 | 0.02 | -0.11 | 0 |  | 0.39 | 0.35 | 0.23 | 28.13 | 1212.945 | 0.93
D | 4002 | 2021-04-14 | 12 | ON | 17.09 | 7.49 | 0.46 | 0.06 | 0.06 | 0.36 | 0 | 0.01 | 0.01 | -0.11 | 0 |  | 0.39 | 0.35 | 0.23 | 26.4 | 1204.058 | 0.94
D | 4002 | 2021-04-14 | 13 | ON | 18.04 | 7.49 | 0.46 | 0.06 | 0.06 | 0.36 | 0 | -0.01 | 0 | -0.11 | 0 |  | 0.39 | 0.35 | 0.23 | 27.32 | 1192.967 | 0.94
D | 4002 | 2021-04-14 | 14 | ON | 18.1 | 7.49 | 0.46 | 0.06 | 0.07 | 0.36 | 0 | 0.01 | 0 | -0.11 | 0 |  | 0.39 | 0.35 | 0.23 | 27.41 | 1187.396 | 0.95
D | 4002 | 2021-04-14 | 15 | ON | 19.03 | 7.49 | 0.46 | 0.06 | 0.06 | 0.36 | 0 | 0 | 0.01 | -0.11 | 0 |  | 0.39 | 0.35 | 0.23 | 28.33 | 1182.396 | 0.94
D | 4002 | 2021-04-14 | 16 | ON | 19.55 | 7.49 | 0.46 | 0.06 | 0.05 | 0.35 | 0 | 0 | 0 | -0.11 | 0 |  | 0.39 | 0.35 | 0.23 | 28.82 | 1183.239 | 0.92
D | 4002 | 2021-04-14 | 17 | ON | 22.45 | 7.49 | 0.46 | 0.06 | 0.05 | 0.34 | 0.03 | 0.02 | 0.08 | -0.11 | 0 |  | 0.39 | 0.35 | 0.23 | 31.84 | 1201.309 | 0.94
D | 4002 | 2021-04-14 | 18 | ON | 33.98 | 7.49 | 0.46 | 0.06 | 0.12 | 0.32 | 0.33 | 0.06 | 0.04 | -0.11 | 0 |  | 0.39 | 0.35 | 0.23 | 43.72 | 1244.271 | 1.29
D | 4002 | 2021-04-14 | 19 | ON | 35.86 | 7.49 | 0.46 | 0.06 | 0.13 | 0.31 | 0 | 0.02 | 0.05 | -0.11 | 0 |  | 0.39 | 0.35 | 0.23 | 45.24 | 1262.062 | 0.96
D | 4002 | 2021-04-14 | 20 | ON | 40.94 | 7.49 | 0.46 | 0.06 | 0.14 | 0.31 | 0.03 | 0.02 | 0.03 | -0.11 | 0 |  | 0.39 | 0.35 | 0.23 | 50.34 | 1273.325 | 1
D | 4002 | 2021-04-14 | 21 | ON | 35.83 | 7.49 | 0.46 | 0.06 | 0.13 | 0.31 | 0 | 0.01 | -0.01 | -0.11 | 0 |  | 0.39 | 0.35 | 0.23 | 45.14 | 1249.026 | 0.96
D | 4002 | 2021-04-14 | 22 | ON | 29.44 | 7.49 | 0.46 | 0.06 | 0.21 | 0.33 | 0.13 | -0.01 | 0.04 | -0.11 | 0 |  | 0.39 | 0.35 | 0.23 | 39.01 | 1156.363 | 1.19
D | 4002 | 2021-04-14 | 23 | ON | 22.75 | 7.49 | 0.46 | 0.06 | 0.11 | 0.36 | 0.06 | -0.02 | -0.02 | -0.11 | 0 |  | 0.39 | 0.35 | 0.23 | 32.11 | 1046.468 | 1.05
D | 4002 | 2021-04-14 | 24 | OFF | 20.97 | 7.49 | 0.46 | 0.06 | 0.11 | 0 | 0 | -0.03 | 0.03 | -0.11 | 0 |  | 0.39 | 0.35 | 0.23 | 29.95 | 957.128 | 0.63
D | 4002 | 2021-04-15 | 1 | OFF | 20.76 | 7.49 | 0.19 | 0.02 | 0.19 | 0 | 0 | 0.01 | -0.02 | -0.11 | 0 |  | 0.39 | 0.35 | 0.23 | 29.5 | 899.003 | 0.4
D | 4002 | 2021-04-15 | 2 | OFF | 20.3 | 7.49 | 0.19 | 0.02 | 0.19 | 0 | 0 | 0 | -0.04 | -0.11 | 0 |  | 0.39 | 0.35 | 0.23 | 29.01 | 870.676 | 0.4
D | 4002 | 2021-04-15 | 3 | OFF | 20.15 | 7.49 | 0.19 | 0.02 | 0.15 | 0 | 0 | -0.04 | -0.03 | -0.11 | 0 |  | 0.39 | 0.35 | 0.23 | 28.79 | 859.569 | 0.36
D | 4002 | 2021-04-15 | 4 | OFF | 20.13 | 7.49 | 0.19 | 0.02 | 0.17 | 0 | 0 | -0.03 | -0.03 | -0.11 | 0 |  | 0.39 | 0.35 | 0.23 | 28.8 | 865.553 | 0.38
D | 4002 | 2021-04-15 | 5 | OFF | 19.56 | 7.49 | 0.19 | 0.02 | 0.18 | 0 | 0 | -0.01 | -0.02 | -0.11 | 0 |  | 0.39 | 0.35 | 0.23 | 28.27 | 901.79 | 0.39
D | 4002 | 2021-04-15 | 6 | OFF | 18.94 | 7.49 | 0.19 | 0.02 | 0.08 | 0 | 0 | 0.02 | 0 | -0.11 | 0 |  | 0.39 | 0.35 | 0.23 | 27.6 | 996.945 | 0.29
D | 4002 | 2021-04-15 | 7 | OFF | 20.13 | 7.49 | 0.19 | 0.02 | 0.11 | 0 | 0 | -0.03 | -0.08 | -0.11 | 0 |  | 0.39 | 0.35 | 0.23 | 28.69 | 1132.322 | 0.32
D | 4002 | 2021-04-15 | 8 | ON | 19.12 | 7.49 | 0.19 | 0.02 | 0.1 | 0.33 | 0 | -0.04 | -0.03 | -0.11 | 0 |  | 0.39 | 0.35 | 0.23 | 28.04 | 1220.56 | 0.64
D | 4002 | 2021-04-15 | 9 | ON | 20.24 | 7.49 | 0.19 | 0.02 | 0.08 | 0.31 | 0 | -0.02 | -0.03 | -0.11 | 0 |  | 0.39 | 0.35 | 0.23 | 29.14 | 1251.782 | 0.6
D | 4002 | 2021-04-15 | 10 | ON | 32.31 | 7.49 | 0.19 | 0.02 | 0.08 | 0.24 | 0.38 | -0.07 | 0.11 | -0.11 | 0 |  | 0.39 | 0.35 | 0.23 | 41.61 | 1264.461 | 0.91
D | 4002 | 2021-04-15 | 11 | ON | 41.18 | 7.49 | 0.19 | 0.02 | 0.23 | 0.22 | 0.64 | -0.01 | 0.05 | -0.11 | 0 |  | 0.39 | 0.35 | 0.23 | 50.87 | 1285.783 | 1.3
D | 4002 | 2021-04-15 | 12 | ON | 23.89 | 7.49 | 0.19 | 0.02 | 0.15 | 0.28 | 0.03 | -0.01 | 0 | -0.11 | 0 |  | 0.39 | 0.35 | 0.23 | 32.9 | 1299.83 | 0.67
D | 4002 | 2021-04-15 | 13 | ON | 28.91 | 7.49 | 0.19 | 0.02 | 0.16 | 0.3 | 0.2 | -0.03 | 0.03 | -0.11 | 0 |  | 0.39 | 0.35 | 0.23 | 38.13 | 1296.246 | 0.87
D | 4002 | 2021-04-15 | 14 | ON | 27.51 | 7.49 | 0.19 | 0.02 | 0.23 | 0.3 | 0.21 | 0.02 | 0.01 | -0.11 | 0 |  | 0.39 | 0.35 | 0.23 | 36.84 | 1290.27 | 0.95
D | 4002 | 2021-04-15 | 15 | ON | 21.57 | 7.49 | 0.19 | 0.02 | 0.06 | 0.31 | 0 | -0.02 | -0.01 | -0.11 | 0 |  | 0.39 | 0.35 | 0.23 | 30.47 | 1279.327 | 0.58
D | 4002 | 2021-04-15 | 16 | ON | 22.57 | 7.49 | 0.19 | 0.02 | 0.06 | 0.31 | 0 | -0.02 | -0.02 | -0.11 | 0 |  | 0.39 | 0.35 | 0.23 | 31.46 | 1282.035 | 0.58
D | 4002 | 2021-04-15 | 17 | ON | 22.64 | 7.49 | 0.19 | 0.02 | 0.05 | 0.3 | 0 | -0.03 | -0.03 | -0.11 | 0 |  | 0.39 | 0.35 | 0.23 | 31.49 | 1304.318 | 0.56
D | 4002 | 2021-04-15 | 18 | ON | 23.57 | 7.49 | 0.19 | 0.02 | 0.05 | 0.29 | 0 | 0 | -0.06 | -0.11 | 0 |  | 0.39 | 0.35 | 0.23 | 32.41 | 1349.714 | 0.55
D | 4002 | 2021-04-15 | 19 | ON | 25.09 | 7.49 | 0.19 | 0.02 | 0.1 | 0.29 | 0 | -0.03 | -0.06 | -0.11 | 0 |  | 0.39 | 0.35 | 0.23 | 33.95 | 1355.137 | 0.6
D | 4002 | 2021-04-15 | 20 | ON | 27.51 | 7.49 | 0.19 | 0.02 | 0.06 | 0.29 | 0 | -0.04 | -0.04 | -0.11 | 0 |  | 0.39 | 0.35 | 0.23 | 36.34 | 1345.914 | 0.56
D | 4002 | 2021-04-15 | 21 | ON | 35.52 | 7.49 | 0.19 | 0.02 | 0.25 | 0.3 | 0.38 | 0.11 | 0.02 | -0.11 | 0 |  | 0.39 | 0.35 | 0.23 | 45.14 | 1292.054 | 1.14
D | 4002 | 2021-04-15 | 22 | ON | 21.5 | 7.49 | 0.19 | 0.02 | 0.13 | 0.31 | 0 | -0.02 | 0.04 | -0.11 | 0 |  | 0.39 | 0.35 | 0.23 | 30.52 | 1199.689 | 0.65
D | 4002 | 2021-04-15 | 23 | ON | 21.03 | 7.49 | 0.19 | 0.02 | 0.09 | 0.34 | 0 | 0.02 | 0.02 | -0.11 | 0 |  | 0.39 | 0.35 | 0.23 | 30.06 | 1094.966 | 0.64
D | 4002 | 2021-04-15 | 24 | OFF | 19.69 | 7.49 | 0.19 | 0.02 | 0.1 | 0 | 0 | -0.02 | 0.03 | -0.11 | 0 |  | 0.39 | 0.35 | 0.23 | 28.36 | 1010.185 | 0.31
D | 4002 | 2021-04-16 | 1 | OFF | 19.78 | 7.49 | 0.13 | 0.01 | 0.13 | 0 | 0 | -0.04 | 0.08 | -0.11 | 0 |  | 0.39 | 0.35 | 0.23 | 28.44 | 955.778 | 0.27
D | 4002 | 2021-04-16 | 2 | OFF | 21.12 | 7.49 | 0.13 | 0.01 | 0.09 | 0 | 0 | 0.03 | 0.02 | -0.11 | 0 |  | 0.39 | 0.35 | 0.23 | 29.75 | 924.841 | 0.23
D | 4002 | 2021-04-16 | 3 | OFF | 19.45 | 7.49 | 0.13 | 0.01 | 0.11 | 0 | 0 | 0 | 0.01 | -0.11 | 0 |  | 0.39 | 0.35 | 0.23 | 28.06 | 910.617 | 0.25
D | 4002 | 2021-04-16 | 4 | OFF | 18.61 | 7.49 | 0.13 | 0.01 | 0.07 | 0 | 0 | 0 | -0.01 | -0.11 | 0 |  | 0.39 | 0.35 | 0.23 | 27.16 | 914.99 | 0.21
D | 4002 | 2021-04-16 | 5 | OFF | 19.22 | 7.49 | 0.13 | 0.01 | 0.14 | 0 | 0 | -0.04 | 0 | -0.11 | 0 |  | 0.39 | 0.35 | 0.23 | 27.81 | 950.188 | 0.28
D | 4002 | 2021-04-16 | 6 | OFF | 19.9 | 7.49 | 0.13 | 0.01 | 0.08 | 0 | 0 | 0.03 | 0.02 | -0.11 | 0 |  | 0.39 | 0.35 | 0.23 | 28.52 | 1044.958 | 0.22
D | 4002 | 2021-04-16 | 7 | OFF | 20.8 | 7.49 | 0.13 | 0.01 | 0.13 | 0 | 0 | -0.01 | 0.03 | -0.11 | 0 |  | 0.39 | 0.35 | 0.23 | 29.44 | 1180.225 | 0.27
D | 4002 | 2021-04-16 | 8 | ON | 23.02 | 7.49 | 0.13 | 0.01 | 0.12 | 0.3 | 0 | -0.01 | 0.03 | -0.11 | 0 |  | 0.39 | 0.35 | 0.23 | 31.95 | 1290.154 | 0.56
D | 4002 | 2021-04-16 | 9 | ON | 23.77 | 7.49 | 0.13 | 0.01 | 0.18 | 0.28 | 0 | -0.02 | 0.01 | -0.11 | 0 |  | 0.39 | 0.35 | 0.23 | 32.71 | 1367.66 | 0.6
D | 4002 | 2021-04-16 | 10 | ON | 26.74 | 7.49 | 0.13 | 0.01 | 0.09 | 0.27 | 0 | -0.01 | -0.04 | -0.11 | 0 |  | 0.39 | 0.35 | 0.23 | 35.54 | 1413.327 | 0.5
D | 4002 | 2021-04-16 | 11 | ON | 35.21 | 7.49 | 0.13 | 0.01 | 0.07 | 0.27 | 0 | -0.04 | -0.01 | -0.11 | 0 |  | 0.39 | 0.35 | 0.23 | 43.99 | 1444.784 | 0.48
D | 4002 | 2021-04-16 | 12 | ON | 42.02 | 7.49 | 0.13 | 0.01 | 0.12 | 0.28 | 0.03 | -0.01 | -0.01 | -0.11 | 0 |  | 0.39 | 0.35 | 0.23 | 50.92 | 1454.51 | 0.57
D | 4002 | 2021-04-16 | 13 | ON | 41.56 | 7.49 | 0.13 | 0.01 | 0.14 | 0.28 | 0.03 | -0.03 | -0.04 | -0.11 | 0 |  | 0.39 | 0.35 | 0.23 | 50.43 | 1446.543 | 0.59
D | 4002 | 2021-04-16 | 14 | ON | 34.18 | 7.49 | 0.13 | 0.01 | 0.17 | 0.28 | 0 | -0.01 | -0.1 | -0.11 | 0 |  | 0.39 | 0.35 | 0.23 | 43.01 | 1429.422 | 0.59
D | 4002 | 2021-04-16 | 15 | ON | 30.72 | 7.49 | 0.13 | 0.01 | 0.05 | 0.28 | 0 | -0.01 | -0.16 | -0.11 | 0 |  | 0.39 | 0.35 | 0.23 | 39.37 | 1405.161 | 0.47
D | 4002 | 2021-04-16 | 16 | ON | 34.29 | 7.49 | 0.13 | 0.01 | 0.09 | 0.28 | 0 | -0.01 | -0.14 | -0.11 | 0 |  | 0.39 | 0.35 | 0.23 | 43 | 1387.292 | 0.51
D | 4002 | 2021-04-16 | 17 | ON | 34.68 | 7.49 | 0.13 | 0.01 | 0.08 | 0.28 | 0 | -0.02 | -0.16 | -0.11 | 0 |  | 0.39 | 0.35 | 0.23 | 43.35 | 1391.043 | 0.5
D | 4002 | 2021-04-16 | 18 | ON | 35.19 | 7.49 | 0.13 | 0.01 | 0.07 | 0.28 | 0 | 0 | -0.23 | -0.11 | 0 |  | 0.39 | 0.35 | 0.23 | 43.8 | 1410.905 | 0.49
D | 4002 | 2021-04-16 | 19 | ON | 36.64 | 7.49 | 0.13 | 0.01 | 0.06 | 0.28 | 0 | -0.01 | -0.22 | -0.11 | 0 |  | 0.39 | 0.35 | 0.23 | 45.24 | 1402.003 | 0.48
D | 4002 | 2021-04-16 | 20 | ON | 47.62 | 7.49 | 0.13 | 0.01 | 0.08 | 0.28 | 0.01 | -0.07 | -0.23 | -0.11 | 0 |  | 0.39 | 0.35 | 0.23 | 56.18 | 1384.084 | 0.51
D | 4002 | 2021-04-16 | 21 | ON | 42.4 | 7.49 | 0.13 | 0.01 | 0.16 | 0.28 | 0.01 | -0.03 | -0.18 | -0.11 | 0 |  | 0.39 | 0.35 | 0.23 | 51.13 | 1334.177 | 0.59
D | 4002 | 2021-04-16 | 22 | ON | 38.1 | 7.49 | 0.13 | 0.01 | 0.26 | 0.3 | 0.1 | 0 | -0.13 | -0.11 | 0 |  | 0.39 | 0.35 | 0.23 | 47.12 | 1248.754 | 0.8
D | 4002 | 2021-04-16 | 23 | ON | 31.38 | 7.49 | 0.13 | 0.01 | 0.14 | 0.32 | 0.02 | -0.01 | -0.16 | -0.11 | 0 |  | 0.39 | 0.35 | 0.23 | 40.18 | 1146.632 | 0.62
D | 4002 | 2021-04-16 | 24 | OFF | 30.3 | 7.49 | 0.13 | 0.01 | 0.16 | 0 | 0.1 | -0.02 | -0.02 | -0.11 | 0 |  | 0.39 | 0.35 | 0.23 | 39.01 | 1054.563 | 0.4
D | 4002 | 2021-04-17 | 1 | OFF | 37.14 | 7.49 | 1.43 | 0.38 | 0.11 | 0 | 0.37 | -0.09 | -0.42 | -0.11 | 0 |  | 0.39 | 0.35 | 0.23 | 47.27 | 992.606 | 2.29
D | 4002 | 2021-04-17 | 2 | OFF | 54.06 | 7.49 | 1.43 | 0.38 | 0.48 | 0 | 0.93 | -0.18 | -0.34 | -0.11 | 0 |  | 0.39 | 0.35 | 0.23 | 65.11 | 957.35 | 3.22
D | 4002 | 2021-04-17 | 3 | OFF | 34.23 | 7.49 | 1.43 | 0.38 | 0.15 | 0 | 0 | 0.01 | -0.3 | -0.11 | 0 |  | 0.39 | 0.35 | 0.23 | 44.25 | 936.715 | 1.96
D | 4002 | 2021-04-17 | 4 | OFF | 40.85 | 7.49 | 1.43 | 0.38 | 0.14 | 0 | 0 | 0.17 | -0.11 | -0.11 | 0 |  | 0.39 | 0.35 | 0.23 | 51.21 | 929.444 | 1.95
D | 4002 | 2021-04-17 | 5 | OFF | 40.77 | 7.49 | 1.43 | 0.38 | 0.1 | 0 | 0.15 | -0.06 | -0.44 | -0.11 | 0 |  | 0.39 | 0.35 | 0.23 | 50.68 | 939.849 | 2.06
D | 4002 | 2021-04-17 | 6 | OFF | 59.58 | 7.49 | 1.43 | 0.38 | 0.02 | 0 | 0.61 | -0.05 | -0.46 | -0.11 | 0 |  | 0.39 | 0.35 | 0.23 | 69.86 | 979.144 | 2.44
D | 4002 | 2021-04-17 | 7 | OFF | 64.38 | 7.49 | 1.43 | 0.38 | 0.54 | 0 | 0.36 | 0 | -0.38 | -0.11 | 0 |  | 0.39 | 0.35 | 0.23 | 75.06 | 1040.778 | 2.71
D | 4002 | 2021-04-17 | 8 | OFF | 70.42 | 7.49 | 1.43 | 0.38 | 0.71 | 0 | 0.06 | 0.01 | -0.4 | -0.11 | 0 |  | 0.39 | 0.35 | 0.23 | 80.96 | 1121.424 | 2.58
D | 4002 | 2021-04-17 | 9 | OFF | 64.63 | 7.49 | 1.43 | 0.38 | 0.6 | 0 | 0.18 | 0.03 | -0.33 | -0.11 | 0 |  | 0.39 | 0.35 | 0.23 | 75.27 | 1204.441 | 2.59
D | 4002 | 2021-04-17 | 10 | OFF | 75.81 | 7.49 | 1.43 | 0.38 | 0.25 | 0 | 0.64 | 0 | -0.45 | -0.11 | 0 |  | 0.39 | 0.35 | 0.23 | 86.41 | 1258.109 | 2.7
D | 4002 | 2021-04-17 | 11 | OFF | 63.76 | 7.49 | 1.43 | 0.38 | 0.46 | 0 | 0.25 | -0.03 | -0.34 | -0.11 | 0 |  | 0.39 | 0.35 | 0.23 | 74.26 | 1271.074 | 2.52
D | 4002 | 2021-04-17 | 12 | OFF | 64.65 | 7.49 | 1.43 | 0.38 | 0.56 | 0 | 1.22 | 0.07 | -0.28 | -0.11 | 0 |  | 0.39 | 0.35 | 0.23 | 76.38 | 1262.313 | 3.59
D | 4002 | 2021-04-17 | 13 | OFF | 38.54 | 7.49 | 1.43 | 0.38 | 0.16 | 0 | 0.3 | 0.01 | -0.18 | -0.11 | 0 |  | 0.39 | 0.35 | 0.23 | 48.99 | 1227.424 | 2.27
D | 4002 | 2021-04-17 | 14 | OFF | 30.42 | 7.49 | 1.43 | 0.38 | 0.06 | 0 | 0.01 | 0 | -0.23 | -0.11 | 0 |  | 0.39 | 0.35 | 0.23 | 40.42 | 1185.762 | 1.88
D | 4002 | 2021-04-17 | 15 | OFF | 31.19 | 7.49 | 1.43 | 0.38 | 0.06 | 0 | 0.12 | 0.01 | -0.17 | -0.11 | 0 |  | 0.39 | 0.35 | 0.23 | 41.37 | 1171.603 | 1.99
D | 4002 | 2021-04-17 | 16 | OFF | 35.7 | 7.49 | 1.43 | 0.38 | 0.07 | 0 | 0.31 | -0.05 | -0.09 | -0.11 | 0 |  | 0.39 | 0.35 | 0.23 | 46.1 | 1176.477 | 2.19
D | 4002 | 2021-04-17 | 17 | OFF | 51.26 | 7.49 | 1.43 | 0.38 | 0.2 | 0 | 0.94 | 0.02 | -0.16 | -0.11 | 0 |  | 0.39 | 0.35 | 0.23 | 62.42 | 1195.986 | 2.95
D | 4002 | 2021-04-17 | 18 | OFF | 52.3 | 7.49 | 1.43 | 0.38 | 0.21 | 0 | 0.87 | -0.03 | -0.19 | -0.11 | 0 |  | 0.39 | 0.35 | 0.23 | 63.32 | 1218.841 | 2.89
D | 4002 | 2021-04-17 | 19 | OFF | 51.68 | 7.49 | 1.43 | 0.38 | 0.16 | 0 | 0.32 | 0.01 | -0.26 | -0.11 | 0 |  | 0.39 | 0.35 | 0.23 | 62.07 | 1221.904 | 2.29
D | 4002 | 2021-04-17 | 20 | OFF | 59.57 | 7.49 | 1.43 | 0.38 | 0.17 | 0 | 0.17 | 0 | -0.16 | -0.11 | 0 |  | 0.39 | 0.35 | 0.23 | 69.91 | 1233.602 | 2.15
D | 4002 | 2021-04-17 | 21 | OFF | 124.58 | 7.49 | 1.43 | 0.38 | 1.04 | 0 | 1.68 | -0.02 | -0.25 | -0.11 | 0 |  | 0.39 | 0.35 | 0.23 | 137.19 | 1217.565 | 4.53
D | 4002 | 2021-04-17 | 22 | OFF | 64.16 | 7.49 | 1.43 | 0.38 | 1.08 | 0 | 1.55 | -0.13 | 0.14 | -0.11 | 0 |  | 0.39 | 0.35 | 0.23 | 76.96 | 1147.592 | 4.44
D | 4002 | 2021-04-17 | 23 | OFF | 47.57 | 7.49 | 1.43 | 0.38 | 0.4 | 0 | 0.86 | -0.09 | -0.33 | -0.11 | 0 |  | 0.39 | 0.35 | 0.23 | 58.57 | 1063.755 | 3.07
D | 4002 | 2021-04-17 | 24 | OFF | 28.21 | 7.49 | 1.43 | 0.38 | 0.12 | 0 | 0.05 | -0.04 | -0.16 | -0.11 | 0 |  | 0.39 | 0.35 | 0.23 | 38.34 | 985.657 | 1.98
D | 4002 | 2021-04-18 | 1 | OFF | 25.64 | 7.49 | 0.14 | 0 | 0.09 | 0 | 0 | 0.03 | -0.21 | -0.11 | 0 |  | 0.39 | 0.35 | 0.23 | 34.04 | 930.867 | 0.23
D | 4002 | 2021-04-18 | 2 | OFF | 25.05 | 7.49 | 0.14 | 0 | 0.07 | 0 | 0 | -0.08 | -0.1 | -0.11 | 0 |  | 0.39 | 0.35 | 0.23 | 33.43 | 900.562 | 0.21
D | 4002 | 2021-04-18 | 3 | OFF | 28.05 | 7.49 | 0.14 | 0 | 0.06 | 0 | 0 | -0.03 | -0.1 | -0.11 | 0 |  | 0.39 | 0.35 | 0.23 | 36.47 | 883.953 | 0.2
D | 4002 | 2021-04-18 | 4 | OFF | 27.39 | 7.49 | 0.14 | 0 | 0.07 | 0 | 0 | 0.01 | -0.11 | -0.11 | 0 |  | 0.39 | 0.35 | 0.23 | 35.85 | 880.999 | 0.21
D | 4002 | 2021-04-18 | 5 | OFF | 26.49 | 7.49 | 0.14 | 0 | 0.06 | 0 | 0 | -0.01 | -0.08 | -0.11 | 0 |  | 0.39 | 0.35 | 0.23 | 34.95 | 891.824 | 0.2
D | 4002 | 2021-04-18 | 6 | OFF | 25.07 | 7.49 | 0.14 | 0 | 0.07 | 0 | 0 | 0.03 | -0.08 | -0.11 | 0 |  | 0.39 | 0.35 | 0.23 | 33.58 | 924.892 | 0.21
D | 4002 | 2021-04-18 | 7 | OFF | 24.36 | 7.49 | 0.14 | 0 | 0.15 | 0 | 0 | -0.03 | 0 | -0.11 | 0 |  | 0.39 | 0.35 | 0.23 | 32.97 | 972.125 | 0.29
D | 4002 | 2021-04-18 | 8 | OFF | 24.26 | 7.49 | 0.14 | 0 | 0.15 | 0 | 0 | -0.02 | -0.13 | -0.11 | 0 |  | 0.39 | 0.35 | 0.23 | 32.75 | 1026.357 | 0.29
D | 4002 | 2021-04-18 | 9 | OFF | 23.74 | 7.49 | 0.14 | 0 | 0.13 | 0 | 0 | 0.01 | -0.08 | -0.11 | 0 |  | 0.39 | 0.35 | 0.23 | 32.29 | 1080.135 | 0.27
D | 4002 | 2021-04-18 | 10 | OFF | 21.64 | 7.49 | 0.14 | 0 | 0.06 | 0 | 0 | 0.04 | -0.2 | -0.11 | 0 |  | 0.39 | 0.35 | 0.23 | 30.03 | 1109.312 | 0.2
D | 4002 | 2021-04-18 | 11 | OFF | 15.76 | 7.49 | 0.14 | 0 | 0.45 | 0 | 0 | 0 | -0.22 | -0.11 | 0 |  | 0.39 | 0.35 | 0.23 | 24.48 | 1113.467 | 0.59
D | 4002 | 2021-04-18 | 12 | OFF | 21.58 | 7.49 | 0.14 | 0 | 0.09 | 0 | 0 | -0.01 | -0.16 | -0.11 | 0 |  | 0.39 | 0.35 | 0.23 | 29.99 | 1120.103 | 0.23
D | 4002 | 2021-04-18 | 13 | OFF | 22.23 | 7.49 | 0.14 | 0 | 0.06 | 0 | 0 | -0.01 | -0.16 | -0.11 | 0 |  | 0.39 | 0.35 | 0.23 | 30.61 | 1118.285 | 0.2
D | 4002 | 2021-04-18 | 14 | OFF | 22.06 | 7.49 | 0.14 | 0 | 0.06 | 0 | 0 | 0.01 | -0.06 | -0.11 | 0 |  | 0.39 | 0.35 | 0.23 | 30.56 | 1102.163 | 0.2
D | 4002 | 2021-04-18 | 15 | OFF | 22.02 | 7.49 | 0.14 | 0 | 0.05 | 0 | 0 | -0.01 | -0.07 | -0.11 | 0 |  | 0.39 | 0.35 | 0.23 | 30.48 | 1083.551 | 0.19
D | 4002 | 2021-04-18 | 16 | OFF | 22.22 | 7.49 | 0.14 | 0 | 0.05 | 0 | 0 | 0.02 | -0.07 | -0.11 | 0 |  | 0.39 | 0.35 | 0.23 | 30.71 | 1089.378 | 0.19
D | 4002 | 2021-04-18 | 17 | OFF | 23.49 | 7.49 | 0.14 | 0 | 0.07 | 0 | 0 | 0.03 | 0.06 | -0.11 | 0 |  | 0.39 | 0.35 | 0.23 | 32.14 | 1125.32 | 0.21
D | 4002 | 2021-04-18 | 18 | OFF | 25.67 | 7.49 | 0.14 | 0 | 0.07 | 0 | 0.02 | -0.02 | -0.09 | -0.11 | 0 |  | 0.39 | 0.35 | 0.23 | 34.14 | 1175.044 | 0.23
D | 4002 | 2021-04-18 | 19 | OFF | 28.47 | 7.49 | 0.14 | 0 | 0.08 | 0 | 0.01 | 0.03 | -0.24 | -0.11 | 0 |  | 0.39 | 0.35 | 0.23 | 36.84 | 1197.086 | 0.23
D | 4002 | 2021-04-18 | 20 | OFF | 40.75 | 7.49 | 0.14 | 0 | 0.13 | 0 | 0.04 | 0.01 | -0.21 | -0.11 | 0 |  | 0.39 | 0.35 | 0.23 | 49.21 | 1218.413 | 0.31
D | 4002 | 2021-04-18 | 21 | OFF | 40.14 | 7.49 | 0.14 | 0 | 0.15 | 0 | 0.06 | -0.05 | -0.16 | -0.11 | 0 |  | 0.39 | 0.35 | 0.23 | 48.63 | 1203.636 | 0.35
D | 4002 | 2021-04-18 | 22 | OFF | 37.43 | 7.49 | 0.14 | 0 | 0.19 | 0 | 0.08 | -0.03 | -0.14 | -0.11 | 0 |  | 0.39 | 0.35 | 0.23 | 46.02 | 1117.561 | 0.41
D | 4002 | 2021-04-18 | 23 | OFF | 25.79 | 7.49 | 0.14 | 0 | 0.11 | 0 | 0.05 | 0 | 0.03 | -0.11 | 0 |  | 0.39 | 0.35 | 0.23 | 34.47 | 1021.024 | 0.3
D | 4002 | 2021-04-18 | 24 | OFF | 14.78 | 7.49 | 0.14 | 0 | 0.17 | 0 | 0 | 0.03 | 0.08 | -0.11 | 0 |  | 0.39 | 0.35 | 0.23 | 23.55 | 943.793 | 0.31
D | 4002 | 2021-04-19 | 1 | OFF | 10.94 | 7.49 | 0.29 | 0.01 | 0.01 | 0 | 0 | -0.02 | -0.17 | -0.11 | 0 |  | 0.39 | 0.35 | 0.23 | 19.41 | 898.066 | 0.31
D | 4002 | 2021-04-19 | 2 | OFF | 18.93 | 7.49 | 0.29 | 0.01 | 0.08 | 0 | 0 | -0.01 | -0.12 | -0.11 | 0 |  | 0.39 | 0.35 | 0.23 | 27.53 | 877.421 | 0.38
D | 4002 | 2021-04-19 | 3 | OFF | 18.42 | 7.49 | 0.29 | 0.01 | 0.09 | 0 | 0 | -0.03 | 0 | -0.11 | 0 |  | 0.39 | 0.35 | 0.23 | 27.13 | 869.668 | 0.39
D | 4002 | 2021-04-19 | 4 | OFF | 18.99 | 7.49 | 0.29 | 0.01 | 0.09 | 0 | 0 | 0 | -0.07 | -0.11 | 0 |  | 0.39 | 0.35 | 0.23 | 27.66 | 880.522 | 0.39
D | 4002 | 2021-04-19 | 5 | OFF | 19 | 7.49 | 0.29 | 0.01 | 0.11 | 0 | 0 | -0.02 | 0.05 | -0.11 | 0 |  | 0.39 | 0.35 | 0.23 | 27.79 | 922.05 | 0.41
D | 4002 | 2021-04-19 | 6 | OFF | 20.23 | 7.49 | 0.29 | 0.01 | 0.12 | 0 | 0 | 0.01 | -0.04 | -0.11 | 0 |  | 0.39 | 0.35 | 0.23 | 28.97 | 1023.692 | 0.42
D | 4002 | 2021-04-19 | 7 | OFF | 24.58 | 7.49 | 0.29 | 0.01 | 0.16 | 0 | 0 | -0.01 | -0.18 | -0.11 | 0 |  | 0.39 | 0.35 | 0.23 | 33.2 | 1162.102 | 0.46
D | 4002 | 2021-04-19 | 8 | ON | 25.12 | 7.49 | 0.29 | 0.01 | 0.13 | 0.33 | 0 | 0.02 | -0.18 | -0.11 | 0 |  | 0.39 | 0.35 | 0.23 | 34.07 | 1244.343 | 0.76
D | 4002 | 2021-04-19 | 9 | ON | 21.93 | 7.49 | 0.29 | 0.01 | 0.11 | 0.32 | 0 | 0.01 | -0.13 | -0.11 | 0 |  | 0.39 | 0.35 | 0.23 | 30.89 | 1254.759 | 0.73
D | 4002 | 2021-04-19 | 10 | ON | 19.26 | 7.49 | 0.29 | 0.01 | 0.08 | 0.33 | 0 | 0.02 | -0.09 | -0.11 | 0 |  | 0.39 | 0.35 | 0.23 | 28.25 | 1232.512 | 0.71
D | 4002 | 2021-04-19 | 11 | ON | 12.46 | 7.49 | 0.29 | 0.01 | 0.13 | 0.34 | 0 | 0 | -0.01 | -0.11 | 0 |  | 0.39 | 0.35 | 0.23 | 21.57 | 1223.517 | 0.77
D | 4002 | 2021-04-19 | 12 | ON | 22.33 | 7.49 | 0.29 | 0.01 | 0.06 | 0.34 | 0 | -0.01 | -0.18 | -0.11 | 0 |  | 0.39 | 0.35 | 0.23 | 31.19 | 1232.007 | 0.7
D | 4002 | 2021-04-19 | 13 | ON | 23.26 | 7.49 | 0.29 | 0.01 | 0.05 | 0.33 | 0 | 0.01 | -0.07 | -0.11 | 0 |  | 0.39 | 0.35 | 0.23 | 32.23 | 1238.165 | 0.68
D | 4002 | 2021-04-19 | 14 | ON | 23.34 | 7.49 | 0.29 | 0.01 | 0.05 | 0.34 | 0 | 0.01 | -0.06 | -0.11 | 0 |  | 0.39 | 0.35 | 0.23 | 32.33 | 1235.352 | 0.69
D | 4002 | 2021-04-19 | 15 | ON | 22.91 | 7.49 | 0.29 | 0.01 | 0.07 | 0.34 | 0 | 0.01 | 0.06 | -0.11 | 0 |  | 0.39 | 0.35 | 0.23 | 32.04 | 1226.2 | 0.71
D | 4002 | 2021-04-19 | 16 | ON | 22.13 | 7.49 | 0.29 | 0.01 | 0.06 | 0.34 | 0 | 0 | -0.04 | -0.11 | 0 |  | 0.39 | 0.35 | 0.23 | 31.14 | 1212.744 | 0.7
D | 4002 | 2021-04-19 | 17 | ON | 23.12 | 7.49 | 0.29 | 0.01 | 0.06 | 0.33 | 0 | -0.03 | -0.1 | -0.11 | 0 |  | 0.39 | 0.35 | 0.23 | 32.03 | 1213.549 | 0.69
D | 4002 | 2021-04-19 | 18 | ON | 24.12 | 7.49 | 0.29 | 0.01 | 0.05 | 0.32 | 0 | 0 | -0.13 | -0.11 | 0 |  | 0.39 | 0.35 | 0.23 | 33.01 | 1252.258 | 0.67
D | 4002 | 2021-04-19 | 19 | ON | 26.99 | 7.49 | 0.29 | 0.01 | 0.07 | 0.31 | 0 | 0 | -0.15 | -0.11 | 0 |  | 0.39 | 0.35 | 0.23 | 35.87 | 1265.216 | 0.68
D | 4002 | 2021-04-19 | 20 | ON | 24.76 | 7.49 | 0.29 | 0.01 | 0.06 | 0.31 | 0 | -0.01 | -0.27 | -0.11 | 0 |  | 0.39 | 0.35 | 0.23 | 33.5 | 1271.779 | 0.67
D | 4002 | 2021-04-19 | 21 | ON | 25.57 | 7.49 | 0.29 | 0.01 | 0.05 | 0.31 | 0 | -0.04 | -0.3 | -0.11 | 0 |  | 0.39 | 0.35 | 0.23 | 34.24 | 1256.937 | 0.66
D | 4002 | 2021-04-19 | 22 | ON | 26.02 | 7.49 | 0.29 | 0.01 | 0.13 | 0.33 | 0 | -0.04 | -0.09 | -0.11 | 0 |  | 0.39 | 0.35 | 0.23 | 35 | 1159.287 | 0.76
D | 4002 | 2021-04-19 | 23 | ON | 22.56 | 7.49 | 0.29 | 0.01 | 0.17 | 0.36 | 0 | -0.06 | -0.01 | -0.11 | 0 |  | 0.39 | 0.35 | 0.23 | 31.67 | 1049.026 | 0.83
D | 4002 | 2021-04-19 | 24 | OFF | 18.39 | 7.49 | 0.29 | 0.01 | 0.16 | 0 | 0 | 0.01 | 0 | -0.11 | 0 |  | 0.39 | 0.35 | 0.23 | 27.21 | 962.654 | 0.46
D | 4002 | 2021-04-20 | 1 | OFF | 19.64 | 7.49 | 0.25 | 0.03 | 0.06 | 0 | 0 | -0.05 | 0 | -0.11 | 0 |  | 0.39 | 0.35 | 0.23 | 28.28 | 909.4 | 0.34
D | 4002 | 2021-04-20 | 2 | OFF | 22.59 | 7.49 | 0.25 | 0.03 | 0.03 | 0 | 0 | -0.01 | -0.11 | -0.11 | 0 |  | 0.39 | 0.35 | 0.23 | 31.13 | 881.461 | 0.31
D | 4002 | 2021-04-20 | 3 | OFF | 21.98 | 7.49 | 0.25 | 0.03 | 0.07 | 0 | 0 | -0.02 | -0.06 | -0.11 | 0 |  | 0.39 | 0.35 | 0.23 | 30.6 | 870.644 | 0.35
D | 4002 | 2021-04-20 | 4 | OFF | 22.26 | 7.49 | 0.25 | 0.03 | 0.05 | 0 | 0 | -0.03 | -0.02 | -0.11 | 0 |  | 0.39 | 0.35 | 0.23 | 30.89 | 878.574 | 0.33
D | 4002 | 2021-04-20 | 5 | OFF | 23.14 | 7.49 | 0.25 | 0.03 | 0.05 | 0 | 0 | -0.01 | -0.03 | -0.11 | 0 |  | 0.39 | 0.35 | 0.23 | 31.78 | 916.357 | 0.33
D | 4002 | 2021-04-20 | 6 | OFF | 23.35 | 7.49 | 0.25 | 0.03 | 0.07 | 0 | 0 | 0.06 | 0.02 | -0.11 | 0 |  | 0.39 | 0.35 | 0.23 | 32.13 | 1015.474 | 0.35
D | 4002 | 2021-04-20 | 7 | OFF | 31.84 | 7.49 | 0.25 | 0.03 | 0.17 | 0 | 0.02 | 0 | -0.07 | -0.11 | 0 |  | 0.39 | 0.35 | 0.23 | 40.59 | 1151.131 | 0.47
D | 4002 | 2021-04-20 | 8 | ON | 36.06 | 7.49 | 0.25 | 0.03 | 0.31 | 0.32 | 0.06 | -0.05 | -0.12 | -0.11 | 0 |  | 0.39 | 0.35 | 0.23 | 45.21 | 1230.232 | 0.97
D | 4002 | 2021-04-20 | 9 | ON | 28.15 | 7.49 | 0.25 | 0.03 | 0.12 | 0.32 | 0.14 | -0.01 | -0.06 | -0.11 | 0 |  | 0.39 | 0.35 | 0.23 | 37.29 | 1241.959 | 0.86
D | 4002 | 2021-04-20 | 10 | ON | 21.45 | 7.49 | 0.25 | 0.03 | 0.07 | 0.32 | 0 | -0.02 | -0.05 | -0.11 | 0 |  | 0.39 | 0.35 | 0.23 | 30.4 | 1235.373 | 0.67
D | 4002 | 2021-04-20 | 11 | ON | 20.5 | 7.49 | 0.25 | 0.03 | 0.07 | 0.33 | 0 | -0.01 | 0.01 | -0.11 | 0 |  | 0.39 | 0.35 | 0.23 | 29.53 | 1237.959 | 0.68
D | 4002 | 2021-04-20 | 12 | ON | 18.25 | 7.49 | 0.25 | 0.03 | 0.08 | 0.33 | 0 | -0.02 | -0.11 | -0.11 | 0 |  | 0.39 | 0.35 | 0.23 | 27.16 | 1247.275 | 0.69
D | 4002 | 2021-04-20 | 13 | ON | 18.21 | 7.49 | 0.25 | 0.03 | 0.08 | 0.33 | 0 | -0.02 | -0.05 | -0.11 | 0 |  | 0.39 | 0.35 | 0.23 | 27.18 | 1253.52 | 0.69
D | 4002 | 2021-04-20 | 14 | ON | 21 | 7.49 | 0.25 | 0.03 | 0.07 | 0.32 | 0 | -0.03 | -0.14 | -0.11 | 0 |  | 0.39 | 0.35 | 0.23 | 29.85 | 1250.368 | 0.67
D | 4002 | 2021-04-20 | 15 | ON | 22.24 | 7.49 | 0.25 | 0.03 | 0.09 | 0.33 | 0 | -0.01 | -0.08 | -0.11 | 0 |  | 0.39 | 0.35 | 0.23 | 31.2 | 1242.327 | 0.7
D | 4002 | 2021-04-20 | 16 | ON | 23.71 | 7.49 | 0.25 | 0.03 | 0.09 | 0.34 | 0 | -0.03 | -0.04 | -0.11 | 0 |  | 0.39 | 0.35 | 0.23 | 32.7 | 1228.55 | 0.71
D | 4002 | 2021-04-20 | 17 | ON | 28.61 | 7.49 | 0.25 | 0.03 | 0.12 | 0.33 | 0.02 | 0.03 | -0.02 | -0.11 | 0 |  | 0.39 | 0.35 | 0.23 | 37.72 | 1228.278 | 0.75
D | 4002 | 2021-04-20 | 18 | ON | 32.45 | 7.49 | 0.25 | 0.03 | 0.11 | 0.32 | 0.27 | 0 | -0.21 | -0.11 | 0 |  | 0.39 | 0.35 | 0.23 | 41.57 | 1249.547 | 0.98
D | 4002 | 2021-04-20 | 19 | ON | 24.72 | 7.49 | 0.25 | 0.03 | 0.02 | 0.31 | 0 | -0.04 | -0.2 | -0.11 | 0 |  | 0.39 | 0.35 | 0.23 | 33.44 | 1262.177 | 0.61
D | 4002 | 2021-04-20 | 20 | ON | 38.91 | 7.49 | 0.25 | 0.03 | 0.11 | 0.31 | 0 | 0.03 | -0.2 | -0.11 | 0 |  | 0.39 | 0.35 | 0.23 | 47.79 | 1273.161 | 0.7
D | 4002 | 2021-04-20 | 21 | ON | 41.85 | 7.49 | 0.25 | 0.03 | 0.21 | 0.31 | 0 | -0.02 | -0.22 | -0.11 | 0 |  | 0.39 | 0.35 | 0.23 | 50.76 | 1257.114 | 0.8
D | 4002 | 2021-04-20 | 22 | ON | 29.24 | 7.49 | 0.25 | 0.03 | 0.29 | 0.33 | 0 | 0.02 | -0.02 | -0.11 | 0 |  | 0.39 | 0.35 | 0.23 | 38.49 | 1162.5 | 0.9
D | 4002 | 2021-04-20 | 23 | ON | 21.92 | 7.49 | 0.25 | 0.03 | 0.17 | 0.36 | 0 | -0.04 | -0.12 | -0.11 | 0 |  | 0.39 | 0.35 | 0.23 | 30.92 | 1047.945 | 0.81
D | 4002 | 2021-04-20 | 24 | OFF | 19.78 | 7.49 | 0.25 | 0.03 | 0.09 | 0 | 0 | -0.01 | -0.09 | -0.11 | 0 |  | 0.39 | 0.35 | 0.23 | 28.4 | 957.745 | 0.37
D | 4002 | 2021-04-21 | 1 | OFF | 21.33 | 7.49 | 0.57 | 0.03 | 0.05 | 0 | 0 | -0.02 | -0.16 | -0.11 | 0 |  | 0.39 | 0.35 | 0.23 | 30.15 | 904.373 | 0.65
D | 4002 | 2021-04-21 | 2 | OFF | 20.98 | 7.49 | 0.57 | 0.03 | 0.05 | 0 | 0 | -0.04 | -0.07 | -0.11 | 0 |  | 0.39 | 0.35 | 0.23 | 29.87 | 874.286 | 0.65
D | 4002 | 2021-04-21 | 3 | OFF | 20.69 | 7.49 | 0.57 | 0.03 | 0.04 | 0 | 0 | -0.02 | 0.01 | -0.11 | 0 |  | 0.39 | 0.35 | 0.23 | 29.67 | 860.665 | 0.64
D | 4002 | 2021-04-21 | 4 | OFF | 20.67 | 7.49 | 0.57 | 0.03 | 0.05 | 0 | 0 | 0.01 | -0.05 | -0.11 | 0 |  | 0.39 | 0.35 | 0.23 | 29.63 | 867.476 | 0.65
D | 4002 | 2021-04-21 | 5 | OFF | 18.37 | 7.49 | 0.57 | 0.03 | 0.12 | 0 | 0 | 0.07 | 0.04 | -0.11 | 0 |  | 0.39 | 0.35 | 0.23 | 27.55 | 905.218 | 0.72
D | 4002 | 2021-04-21 | 6 | OFF | 15.77 | 7.49 | 0.57 | 0.03 | 0.12 | 0 | 0 | 0 | 0.07 | -0.11 | 0 |  | 0.39 | 0.35 | 0.23 | 24.91 | 1000.22 | 0.72
D | 4002 | 2021-04-21 | 7 | OFF | 20.61 | 7.49 | 0.57 | 0.03 | 0.11 | 0 | 0 | 0.06 | -0.21 | -0.11 | 0 |  | 0.39 | 0.35 | 0.23 | 29.52 | 1133.326 | 0.71
D | 4002 | 2021-04-21 | 8 | ON | 20.44 | 7.49 | 0.57 | 0.03 | 0.09 | 0.32 | 0 | 0.05 | -0.12 | -0.11 | 0 |  | 0.39 | 0.35 | 0.23 | 29.73 | 1218.517 | 1.01
D | 4002 | 2021-04-21 | 9 | ON | 15.7 | 7.49 | 0.57 | 0.03 | 0.19 | 0.32 | 0 | 0 | -0.12 | -0.11 | 0 |  | 0.39 | 0.35 | 0.23 | 25.04 | 1240.523 | 1.11
D | 4002 | 2021-04-21 | 10 | ON | 20.13 | 7.49 | 0.57 | 0.03 | 0.11 | 0.32 | 0 | 0 | -0.14 | -0.11 | 0 |  | 0.39 | 0.35 | 0.23 | 29.37 | 1235.535 | 1.03
D | 4002 | 2021-04-21 | 11 | ON | 19.89 | 7.49 | 0.57 | 0.03 | 0.07 | 0.32 | 0 | -0.02 | -0.2 | -0.11 | 0 |  | 0.39 | 0.35 | 0.23 | 29.01 | 1252.788 | 0.99
D | 4002 | 2021-04-21 | 12 | ON | 21.93 | 7.49 | 0.57 | 0.03 | 0.07 | 0.31 | 0 | -0.03 | -0.1 | -0.11 | 0 |  | 0.39 | 0.35 | 0.23 | 31.13 | 1284.896 | 0.98
D | 4002 | 2021-04-21 | 13 | ON | 29.08 | 7.49 | 0.57 | 0.03 | 0.06 | 0.31 | 0.22 | -0.03 | -0.12 | -0.11 | 0 |  | 0.39 | 0.35 | 0.23 | 38.47 | 1307.58 | 1.19
D | 4002 | 2021-04-21 | 14 | ON | 23.95 | 7.49 | 0.57 | 0.03 | 0.05 | 0.32 | 0 | -0.01 | -0.11 | -0.11 | 0 |  | 0.39 | 0.35 | 0.23 | 33.15 | 1312.678 | 0.97
D | 4002 | 2021-04-21 | 15 | ON | 24 | 7.49 | 0.57 | 0.03 | 0.05 | 0.32 | 0 | -0.03 | -0.07 | -0.11 | 0 |  | 0.39 | 0.35 | 0.23 | 33.22 | 1280.573 | 0.97
D | 4002 | 2021-04-21 | 16 | ON | 24.18 | 7.49 | 0.57 | 0.03 | 0.05 | 0.32 | 0 | -0.01 | -0.06 | -0.11 | 0 |  | 0.39 | 0.35 | 0.23 | 33.43 | 1256.714 | 0.97
D | 4002 | 2021-04-21 | 17 | ON | 46.54 | 7.49 | 0.57 | 0.03 | 0.19 | 0.31 | 0.36 | -0.06 | -0.09 | -0.11 | 0 |  | 0.39 | 0.35 | 0.23 | 56.2 | 1287.816 | 1.46
D | 4002 | 2021-04-21 | 18 | ON | 38.75 | 7.49 | 0.57 | 0.03 | 0.04 | 0.3 | 0.05 | -0.05 | -0.03 | -0.11 | 0 |  | 0.39 | 0.35 | 0.23 | 48.01 | 1355.634 | 0.99
D | 4002 | 2021-04-21 | 19 | ON | 34.81 | 7.49 | 0.57 | 0.03 | 0.15 | 0.3 | 0 | 0.08 | -0.11 | -0.11 | 0 |  | 0.39 | 0.35 | 0.23 | 44.18 | 1342.324 | 1.05
D | 4002 | 2021-04-21 | 20 | ON | 25.26 | 7.49 | 0.57 | 0.03 | 0.05 | 0.3 | 0.01 | -0.02 | -0.22 | -0.11 | 0 |  | 0.39 | 0.35 | 0.23 | 34.33 | 1322.384 | 0.96
D | 4002 | 2021-04-21 | 21 | ON | 27.02 | 7.49 | 0.57 | 0.03 | 0.15 | 0.3 | 0 | -0.04 | -0.15 | -0.11 | 0 |  | 0.39 | 0.35 | 0.23 | 36.23 | 1286.293 | 1.05
D | 4002 | 2021-04-21 | 22 | ON | 28.26 | 7.49 | 0.57 | 0.03 | 0.29 | 0.32 | 0.08 | -0.03 | -0.11 | -0.11 | 0 |  | 0.39 | 0.35 | 0.23 | 37.76 | 1200.189 | 1.29
D | 4002 | 2021-04-21 | 23 | ON | 21.82 | 7.49 | 0.57 | 0.03 | 0.23 | 0.35 | 0 | 0 | -0.1 | -0.11 | 0 |  | 0.39 | 0.35 | 0.23 | 31.25 | 1097.975 | 1.18
D | 4002 | 2021-04-21 | 24 | OFF | 18.62 | 7.49 | 0.57 | 0.03 | 0.15 | 0 | 0 | -0.01 | -0.11 | -0.11 | 0 |  | 0.39 | 0.35 | 0.23 | 27.6 | 1019.463 | 0.75
D | 4002 | 2021-04-22 | 1 | OFF | 19 | 7.49 | 0.26 | 0.06 | 0.1 | 0 | 0 | -0.03 | -0.14 | -0.11 | 0 |  | 0.39 | 0.35 | 0.23 | 27.6 | 976.07 | 0.42
D | 4002 | 2021-04-22 | 2 | OFF | 20.03 | 7.49 | 0.26 | 0.06 | 0.04 | 0 | 0 | -0.03 | -0.06 | -0.11 | 0 |  | 0.39 | 0.35 | 0.23 | 28.65 | 953.063 | 0.36
D | 4002 | 2021-04-22 | 3 | OFF | 19.47 | 7.49 | 0.26 | 0.06 | 0.04 | 0 | 0 | 0.01 | -0.12 | -0.11 | 0 |  | 0.39 | 0.35 | 0.23 | 28.07 | 943.131 | 0.36
D | 4002 | 2021-04-22 | 4 | OFF | 19.28 | 7.49 | 0.26 | 0.06 | 0.04 | 0 | 0 | -0.04 | -0.13 | -0.11 | 0 |  | 0.39 | 0.35 | 0.23 | 27.82 | 955.368 | 0.36
D | 4002 | 2021-04-22 | 5 | OFF | 19.56 | 7.49 | 0.26 | 0.06 | 0.05 | 0 | 0 | -0.02 | -0.12 | -0.11 | 0 |  | 0.39 | 0.35 | 0.23 | 28.14 | 996.632 | 0.37
D | 4002 | 2021-04-22 | 6 | OFF | 20.44 | 7.49 | 0.26 | 0.06 | 0.06 | 0 | 0 | 0 | -0.16 | -0.11 | 0 |  | 0.39 | 0.35 | 0.23 | 29.01 | 1100.047 | 0.38
D | 4002 | 2021-04-22 | 7 | OFF | 22.75 | 7.49 | 0.26 | 0.06 | 0.1 | 0 | 0 | 0 | -0.24 | -0.11 | 0 |  | 0.39 | 0.35 | 0.23 | 31.28 | 1238.778 | 0.42
D | 4002 | 2021-04-22 | 8 | ON | 23.66 | 7.49 | 0.26 | 0.06 | 0.11 | 0.3 | 0 | -0.02 | -0.32 | -0.11 | 0 |  | 0.39 | 0.35 | 0.23 | 32.4 | 1328.208 | 0.73
D | 4002 | 2021-04-22 | 9 | ON | 24.07 | 7.49 | 0.26 | 0.06 | 0.06 | 0.3 | 0 | -0.02 | -0.22 | -0.11 | 0 |  | 0.39 | 0.35 | 0.23 | 32.86 | 1358.13 | 0.68
D | 4002 | 2021-04-22 | 10 | ON | 32.03 | 7.49 | 0.26 | 0.06 | 0.12 | 0.3 | 0.13 | 0 | -0.15 | -0.11 | 0 |  | 0.39 | 0.35 | 0.23 | 41.1 | 1354.22 | 0.87
D | 4002 | 2021-04-22 | 11 | ON | 32.56 | 7.49 | 0.26 | 0.06 | 0.09 | 0.3 | 0.07 | -0.03 | -0.12 | -0.11 | 0 |  | 0.39 | 0.35 | 0.23 | 41.54 | 1356.595 | 0.78
D | 4002 | 2021-04-22 | 12 | ON | 32.8 | 7.49 | 0.26 | 0.06 | 0.08 | 0.31 | 0.04 | -0.01 | -0.3 | -0.11 | 0 |  | 0.39 | 0.35 | 0.23 | 41.59 | 1366.371 | 0.75
D | 4002 | 2021-04-22 | 13 | ON | 31.29 | 7.49 | 0.26 | 0.06 | 0.05 | 0.31 | 0 | -0.03 | -0.21 | -0.11 | 0 |  | 0.39 | 0.35 | 0.23 | 40.08 | 1351.527 | 0.68
D | 4002 | 2021-04-22 | 14 | ON | 31.04 | 7.49 | 0.26 | 0.06 | 0.04 | 0.31 | 0 | -0.01 | -0.17 | -0.11 | 0 |  | 0.39 | 0.35 | 0.23 | 39.88 | 1340.054 | 0.67
D | 4002 | 2021-04-22 | 15 | ON | 29.27 | 7.49 | 0.26 | 0.06 | 0.08 | 0.32 | 0 | 0.01 | -0.1 | -0.11 | 0 |  | 0.39 | 0.35 | 0.23 | 38.25 | 1324.552 | 0.72
D | 4002 | 2021-04-22 | 16 | ON | 30.31 | 7.49 | 0.26 | 0.06 | 0.11 | 0.32 | 0 | 0.05 | -0.13 | -0.11 | 0 |  | 0.39 | 0.35 | 0.23 | 39.33 | 1310.175 | 0.75
D | 4002 | 2021-04-22 | 17 | ON | 27.14 | 7.49 | 0.26 | 0.06 | 0.1 | 0.31 | 0 | 0.01 | -0.17 | -0.11 | 0 |  | 0.39 | 0.35 | 0.23 | 36.06 | 1314.256 | 0.73
D | 4002 | 2021-04-22 | 18 | ON | 30.89 | 7.49 | 0.26 | 0.06 | 0.1 | 0.3 | 0 | -0.01 | -0.23 | -0.11 | 0 |  | 0.39 | 0.35 | 0.23 | 39.72 | 1353.557 | 0.72
D | 4002 | 2021-04-22 | 19 | ON | 39.07 | 7.49 | 0.26 | 0.06 | 0.26 | 0.29 | 0.03 | -0.03 | -0.3 | -0.11 | 0 |  | 0.39 | 0.35 | 0.23 | 47.99 | 1370.556 | 0.9
D | 4002 | 2021-04-22 | 20 | ON | 40.79 | 7.49 | 0.26 | 0.06 | 0.15 | 0.28 | 0.04 | -0.04 | -0.4 | -0.11 | 0 |  | 0.39 | 0.35 | 0.23 | 49.49 | 1383.997 | 0.79
D | 4002 | 2021-04-22 | 21 | ON | 50.39 | 7.49 | 0.26 | 0.06 | 0.38 | 0.28 | 0.28 | 0.03 | -0.35 | -0.11 | 0 |  | 0.39 | 0.35 | 0.23 | 59.68 | 1370.15 | 1.26
D | 4002 | 2021-04-22 | 22 | ON | 39.28 | 7.49 | 0.26 | 0.06 | 0.29 | 0.3 | 0.22 | -0.01 | -0.29 | -0.11 | 0 |  | 0.39 | 0.35 | 0.23 | 48.46 | 1275.689 | 1.13
D | 4002 | 2021-04-22 | 23 | ON | 27.26 | 7.49 | 0.26 | 0.06 | 0.15 | 0.32 | 0 | -0.02 | -0.26 | -0.11 | 0 |  | 0.39 | 0.35 | 0.23 | 36.12 | 1159.158 | 0.79
D | 4002 | 2021-04-22 | 24 | OFF | 25.15 | 7.49 | 0.26 | 0.06 | 0.12 | 0 | 0 | -0.01 | -0.29 | -0.11 | 0 |  | 0.39 | 0.35 | 0.23 | 33.64 | 1066.807 | 0.44
D | 4002 | 2021-04-23 | 1 | OFF | 25.87 | 7.49 | 0.21 | 0.05 | 0.13 | 0 | 0 | -0.06 | -0.22 | -0.11 | 0 |  | 0.39 | 0.35 | 0.23 | 34.33 | 1008.748 | 0.39
D | 4002 | 2021-04-23 | 2 | OFF | 25.35 | 7.49 | 0.21 | 0.05 | 0.06 | 0 | 0 | -0.06 | -0.11 | -0.11 | 0 |  | 0.39 | 0.35 | 0.23 | 33.85 | 978.405 | 0.32
D | 4002 | 2021-04-23 | 3 | OFF | 25.42 | 7.49 | 0.21 | 0.05 | 0.08 | 0 | 0 | -0.03 | -0.25 | -0.11 | 0 |  | 0.39 | 0.35 | 0.23 | 33.83 | 965.363 | 0.34
D | 4002 | 2021-04-23 | 4 | OFF | 25.35 | 7.49 | 0.21 | 0.05 | 0.14 | 0 | 0 | 0 | -0.17 | -0.11 | 0 |  | 0.39 | 0.35 | 0.23 | 33.93 | 972.112 | 0.4
D | 4002 | 2021-04-23 | 5 | OFF | 23.99 | 7.49 | 0.21 | 0.05 | 0.13 | 0 | 0 | 0.02 | -0.2 | -0.11 | 0 |  | 0.39 | 0.35 | 0.23 | 32.55 | 1008.446 | 0.39
D | 4002 | 2021-04-23 | 6 | OFF | 33.84 | 7.49 | 0.21 | 0.05 | 0.12 | 0 | 0.36 | 0.07 | -0.2 | -0.11 | 0 |  | 0.39 | 0.35 | 0.23 | 42.8 | 1100.064 | 0.74
D | 4002 | 2021-04-23 | 7 | OFF | 37.44 | 7.49 | 0.21 | 0.05 | 0.21 | 0 | 0.19 | 0.01 | -0.3 | -0.11 | 0 |  | 0.39 | 0.35 | 0.23 | 46.16 | 1228.508 | 0.66
D | 4002 | 2021-04-23 | 8 | ON | 32.8 | 7.49 | 0.21 | 0.05 | 0.43 | 0.29 | 0.01 | -0.02 | -0.35 | -0.11 | 0 |  | 0.39 | 0.35 | 0.23 | 41.77 | 1298.453 | 0.99
D | 4002 | 2021-04-23 | 9 | ON | 26.75 | 7.49 | 0.21 | 0.05 | 0.18 | 0.3 | 0.07 | 0.02 | -0.03 | -0.11 | 0 |  | 0.39 | 0.35 | 0.23 | 35.9 | 1304.371 | 0.81
D | 4002 | 2021-04-23 | 10 | ON | 23.63 | 7.49 | 0.21 | 0.05 | 0.07 | 0.31 | 0 | -0.02 | -0.16 | -0.11 | 0 |  | 0.39 | 0.35 | 0.23 | 32.44 | 1287.561 | 0.64
D | 4002 | 2021-04-23 | 11 | ON | 25.84 | 7.49 | 0.21 | 0.05 | 0.06 | 0.31 | 0.22 | -0.05 | -0.19 | -0.11 | 0 |  | 0.39 | 0.35 | 0.23 | 34.8 | 1277.348 | 0.85
D | 4002 | 2021-04-23 | 12 | ON | 21 | 7.49 | 0.21 | 0.05 | 0.06 | 0.32 | 0 | 0.02 | -0.26 | -0.11 | 0 |  | 0.39 | 0.35 | 0.23 | 29.75 | 1262.983 | 0.64
D | 4002 | 2021-04-23 | 13 | ON | 19.59 | 7.49 | 0.21 | 0.05 | 0.08 | 0.33 | 0 | 0 | -0.11 | -0.11 | 0 |  | 0.39 | 0.35 | 0.23 | 28.5 | 1243.768 | 0.67
D | 4002 | 2021-04-23 | 14 | ON | 18.66 | 7.49 | 0.21 | 0.05 | 0.08 | 0.33 | 0 | 0.01 | -0.05 | -0.11 | 0 |  | 0.39 | 0.35 | 0.23 | 27.64 | 1217.439 | 0.67
D | 4002 | 2021-04-23 | 15 | ON | 18.27 | 7.49 | 0.21 | 0.05 | 0.08 | 0.34 | 0 | 0.01 | -0.1 | -0.11 | 0 |  | 0.39 | 0.35 | 0.23 | 27.21 | 1179.627 | 0.68
D | 4002 | 2021-04-23 | 16 | ON | 17.59 | 7.49 | 0.21 | 0.05 | 0.14 | 0.35 | 0 | -0.01 | -0.1 | -0.11 | 0 |  | 0.39 | 0.35 | 0.23 | 26.58 | 1155.46 | 0.75
D | 4002 | 2021-04-23 | 17 | ON | 18.4 | 7.49 | 0.21 | 0.05 | 0.07 | 0.34 | 0 | 0 | -0.11 | -0.11 | 0 |  | 0.39 | 0.35 | 0.23 | 27.31 | 1165.795 | 0.67
D | 4002 | 2021-04-23 | 18 | ON | 22.12 | 7.49 | 0.21 | 0.05 | 0.13 | 0.32 | 0.08 | -0.02 | -0.18 | -0.11 | 0 |  | 0.39 | 0.35 | 0.23 | 31.06 | 1202.331 | 0.79
D | 4002 | 2021-04-23 | 19 | ON | 29.53 | 7.49 | 0.21 | 0.05 | 0.09 | 0.31 | 0.25 | -0.03 | -0.15 | -0.11 | 0 |  | 0.39 | 0.35 | 0.23 | 38.61 | 1221.514 | 0.91
D | 4002 | 2021-04-23 | 20 | ON | 34.26 | 7.49 | 0.21 | 0.05 | 0.12 | 0.3 | 0.08 | -0.05 | -0.22 | -0.11 | 0 |  | 0.39 | 0.35 | 0.23 | 43.1 | 1233.469 | 0.76
D | 4002 | 2021-04-23 | 21 | ON | 38.16 | 7.49 | 0.21 | 0.05 | 0.17 | 0.3 | 0.02 | -0.05 | -0.29 | -0.11 | 0 |  | 0.39 | 0.35 | 0.23 | 46.92 | 1234.301 | 0.75
D | 4002 | 2021-04-23 | 22 | ON | 29.34 | 7.49 | 0.21 | 0.05 | 0.18 | 0.33 | 0.02 | -0.06 | -0.15 | -0.11 | 0 |  | 0.39 | 0.35 | 0.23 | 38.27 | 1161.813 | 0.79
D | 4002 | 2021-04-23 | 23 | ON | 27.05 | 7.49 | 0.21 | 0.05 | 0.17 | 0.35 | 0.02 | -0.05 | -0.12 | -0.11 | 0 |  | 0.39 | 0.35 | 0.23 | 36.03 | 1067.822 | 0.8
D | 4002 | 2021-04-23 | 24 | OFF | 20.53 | 7.49 | 0.21 | 0.05 | 0.12 | 0 | 0 | -0.03 | 0.16 | -0.11 | 0 |  | 0.39 | 0.35 | 0.23 | 29.39 | 979.778 | 0.38
D | 4002 | 2021-04-24 | 1 | OFF | 20.33 | 7.49 | 0.22 | 0.04 | 0.08 | 0 | 0 | -0.05 | -0.11 | -0.11 | 0 |  | 0.39 | 0.35 | 0.23 | 28.86 | 928.014 | 0.34
D | 4002 | 2021-04-24 | 2 | OFF | 21.15 | 7.49 | 0.22 | 0.04 | 0.1 | 0 | 0 | -0.04 | -0.16 | -0.11 | 0 |  | 0.39 | 0.35 | 0.23 | 29.66 | 898.173 | 0.36
D | 4002 | 2021-04-24 | 3 | OFF | 20.4 | 7.49 | 0.22 | 0.04 | 0.07 | 0 | 0 | -0.02 | -0.16 | -0.11 | 0 |  | 0.39 | 0.35 | 0.23 | 28.9 | 884.294 | 0.33
D | 4002 | 2021-04-24 | 4 | OFF | 19.94 | 7.49 | 0.22 | 0.04 | 0.06 | 0 | 0 | -0.02 | -0.16 | -0.11 | 0 |  | 0.39 | 0.35 | 0.23 | 28.43 | 883.827 | 0.32
D | 4002 | 2021-04-24 | 5 | OFF | 21.17 | 7.49 | 0.22 | 0.04 | 0.04 | 0 | 0 | -0.04 | -0.17 | -0.11 | 0 |  | 0.39 | 0.35 | 0.23 | 29.61 | 899.518 | 0.3
D | 4002 | 2021-04-24 | 6 | OFF | 21.88 | 7.49 | 0.22 | 0.04 | 0.06 | 0 | 0.01 | 0 | -0.18 | -0.11 | 0 |  | 0.39 | 0.35 | 0.23 | 30.38 | 942.926 | 0.33
D | 4002 | 2021-04-24 | 7 | OFF | 22.69 | 7.49 | 0.22 | 0.04 | 0.17 | 0 | 0.02 | -0.05 | -0.18 | -0.11 | 0 |  | 0.39 | 0.35 | 0.23 | 31.26 | 1001.578 | 0.45
D | 4002 | 2021-04-24 | 8 | OFF | 22.27 | 7.49 | 0.22 | 0.04 | 0.14 | 0 | 0 | -0.03 | -0.16 | -0.11 | 0 |  | 0.39 | 0.35 | 0.23 | 30.83 | 1057.588 | 0.4
D | 4002 | 2021-04-24 | 9 | OFF | 19.77 | 7.49 | 0.22 | 0.04 | 0.16 | 0 | 0 | -0.02 | -0.2 | -0.11 | 0 |  | 0.39 | 0.35 | 0.23 | 28.32 | 1095.159 | 0.42
D | 4002 | 2021-04-24 | 10 | OFF | 17.84 | 7.49 | 0.22 | 0.04 | 0.1 | 0 | 0 | -0.01 | -0.14 | -0.11 | 0 |  | 0.39 | 0.35 | 0.23 | 26.4 | 1106.563 | 0.36
D | 4002 | 2021-04-24 | 11 | OFF | 17.23 | 7.49 | 0.22 | 0.04 | 0.08 | 0 | 0 | 0.02 | -0.11 | -0.11 | 0 |  | 0.39 | 0.35 | 0.23 | 25.83 | 1093.019 | 0.34
D | 4002 | 2021-04-24 | 12 | OFF | 15.29 | 7.49 | 0.22 | 0.04 | 0.11 | 0 | 0 | 0.01 | -0.13 | -0.11 | 0 |  | 0.39 | 0.35 | 0.23 | 23.89 | 1074.44 | 0.37
D | 4002 | 2021-04-24 | 13 | OFF | 11.84 | 7.49 | 0.22 | 0.04 | 0.12 | 0 | 0 | 0 | -0.11 | -0.11 | 0 |  | 0.39 | 0.35 | 0.23 | 20.46 | 1061.883 | 0.38
D | 4002 | 2021-04-24 | 14 | OFF | 4.25 | 7.49 | 0.22 | 0.04 | 0.17 | 0 | 0 | 0 | -0.1 | -0.11 | 0 |  | 0.39 | 0.35 | 0.23 | 12.93 | 1048.584 | 0.43
D | 4002 | 2021-04-24 | 15 | OFF | -1 | 7.49 | 0.22 | 0.04 | 0.29 | 0 | 0 | 0 | -0.04 | -0.11 | 0 |  | 0.39 | 0.35 | 0.23 | 7.86 | 1035.709 | 0.55
D | 4002 | 2021-04-24 | 16 | OFF | 8.84 | 7.49 | 0.22 | 0.04 | 0.21 | 0 | 0 | -0.02 | -0.08 | -0.11 | 0 |  | 0.39 | 0.35 | 0.23 | 17.56 | 1037.476 | 0.47
D | 4002 | 2021-04-24 | 17 | OFF | 14.97 | 7.49 | 0.22 | 0.04 | 0.12 | 0 | 0 | -0.05 | -0.1 | -0.11 | 0 |  | 0.39 | 0.35 | 0.23 | 23.55 | 1059.258 | 0.38
D | 4002 | 2021-04-24 | 18 | OFF | 20.02 | 7.49 | 0.22 | 0.04 | 0.1 | 0 | 0 | -0.05 | -0.11 | -0.11 | 0 |  | 0.39 | 0.35 | 0.23 | 28.57 | 1101.631 | 0.36
D | 4002 | 2021-04-24 | 19 | OFF | 39.76 | 7.49 | 0.22 | 0.04 | 0.19 | 0 | 0.41 | -0.02 | -0.12 | -0.11 | 0 |  | 0.39 | 0.35 | 0.23 | 48.83 | 1116.261 | 0.86
D | 4002 | 2021-04-24 | 20 | OFF | 39.73 | 7.49 | 0.22 | 0.04 | 0.11 | 0 | 0.03 | -0.08 | -0.15 | -0.11 | 0 |  | 0.39 | 0.35 | 0.23 | 48.25 | 1127.037 | 0.4
D | 4002 | 2021-04-24 | 21 | OFF | 31.65 | 7.49 | 0.22 | 0.04 | 0.2 | 0 | 0.03 | -0.06 | -0.22 | -0.11 | 0 |  | 0.39 | 0.35 | 0.23 | 40.21 | 1128.607 | 0.49
D | 4002 | 2021-04-24 | 22 | OFF | 28.31 | 7.49 | 0.22 | 0.04 | 0.23 | 0 | 0 | -0.03 | -0.19 | -0.11 | 0 |  | 0.39 | 0.35 | 0.23 | 36.93 | 1065.487 | 0.49
D | 4002 | 2021-04-24 | 23 | OFF | 23.7 | 7.49 | 0.22 | 0.04 | 0.26 | 0 | 0 | -0.04 | -0.05 | -0.11 | 0 |  | 0.39 | 0.35 | 0.23 | 32.48 | 981.982 | 0.52
D | 4002 | 2021-04-24 | 24 | OFF | 17.61 | 7.49 | 0.22 | 0.04 | 0.16 | 0 | 0 | 0 | -0.12 | -0.11 | 0 |  | 0.39 | 0.35 | 0.23 | 26.26 | 909.143 | 0.42
D | 4002 | 2021-04-25 | 1 | OFF | 22.12 | 7.49 | 0.67 | 0.04 | 0.07 | 0 | 0 | -0.03 | -0.18 | -0.11 | 0 |  | 0.39 | 0.35 | 0.23 | 31.04 | 855.509 | 0.78
D | 4002 | 2021-04-25 | 2 | OFF | 25.54 | 7.49 | 0.67 | 0.04 | 0.07 | 0 | 0 | -0.03 | -0.1 | -0.11 | 0 |  | 0.39 | 0.35 | 0.23 | 34.54 | 825.233 | 0.78
D | 4002 | 2021-04-25 | 3 | OFF | 23.51 | 7.49 | 0.67 | 0.04 | 0.05 | 0 | 0 | -0.03 | -0.11 | -0.11 | 0 |  | 0.39 | 0.35 | 0.23 | 32.48 | 808.798 | 0.76
D | 4002 | 2021-04-25 | 4 | OFF | 18.92 | 7.49 | 0.67 | 0.04 | 0.08 | 0 | 0 | 0 | -0.08 | -0.11 | 0 |  | 0.39 | 0.35 | 0.23 | 27.98 | 803.093 | 0.79
D | 4002 | 2021-04-25 | 5 | OFF | 22.17 | 7.49 | 0.67 | 0.04 | 0.05 | 0 | 0 | -0.05 | -0.06 | -0.11 | 0 |  | 0.39 | 0.35 | 0.23 | 31.17 | 815.235 | 0.76
D | 4002 | 2021-04-25 | 6 | OFF | 22.63 | 7.49 | 0.67 | 0.04 | 0.08 | 0 | 0 | 0.03 | -0.12 | -0.11 | 0 |  | 0.39 | 0.35 | 0.23 | 31.68 | 844.111 | 0.79
D | 4002 | 2021-04-25 | 7 | OFF | 19.23 | 7.49 | 0.67 | 0.04 | 0.16 | 0 | 0 | -0.02 | -0.08 | -0.11 | 0 |  | 0.39 | 0.35 | 0.23 | 28.35 | 879.474 | 0.87
D | 4002 | 2021-04-25 | 8 | OFF | 18.03 | 7.49 | 0.67 | 0.04 | 0.16 | 0 | 0 | -0.02 | -0.1 | -0.11 | 0 |  | 0.39 | 0.35 | 0.23 | 27.13 | 947.241 | 0.87
D | 4002 | 2021-04-25 | 9 | OFF | 19.01 | 7.49 | 0.67 | 0.04 | 0.12 | 0 | 0 | -0.02 | -0.07 | -0.11 | 0 |  | 0.39 | 0.35 | 0.23 | 28.1 | 1026.176 | 0.83
D | 4002 | 2021-04-25 | 10 | OFF | 31.59 | 7.49 | 0.67 | 0.04 | 0.11 | 0 | 0.46 | -0.04 | 0.02 | -0.11 | 0 |  | 0.39 | 0.35 | 0.23 | 41.2 | 1087.878 | 1.28
D | 4002 | 2021-04-25 | 11 | OFF | 28.55 | 7.49 | 0.67 | 0.04 | 0.08 | 0 | 0 | -0.02 | -0.1 | -0.11 | 0 |  | 0.39 | 0.35 | 0.23 | 37.57 | 1125.409 | 0.79
D | 4002 | 2021-04-25 | 12 | OFF | 25.54 | 7.49 | 0.67 | 0.04 | 0.09 | 0 | 0 | 0.01 | -0.14 | -0.11 | 0 |  | 0.39 | 0.35 | 0.23 | 34.56 | 1158.638 | 0.8
D | 4002 | 2021-04-25 | 13 | OFF | 25.8 | 7.49 | 0.67 | 0.04 | 0.08 | 0 | 0.11 | -0.01 | -0.09 | -0.11 | 0 |  | 0.39 | 0.35 | 0.23 | 34.95 | 1164.841 | 0.9
D | 4002 | 2021-04-25 | 14 | OFF | 28.41 | 7.49 | 0.67 | 0.04 | 0.07 | 0 | 0 | 0.01 | -0.08 | -0.11 | 0 |  | 0.39 | 0.35 | 0.23 | 37.47 | 1146.012 | 0.78
D | 4002 | 2021-04-25 | 15 | OFF | 27.47 | 7.49 | 0.67 | 0.04 | 0.06 | 0 | 0 | 0.02 | -0.08 | -0.11 | 0 |  | 0.39 | 0.35 | 0.23 | 36.53 | 1134.475 | 0.77
D | 4002 | 2021-04-25 | 16 | OFF | 24.68 | 7.49 | 0.67 | 0.04 | 0.05 | 0 | 0 | -0.01 | -0.08 | -0.11 | 0 |  | 0.39 | 0.35 | 0.23 | 33.7 | 1142.38 | 0.76
D | 4002 | 2021-04-25 | 17 | OFF | 30.13 | 7.49 | 0.67 | 0.04 | 0.07 | 0 | 0.07 | -0.02 | -0.01 | -0.11 | 0 |  | 0.39 | 0.35 | 0.23 | 39.3 | 1175.745 | 0.85
D | 4002 | 2021-04-25 | 18 | OFF | 28.66 | 7.49 | 0.67 | 0.04 | 0.08 | 0 | 0.15 | 0.03 | -0.13 | -0.11 | 0 |  | 0.39 | 0.35 | 0.23 | 37.85 | 1209.861 | 0.94
D | 4002 | 2021-04-25 | 19 | OFF | 25.33 | 7.49 | 0.67 | 0.04 | 0.08 | 0 | 0 | 0 | -0.17 | -0.11 | 0 |  | 0.39 | 0.35 | 0.23 | 34.3 | 1203.613 | 0.79
D | 4002 | 2021-04-25 | 20 | OFF | 27.43 | 7.49 | 0.67 | 0.04 | 0.05 | 0 | 0 | -0.03 | -0.21 | -0.11 | 0 |  | 0.39 | 0.35 | 0.23 | 36.3 | 1187.721 | 0.76
D | 4002 | 2021-04-25 | 21 | OFF | 44.62 | 7.49 | 0.67 | 0.04 | 0.16 | 0 | 0.05 | 0 | -0.2 | -0.11 | 0 |  | 0.39 | 0.35 | 0.23 | 53.69 | 1159.927 | 0.92
D | 4002 | 2021-04-25 | 22 | OFF | 27.66 | 7.49 | 0.67 | 0.04 | 0.16 | 0 | 0.03 | 0 | -0.04 | -0.11 | 0 |  | 0.39 | 0.35 | 0.23 | 36.87 | 1081.091 | 0.9
D | 4002 | 2021-04-25 | 23 | OFF | 26.56 | 7.49 | 0.67 | 0.04 | 0.19 | 0 | 0.04 | -0.04 | -0.08 | -0.11 | 0 |  | 0.39 | 0.35 | 0.23 | 35.73 | 988.949 | 0.94
D | 4002 | 2021-04-25 | 24 | OFF | 19.54 | 7.49 | 0.67 | 0.04 | 0.11 | 0 | 0 | 0.02 | -0.12 | -0.11 | 0 |  | 0.39 | 0.35 | 0.23 | 28.61 | 919.275 | 0.82
D | 4002 | 2021-04-26 | 1 | OFF | 19.35 | 7.49 | 0.44 | 0.05 | 0.08 | 0 | 0 | 0 | -0.07 | -0.11 | 0 |  | 0.39 | 0.35 | 0.23 | 28.2 | 881.427 | 0.57
D | 4002 | 2021-04-26 | 2 | OFF | 18.59 | 7.49 | 0.44 | 0.05 | 0.07 | 0 | 0 | 0.01 | -0.05 | -0.11 | 0 |  | 0.39 | 0.35 | 0.23 | 27.46 | 865.124 | 0.56
D | 4002 | 2021-04-26 | 3 | OFF | 17.31 | 7.49 | 0.44 | 0.05 | 0.1 | 0 | 0 | -0.02 | -0.05 | -0.11 | 0 |  | 0.39 | 0.35 | 0.23 | 26.18 | 856.5 | 0.59
D | 4002 | 2021-04-26 | 4 | OFF | 17.75 | 7.49 | 0.44 | 0.05 | 0.09 | 0 | 0 | 0 | -0.06 | -0.11 | 0 |  | 0.39 | 0.35 | 0.23 | 26.62 | 868.824 | 0.58
D | 4002 | 2021-04-26 | 5 | OFF | 19.5 | 7.49 | 0.44 | 0.05 | 0.08 | 0 | 0 | 0 | -0.07 | -0.11 | 0 |  | 0.39 | 0.35 | 0.23 | 28.35 | 908.21 | 0.57
D | 4002 | 2021-04-26 | 6 | OFF | 19.42 | 7.49 | 0.44 | 0.05 | 0.09 | 0 | 0 | 0.02 | -0.06 | -0.11 | 0 |  | 0.39 | 0.35 | 0.23 | 28.31 | 1004.569 | 0.58
D | 4002 | 2021-04-26 | 7 | OFF | 28.85 | 7.49 | 0.44 | 0.05 | 0.22 | 0 | 0.22 | 0 | -0.01 | -0.11 | 0 |  | 0.39 | 0.35 | 0.23 | 38.12 | 1125.486 | 0.93
D | 4002 | 2021-04-26 | 8 | ON | 32.67 | 7.49 | 0.44 | 0.05 | 0.34 | 0.31 | 0.24 | -0.01 | -0.19 | -0.11 | 0 |  | 0.39 | 0.35 | 0.23 | 42.2 | 1222.22 | 1.38
D | 4002 | 2021-04-26 | 9 | ON | 21.58 | 7.49 | 0.44 | 0.05 | 0.09 | 0.31 | 0.02 | 0.03 | -0.13 | -0.11 | 0 |  | 0.39 | 0.35 | 0.23 | 30.74 | 1264.639 | 0.91
D | 4002 | 2021-04-26 | 10 | ON | 17.7 | 7.49 | 0.44 | 0.05 | 0.06 | 0.32 | 0 | 0.04 | -0.17 | -0.11 | 0 |  | 0.39 | 0.35 | 0.23 | 26.79 | 1270.785 | 0.87
D | 4002 | 2021-04-26 | 11 | ON | 17.55 | 7.49 | 0.44 | 0.05 | 0.08 | 0.33 | 0 | 0 | -0.17 | -0.11 | 0 |  | 0.39 | 0.35 | 0.23 | 26.63 | 1261.031 | 0.9
D | 4002 | 2021-04-26 | 12 | ON | 16.9 | 7.49 | 0.44 | 0.05 | 0.08 | 0.33 | 0 | 0.02 | -0.12 | -0.11 | 0 |  | 0.39 | 0.35 | 0.23 | 26.05 | 1249.803 | 0.9
D | 4002 | 2021-04-26 | 13 | ON | 16.1 | 7.49 | 0.44 | 0.05 | 0.1 | 0.34 | 0 | 0 | -0.1 | -0.11 | 0 |  | 0.39 | 0.35 | 0.23 | 25.28 | 1236.559 | 0.93
D | 4002 | 2021-04-26 | 14 | ON | 3.95 | 7.49 | 0.44 | 0.05 | 0.43 | 0.34 | 0 | 0 | -0.11 | -0.11 | 0 |  | 0.39 | 0.35 | 0.23 | 13.45 | 1227.068 | 1.26
D | 4002 | 2021-04-26 | 15 | ON | 6.96 | 7.49 | 0.44 | 0.05 | 0.26 | 0.35 | 0 | 0 | -0.1 | -0.11 | 0 |  | 0.39 | 0.35 | 0.23 | 16.31 | 1208.013 | 1.1
D | 4002 | 2021-04-26 | 16 | ON | 6.79 | 7.49 | 0.44 | 0.05 | 0.28 | 0.35 | 0 | 0.02 | -0.04 | -0.11 | 0 |  | 0.39 | 0.35 | 0.23 | 16.24 | 1191.69 | 1.12
D | 4002 | 2021-04-26 | 17 | ON | 16.12 | 7.49 | 0.44 | 0.05 | 0.13 | 0.35 | 0 | -0.01 | -0.1 | -0.11 | 0 |  | 0.39 | 0.35 | 0.23 | 25.33 | 1199.116 | 0.97
D | 4002 | 2021-04-26 | 18 | ON | 24.91 | 7.49 | 0.44 | 0.05 | 0.08 | 0.33 | 0.03 | -0.01 | -0.03 | -0.11 | 0 |  | 0.39 | 0.35 | 0.23 | 34.15 | 1252.587 | 0.93
D | 4002 | 2021-04-26 | 19 | ON | 37.84 | 7.49 | 0.44 | 0.05 | 0.19 | 0.31 | 0.02 | 0.04 | -0.21 | -0.11 | 0 |  | 0.39 | 0.35 | 0.23 | 47.03 | 1275.735 | 1.01
D | 4002 | 2021-04-26 | 20 | ON | 48.16 | 7.49 | 0.44 | 0.05 | 0.4 | 0.3 | 0.25 | -0.05 | -0.33 | -0.11 | 0 |  | 0.39 | 0.35 | 0.23 | 57.57 | 1280.084 | 1.44
D | 4002 | 2021-04-26 | 21 | ON | 31.66 | 7.49 | 0.44 | 0.05 | 0.09 | 0.3 | 0.03 | 0 | -0.29 | -0.11 | 0 |  | 0.39 | 0.35 | 0.23 | 40.63 | 1276.826 | 0.91
D | 4002 | 2021-04-26 | 22 | ON | 38.22 | 7.49 | 0.44 | 0.05 | 0.28 | 0.32 | 0.21 | -0.02 | -0.13 | -0.11 | 0 |  | 0.39 | 0.35 | 0.23 | 47.72 | 1195.06 | 1.3
D | 4002 | 2021-04-26 | 23 | ON | 28.91 | 7.49 | 0.44 | 0.05 | 0.66 | 0.35 | 0.27 | -0.05 | -0.04 | -0.11 | 0 |  | 0.39 | 0.35 | 0.23 | 38.94 | 1094.089 | 1.77
D | 4002 | 2021-04-26 | 24 | OFF | 19.58 | 7.49 | 0.44 | 0.05 | 0.23 | 0 | 0 | 0.01 | -0.16 | -0.11 | 0 |  | 0.39 | 0.35 | 0.23 | 28.5 | 1011.863 | 0.72
D | 4002 | 2021-04-27 | 1 | OFF | 51.9 | 7.49 | 0.56 | 0.06 | 0.3 | 0 | 0.1 | -0.12 | -0.1 | -0.11 | 0 |  | 0.39 | 0.35 | 0.23 | 61.05 | 956.922 | 1.02
D | 4002 | 2021-04-27 | 2 | OFF | 23.3 | 7.49 | 0.56 | 0.06 | 0.05 | 0 | 0 | -0.02 | -0.17 | -0.11 | 0 |  | 0.39 | 0.35 | 0.23 | 32.13 | 925.058 | 0.67
D | 4002 | 2021-04-27 | 3 | OFF | 20.95 | 7.49 | 0.56 | 0.06 | 0.08 | 0 | 0 | -0.01 | -0.16 | -0.11 | 0 |  | 0.39 | 0.35 | 0.23 | 29.83 | 915.787 | 0.7
D | 4002 | 2021-04-27 | 4 | OFF | 22.02 | 7.49 | 0.56 | 0.06 | 0.05 | 0 | 0 | -0.02 | -0.17 | -0.11 | 0 |  | 0.39 | 0.35 | 0.23 | 30.85 | 928.905 | 0.67
D | 4002 | 2021-04-27 | 5 | OFF | 22.81 | 7.49 | 0.56 | 0.06 | 0.04 | 0 | 0 | 0.01 | -0.17 | -0.11 | 0 |  | 0.39 | 0.35 | 0.23 | 31.66 | 966.861 | 0.66
D | 4002 | 2021-04-27 | 6 | OFF | 21.98 | 7.49 | 0.56 | 0.06 | 0.06 | 0 | 0 | 0.01 | -0.2 | -0.11 | 0 |  | 0.39 | 0.35 | 0.23 | 30.82 | 1048.289 | 0.68
D | 4002 | 2021-04-27 | 7 | OFF | 23.29 | 7.49 | 0.56 | 0.06 | 0.16 | 0 | 0 | -0.02 | -0.1 | -0.11 | 0 |  | 0.39 | 0.35 | 0.23 | 32.3 | 1164.567 | 0.78
D | 4002 | 2021-04-27 | 8 | ON | 32.69 | 7.49 | 0.56 | 0.06 | 0.21 | 0.31 | 0.11 | -0.07 | -0.14 | -0.11 | 0 |  | 0.39 | 0.35 | 0.23 | 42.08 | 1250.653 | 1.25
D | 4002 | 2021-04-27 | 9 | ON | 38.61 | 7.49 | 0.56 | 0.06 | 0.27 | 0.31 | 0.06 | -0.07 | -0.14 | -0.11 | 0 |  | 0.39 | 0.35 | 0.23 | 48.01 | 1276.952 | 1.26
D | 4002 | 2021-04-27 | 10 | ON | 41.71 | 7.49 | 0.56 | 0.06 | 0.13 | 0.31 | 0.09 | -0.08 | -0.15 | -0.11 | 0 |  | 0.39 | 0.35 | 0.23 | 50.98 | 1273.39 | 1.15
D | 4002 | 2021-04-27 | 11 | ON | 40.66 | 7.49 | 0.56 | 0.06 | 0.18 | 0.32 | 0.06 | -0.01 | -0.16 | -0.11 | 0 |  | 0.39 | 0.35 | 0.23 | 50.02 | 1254.613 | 1.18
D | 4002 | 2021-04-27 | 12 | ON | 36.55 | 7.49 | 0.56 | 0.06 | 0.1 | 0.33 | 0.25 | 0.05 | -0.07 | -0.11 | 0 |  | 0.39 | 0.35 | 0.23 | 46.18 | 1235.85 | 1.3
D | 4002 | 2021-04-27 | 13 | ON | 27.59 | 7.49 | 0.56 | 0.06 | 0.15 | 0.34 | 0.05 | 0.07 | -0.04 | -0.11 | 0 |  | 0.39 | 0.35 | 0.23 | 37.13 | 1217.543 | 1.16
D | 4002 | 2021-04-27 | 14 | ON | 19.7 | 7.49 | 0.56 | 0.06 | 0.11 | 0.35 | 0 | -0.01 | -0.1 | -0.11 | 0 |  | 0.39 | 0.35 | 0.23 | 29.02 | 1203.044 | 1.08
D | 4002 | 2021-04-27 | 15 | ON | 18.53 | 7.49 | 0.56 | 0.06 | 0.11 | 0.36 | 0 | 0 | -0.1 | -0.11 | 0 |  | 0.39 | 0.35 | 0.23 | 27.87 | 1177.723 | 1.09
D | 4002 | 2021-04-27 | 16 | ON | 18.97 | 7.49 | 0.56 | 0.06 | 0.11 | 0.36 | 0 | -0.02 | -0.11 | -0.11 | 0 |  | 0.39 | 0.35 | 0.23 | 28.28 | 1165.49 | 1.09
D | 4002 | 2021-04-27 | 17 | ON | 23.37 | 7.49 | 0.56 | 0.06 | 0.1 | 0.35 | 0 | 0.02 | -0.09 | -0.11 | 0 |  | 0.39 | 0.35 | 0.23 | 32.72 | 1172.539 | 1.07
D | 4002 | 2021-04-27 | 18 | ON | 29.58 | 7.49 | 0.56 | 0.06 | 0.11 | 0.33 | 0.07 | -0.01 | -0.04 | -0.11 | 0 |  | 0.39 | 0.35 | 0.23 | 39.01 | 1218.385 | 1.13
D | 4002 | 2021-04-27 | 19 | ON | 37.71 | 7.49 | 0.56 | 0.06 | 0.16 | 0.32 | 0.11 | 0.01 | -0.17 | -0.11 | 0 |  | 0.39 | 0.35 | 0.23 | 47.11 | 1235.918 | 1.21
D | 4002 | 2021-04-27 | 20 | ON | 43.99 | 7.49 | 0.56 | 0.06 | 0.1 | 0.31 | 0.14 | -0.07 | -0.14 | -0.11 | 0 |  | 0.39 | 0.35 | 0.23 | 53.3 | 1241.857 | 1.17
D | 4002 | 2021-04-27 | 21 | ON | 48.23 | 7.49 | 0.56 | 0.06 | 0.13 | 0.31 | 0.3 | -0.01 | -0.22 | -0.11 | 0 |  | 0.39 | 0.35 | 0.23 | 57.71 | 1237.618 | 1.36
D | 4002 | 2021-04-27 | 22 | ON | 39.24 | 7.49 | 0.56 | 0.06 | 0.24 | 0.33 | 0.08 | -0.02 | -0.09 | -0.11 | 0 |  | 0.39 | 0.35 | 0.23 | 48.75 | 1152.593 | 1.27
D | 4002 | 2021-04-27 | 23 | ON | 26.64 | 7.49 | 0.56 | 0.06 | 0.24 | 0.36 | 0 | -0.01 | -0.1 | -0.11 | 0 |  | 0.39 | 0.35 | 0.23 | 36.1 | 1047.86 | 1.22
D | 4002 | 2021-04-27 | 24 | OFF | 26.54 | 7.49 | 0.56 | 0.06 | 0.14 | 0 | 0 | -0.05 | -0.08 | -0.11 | 0 |  | 0.39 | 0.35 | 0.23 | 35.52 | 962.181 | 0.76
D | 4002 | 2021-04-28 | 1 | OFF | 26.45 | 7.49 | 0.22 | 0.03 | 0.13 | 0 | 0 | -0.01 | -0.07 | -0.11 | 0 |  | 0.39 | 0.35 | 0.23 | 35.1 | 905.277 | 0.38
D | 4002 | 2021-04-28 | 2 | OFF | 24.57 | 7.49 | 0.22 | 0.03 | 0.06 | 0 | 0 | -0.01 | -0.06 | -0.11 | 0 |  | 0.39 | 0.35 | 0.23 | 33.16 | 872.006 | 0.31
D | 4002 | 2021-04-28 | 3 | OFF | 26 | 7.49 | 0.22 | 0.03 | 0.06 | 0 | 0 | 0.02 | -0.06 | -0.11 | 0 |  | 0.39 | 0.35 | 0.23 | 34.62 | 859.03 | 0.31
D | 4002 | 2021-04-28 | 4 | OFF | 24.08 | 7.49 | 0.22 | 0.03 | 0.06 | 0 | 0 | -0.04 | -0.06 | -0.11 | 0 |  | 0.39 | 0.35 | 0.23 | 32.64 | 861.699 | 0.31
D | 4002 | 2021-04-28 | 5 | OFF | 23.83 | 7.49 | 0.22 | 0.03 | 0.05 | 0 | 0 | -0.03 | -0.06 | -0.11 | 0 |  | 0.39 | 0.35 | 0.23 | 32.39 | 892.873 | 0.3
D | 4002 | 2021-04-28 | 6 | OFF | 30.45 | 7.49 | 0.22 | 0.03 | 0.14 | 0 | 0.01 | 0.04 | 0.13 | -0.11 | 0 |  | 0.39 | 0.35 | 0.23 | 39.37 | 974.937 | 0.4
D | 4002 | 2021-04-28 | 7 | OFF | 40.99 | 7.49 | 0.22 | 0.03 | 0.66 | 0 | 0.72 | -0.04 | -0.19 | -0.11 | 0 |  | 0.39 | 0.35 | 0.23 | 50.74 | 1090.82 | 1.63
D | 4002 | 2021-04-28 | 8 | ON | 34.74 | 7.49 | 0.22 | 0.03 | 0.29 | 0.33 | 0.22 | -0.05 | -0.17 | -0.11 | 0 |  | 0.39 | 0.35 | 0.23 | 43.96 | 1198.919 | 1.09
D | 4002 | 2021-04-28 | 9 | ON | 38.74 | 7.49 | 0.22 | 0.03 | 0.13 | 0.32 | 0.03 | -0.06 | -0.1 | -0.11 | 0 |  | 0.39 | 0.35 | 0.23 | 47.66 | 1265.455 | 0.73
D | 4002 | 2021-04-28 | 10 | ON | 33.7 | 7.49 | 0.22 | 0.03 | 0.13 | 0.32 | 0 | 0.01 | -0.03 | -0.11 | 0 |  | 0.39 | 0.35 | 0.23 | 42.73 | 1289.671 | 0.7
D | 4002 | 2021-04-28 | 11 | ON | 22.87 | 7.49 | 0.22 | 0.03 | 0.06 | 0.34 | 0 | -0.02 | -0.12 | -0.11 | 0 |  | 0.39 | 0.35 | 0.23 | 31.73 | 1294.471 | 0.65
D | 4002 | 2021-04-28 | 12 | ON | 22.48 | 7.49 | 0.22 | 0.03 | 0.06 | 0.34 | 0 | -0.03 | -0.12 | -0.11 | 0 |  | 0.39 | 0.35 | 0.23 | 31.33 | 1289.71 | 0.65
D | 4002 | 2021-04-28 | 13 | ON | 25.38 | 7.49 | 0.22 | 0.03 | 0.06 | 0.34 | 0 | 0.05 | -0.1 | -0.11 | 0 |  | 0.39 | 0.35 | 0.23 | 34.33 | 1259.093 | 0.65
D | 4002 | 2021-04-28 | 14 | ON | 21.52 | 7.49 | 0.22 | 0.03 | 0.06 | 0.34 | 0 | -0.02 | -0.12 | -0.11 | 0 |  | 0.39 | 0.35 | 0.23 | 30.38 | 1223.813 | 0.65
D | 4002 | 2021-04-28 | 15 | ON | 21.19 | 7.49 | 0.22 | 0.03 | 0.07 | 0.34 | 0 | -0.02 | -0.12 | -0.11 | 0 |  | 0.39 | 0.35 | 0.23 | 30.06 | 1221.938 | 0.66
D | 4002 | 2021-04-28 | 16 | ON | 24.6 | 7.49 | 0.22 | 0.03 | 0.08 | 0.33 | 0 | 0 | -0.09 | -0.11 | 0 |  | 0.39 | 0.35 | 0.23 | 33.52 | 1236.621 | 0.66
D | 4002 | 2021-04-28 | 17 | ON | 28.81 | 7.49 | 0.22 | 0.03 | 0.07 | 0.32 | 0 | 0 | -0.14 | -0.11 | 0 |  | 0.39 | 0.35 | 0.23 | 37.66 | 1256.519 | 0.64
D | 4002 | 2021-04-28 | 18 | ON | 29.47 | 7.49 | 0.22 | 0.03 | 0.07 | 0.31 | 0 | 0 | -0.14 | -0.11 | 0 |  | 0.39 | 0.35 | 0.23 | 38.31 | 1300.287 | 0.63
D | 4002 | 2021-04-28 | 19 | ON | 29.9 | 7.49 | 0.22 | 0.03 | 0.06 | 0.3 | 0 | 0.03 | -0.18 | -0.11 | 0 |  | 0.39 | 0.35 | 0.23 | 38.71 | 1303.13 | 0.61
D | 4002 | 2021-04-28 | 20 | ON | 31.86 | 7.49 | 0.22 | 0.03 | 0.07 | 0.3 | 0 | 0.01 | -0.17 | -0.11 | 0 |  | 0.39 | 0.35 | 0.23 | 40.67 | 1287.662 | 0.62
D | 4002 | 2021-04-28 | 21 | ON | 29.73 | 7.49 | 0.22 | 0.03 | 0.08 | 0.31 | 0.03 | 0.05 | -0.11 | -0.11 | 0 |  | 0.39 | 0.35 | 0.23 | 38.69 | 1239.978 | 0.67
D | 4002 | 2021-04-28 | 22 | ON | 24.8 | 7.49 | 0.22 | 0.03 | 0.08 | 0.33 | 0 | -0.03 | -0.07 | -0.11 | 0 |  | 0.39 | 0.35 | 0.23 | 33.71 | 1153.151 | 0.66
D | 4002 | 2021-04-28 | 23 | ON | 22.85 | 7.49 | 0.22 | 0.03 | 0.13 | 0.35 | 0 | -0.02 | -0.13 | -0.11 | 0 |  | 0.39 | 0.35 | 0.23 | 31.78 | 1047.631 | 0.73
D | 4002 | 2021-04-28 | 24 | OFF | 20.44 | 7.49 | 0.22 | 0.03 | 0.11 | 0 | 0 | 0.07 | -0.09 | -0.11 | 0 |  | 0.39 | 0.35 | 0.23 | 29.13 | 962.462 | 0.36
D | 4002 | 2021-04-29 | 1 | OFF | 20.59 | 7.49 | 0.2 | 0.02 | 0.1 | 0 | 0 | 0.03 | -0.1 | -0.11 | 0 |  | 0.39 | 0.35 | 0.23 | 29.19 | 907.729 | 0.32
D | 4002 | 2021-04-29 | 2 | OFF | 21.83 | 7.49 | 0.2 | 0.02 | 0.07 | 0 | 0 | 0.07 | -0.1 | -0.11 | 0 |  | 0.39 | 0.35 | 0.23 | 30.44 | 874.639 | 0.29
D | 4002 | 2021-04-29 | 3 | OFF | 23.13 | 7.49 | 0.2 | 0.02 | 0.05 | 0 | 0 | 0.01 | -0.08 | -0.11 | 0 |  | 0.39 | 0.35 | 0.23 | 31.68 | 859.586 | 0.27
D | 4002 | 2021-04-29 | 4 | OFF | 22.66 | 7.49 | 0.2 | 0.02 | 0.05 | 0 | 0 | 0.03 | -0.07 | -0.11 | 0 |  | 0.39 | 0.35 | 0.23 | 31.24 | 859.492 | 0.27
D | 4002 | 2021-04-29 | 5 | OFF | 22.57 | 7.49 | 0.2 | 0.02 | 0.05 | 0 | 0 | 0.04 | -0.07 | -0.11 | 0 |  | 0.39 | 0.35 | 0.23 | 31.16 | 888.44 | 0.27
D | 4002 | 2021-04-29 | 6 | OFF | 20.44 | 7.49 | 0.2 | 0.02 | 0.08 | 0 | 0 | 0.08 | -0.11 | -0.11 | 0 |  | 0.39 | 0.35 | 0.23 | 29.06 | 973.794 | 0.3
D | 4002 | 2021-04-29 | 7 | OFF | 19.42 | 7.49 | 0.2 | 0.02 | 0.15 | 0 | 0 | 0 | -0.15 | -0.11 | 0 |  | 0.39 | 0.35 | 0.23 | 27.99 | 1091.298 | 0.37
D | 4002 | 2021-04-29 | 8 | ON | 26.09 | 7.49 | 0.2 | 0.02 | 0.15 | 0.33 | 0 | 0.05 | -0.09 | -0.11 | 0 |  | 0.39 | 0.35 | 0.23 | 35.1 | 1188.272 | 0.7
D | 4002 | 2021-04-29 | 9 | ON | 28.97 | 7.49 | 0.2 | 0.02 | 0.15 | 0.32 | 0 | 0.02 | -0.14 | -0.11 | 0 |  | 0.39 | 0.35 | 0.23 | 37.89 | 1249.149 | 0.69
D | 4002 | 2021-04-29 | 10 | ON | 38.61 | 7.49 | 0.2 | 0.02 | 0.11 | 0.31 | 0.02 | 0.02 | -0.11 | -0.11 | 0 |  | 0.39 | 0.35 | 0.23 | 47.53 | 1278.677 | 0.66
D | 4002 | 2021-04-29 | 11 | ON | 43.89 | 7.49 | 0.2 | 0.02 | 0.18 | 0.3 | 0.08 | 0.04 | -0.15 | -0.11 | 0 |  | 0.39 | 0.35 | 0.23 | 52.91 | 1299.464 | 0.78
D | 4002 | 2021-04-29 | 12 | ON | 38.28 | 7.49 | 0.2 | 0.02 | 0.12 | 0.3 | 0.02 | -0.01 | -0.13 | -0.11 | 0 |  | 0.39 | 0.35 | 0.23 | 47.15 | 1314.129 | 0.66
D | 4002 | 2021-04-29 | 13 | ON | 34.09 | 7.49 | 0.2 | 0.02 | 0.08 | 0.3 | 0.04 | -0.05 | -0.11 | -0.11 | 0 |  | 0.39 | 0.35 | 0.23 | 42.92 | 1324.351 | 0.64
D | 4002 | 2021-04-29 | 14 | ON | 36.03 | 7.49 | 0.2 | 0.02 | 0.08 | 0.3 | 0.05 | 0.07 | -0.12 | -0.11 | 0 |  | 0.39 | 0.35 | 0.23 | 44.98 | 1326.02 | 0.65
D | 4002 | 2021-04-29 | 15 | ON | 31.86 | 7.49 | 0.2 | 0.02 | 0.05 | 0.3 | 0.08 | 0.04 | -0.11 | -0.11 | 0 |  | 0.39 | 0.35 | 0.23 | 40.79 | 1312.12 | 0.65
D | 4002 | 2021-04-29 | 16 | ON | 32.51 | 7.49 | 0.2 | 0.02 | 0.06 | 0.3 | 0.01 | -0.04 | -0.08 | -0.11 | 0 |  | 0.39 | 0.35 | 0.23 | 41.33 | 1301.288 | 0.59
D | 4002 | 2021-04-29 | 17 | ON | 35.66 | 7.49 | 0.2 | 0.02 | 0.07 | 0.3 | 0 | 0.12 | -0.1 | -0.11 | 0 |  | 0.39 | 0.35 | 0.23 | 44.62 | 1308.866 | 0.59
D | 4002 | 2021-04-29 | 18 | ON | 35.26 | 7.49 | 0.2 | 0.02 | 0.09 | 0.29 | 0 | 0.08 | -0.13 | -0.11 | 0 |  | 0.39 | 0.35 | 0.23 | 44.16 | 1338.382 | 0.6
D | 4002 | 2021-04-29 | 19 | ON | 27.91 | 7.49 | 0.2 | 0.02 | 0.07 | 0.29 | 0 | 0.04 | -0.13 | -0.11 | 0 |  | 0.39 | 0.35 | 0.23 | 36.75 | 1323.261 | 0.58
D | 4002 | 2021-04-29 | 20 | ON | 27.31 | 7.49 | 0.2 | 0.02 | 0.07 | 0.29 | 0 | 0.02 | -0.12 | -0.11 | 0 |  | 0.39 | 0.35 | 0.23 | 36.14 | 1301.099 | 0.58
D | 4002 | 2021-04-29 | 21 | ON | 25.28 | 7.49 | 0.2 | 0.02 | 0.07 | 0.3 | 0 | 0.02 | -0.1 | -0.11 | 0 |  | 0.39 | 0.35 | 0.23 | 34.14 | 1260.91 | 0.59
D | 4002 | 2021-04-29 | 22 | ON | 23.52 | 7.49 | 0.2 | 0.02 | 0.09 | 0.32 | 0 | -0.01 | -0.11 | -0.11 | 0 |  | 0.39 | 0.35 | 0.23 | 32.38 | 1173.709 | 0.63
D | 4002 | 2021-04-29 | 23 | ON | 21.68 | 7.49 | 0.2 | 0.02 | 0.1 | 0.35 | 0 | -0.01 | -0.07 | -0.11 | 0 |  | 0.39 | 0.35 | 0.23 | 30.62 | 1072.508 | 0.67
D | 4002 | 2021-04-29 | 24 | OFF | 22.05 | 7.49 | 0.2 | 0.02 | 0.13 | 0 | 0 | -0.04 | -0.07 | -0.11 | 0 |  | 0.39 | 0.35 | 0.23 | 30.64 | 983.202 | 0.35
D | 4002 | 2021-04-30 | 1 | OFF | 19.56 | 7.49 | 0.72 | 0.02 | 0.12 | 0 | 0 | -0.02 | -0.07 | -0.11 | 0 |  | 0.39 | 0.35 | 0.23 | 28.68 | 925.383 | 0.86
D | 4002 | 2021-04-30 | 2 | OFF | 15.2 | 7.49 | 0.72 | 0.02 | 0.13 | 0 | 0 | 0 | -0.09 | -0.11 | 0 |  | 0.39 | 0.35 | 0.23 | 24.33 | 890.749 | 0.87
D | 4002 | 2021-04-30 | 3 | OFF | 14.85 | 7.49 | 0.72 | 0.02 | 0.11 | 0 | 0 | -0.03 | -0.08 | -0.11 | 0 |  | 0.39 | 0.35 | 0.23 | 23.94 | 876.913 | 0.85
D | 4002 | 2021-04-30 | 4 | OFF | 11.1 | 7.49 | 0.72 | 0.02 | 0.09 | 0 | 0 | 0 | -0.08 | -0.11 | 0 |  | 0.39 | 0.35 | 0.23 | 20.2 | 878.476 | 0.83
D | 4002 | 2021-04-30 | 5 | OFF | 4.84 | 7.49 | 0.72 | 0.02 | 0.01 | 0 | 0 | -0.01 | -0.05 | -0.11 | 0 |  | 0.39 | 0.35 | 0.23 | 13.88 | 906.364 | 0.75
D | 4002 | 2021-04-30 | 6 | OFF | 16.76 | 7.49 | 0.72 | 0.02 | 0.06 | 0 | 0 | 0.04 | -0.04 | -0.11 | 0 |  | 0.39 | 0.35 | 0.23 | 25.91 | 980.82 | 0.8
D | 4002 | 2021-04-30 | 7 | OFF | 20.33 | 7.49 | 0.72 | 0.02 | 0.14 | 0 | 0 | -0.01 | -0.06 | -0.11 | 0 |  | 0.39 | 0.35 | 0.23 | 29.49 | 1086.213 | 0.88
D | 4002 | 2021-04-30 | 8 | ON | 21.46 | 7.49 | 0.72 | 0.02 | 0.12 | 0.33 | 0 | 0.01 | -0.15 | -0.11 | 0 |  | 0.39 | 0.35 | 0.23 | 30.86 | 1177.493 | 1.19
D | 4002 | 2021-04-30 | 9 | ON | 20.14 | 7.49 | 0.72 | 0.02 | 0.08 | 0.32 | 0 | -0.01 | -0.13 | -0.11 | 0 |  | 0.39 | 0.35 | 0.23 | 29.49 | 1226.167 | 1.14
D | 4002 | 2021-04-30 | 10 | ON | 20.81 | 7.49 | 0.72 | 0.02 | 0.06 | 0.32 | 0 | -0.01 | -0.15 | -0.11 | 0 |  | 0.39 | 0.35 | 0.23 | 30.12 | 1264.604 | 1.12
D | 4002 | 2021-04-30 | 11 | ON | 22.66 | 7.49 | 0.72 | 0.02 | 0.05 | 0.32 | 0 | 0 | -0.15 | -0.11 | 0 |  | 0.39 | 0.35 | 0.23 | 31.97 | 1280.506 | 1.11
D | 4002 | 2021-04-30 | 12 | ON | 23.3 | 7.49 | 0.72 | 0.02 | 0.06 | 0.32 | 0 | -0.01 | -0.15 | -0.11 | 0 |  | 0.39 | 0.35 | 0.23 | 32.61 | 1277.35 | 1.12
D | 4002 | 2021-04-30 | 13 | ON | 19.95 | 7.49 | 0.72 | 0.02 | 0.06 | 0.32 | 0 | 0.01 | -0.1 | -0.11 | 0 |  | 0.39 | 0.35 | 0.23 | 29.33 | 1266.293 | 1.12
D | 4002 | 2021-04-30 | 14 | ON | 18.74 | 7.49 | 0.72 | 0.02 | 0.06 | 0.32 | 0 | 0.01 | -0.1 | -0.11 | 0 |  | 0.39 | 0.35 | 0.23 | 28.12 | 1248.567 | 1.12
D | 4002 | 2021-04-30 | 15 | ON | 17.26 | 7.49 | 0.72 | 0.02 | 0.07 | 0.34 | 0 | 0.01 | -0.09 | -0.11 | 0 |  | 0.39 | 0.35 | 0.23 | 26.68 | 1228.667 | 1.15
D | 4002 | 2021-04-30 | 16 | ON | 17.9 | 7.49 | 0.72 | 0.02 | 0.07 | 0.34 | 0 | 0.01 | -0.1 | -0.11 | 0 |  | 0.39 | 0.35 | 0.23 | 27.31 | 1207.208 | 1.15
D | 4002 | 2021-04-30 | 17 | ON | 18.85 | 7.49 | 0.72 | 0.02 | 0.07 | 0.34 | 0 | 0.06 | -0.12 | -0.11 | 0 |  | 0.39 | 0.35 | 0.23 | 28.29 | 1207.972 | 1.15
D | 4002 | 2021-04-30 | 18 | ON | 18.93 | 7.49 | 0.72 | 0.02 | 0.07 | 0.33 | 0 | -0.02 | -0.14 | -0.11 | 0 |  | 0.39 | 0.35 | 0.23 | 28.26 | 1228.73 | 1.14
D | 4002 | 2021-04-30 | 19 | ON | 20.57 | 7.49 | 0.72 | 0.02 | 0.05 | 0.32 | 0 | -0.01 | -0.14 | -0.11 | 0 |  | 0.39 | 0.35 | 0.23 | 29.88 | 1231.42 | 1.11
D | 4002 | 2021-04-30 | 20 | ON | 21.21 | 7.49 | 0.72 | 0.02 | 0.06 | 0.32 | 0 | -0.03 | -0.16 | -0.11 | 0 |  | 0.39 | 0.35 | 0.23 | 30.49 | 1233.212 | 1.12
D | 4002 | 2021-04-30 | 21 | ON | 22.71 | 7.49 | 0.72 | 0.02 | 0.07 | 0.32 | 0 | -0.03 | -0.17 | -0.11 | 0 |  | 0.39 | 0.35 | 0.23 | 31.99 | 1216.736 | 1.13
D | 4002 | 2021-04-30 | 22 | ON | 19.12 | 7.49 | 0.72 | 0.02 | 0.15 | 0.33 | 0 | -0.02 | -0.13 | -0.11 | 0 |  | 0.39 | 0.35 | 0.23 | 28.54 | 1149.878 | 1.22
D | 4002 | 2021-04-30 | 23 | ON | 17.03 | 7.49 | 0.72 | 0.02 | 0.21 | 0.36 | 0 | 0.01 | -0.13 | -0.11 | 0 |  | 0.39 | 0.35 | 0.23 | 26.57 | 1059.159 | 1.31
D | 4002 | 2021-04-30 | 24 | OFF | 10.05 | 7.49 | 0.72 | 0.02 | 0.37 | 0 | 0 | 0.01 | -0.24 | -0.11 | 0 |  | 0.39 | 0.35 | 0.23 | 19.28 | 978.781 | 1.11
T | 720 lines

## whlsecost_hourly_4002_202105
C | Hourly Wholesale Load Cost Report
C | Filename: whlsecost_hourly_4002_202105.csv
C | Report for: 05 2021
C | Report generated: 04/08/2022 14:22:23 EDT
H | Location ID | Local Date | Local Hour | OnOffPeak | RTLMP | Capacity | First Contingency | Second Contingency | Regulation | Forward Reserves | Real-Time Reserves | Inadvertent | Marginal Loss Rev Fund | Auction Rev Rights | Real-Time Demand Reduction Cost | Price Responsive Demand Cost | ISO Sched 2 | ISO Sched 3 | NEPOOL Exp | Total Cost | RTLO | Total Ancillary & NCPC
H | Number | Date | Number | String | Number | Number | Number | Number | Number | Number | Number | Number | Number | Number | Number | Number | Number | Number | Number | Number | Number
D | 4002 | 2021-05-01 | 1 | OFF | 13.85 | 7.32 | 0.19 | 0.04 | 0.11 | 0 | 0 | 0.02 | -0.13 | -0.06 | 0 |  | 0.39 | 0.34 | 0.23 | 22.3 | 922.695 | 0.34
D | 4002 | 2021-05-01 | 2 | OFF | 15.35 | 7.32 | 0.19 | 0.04 | 0.06 | 0 | 0 | 0.01 | -0.16 | -0.06 | 0 |  | 0.39 | 0.34 | 0.23 | 23.71 | 888.194 | 0.29
D | 4002 | 2021-05-01 | 3 | OFF | 17.1 | 7.32 | 0.19 | 0.04 | 0.05 | 0 | 0 | -0.01 | -0.16 | -0.06 | 0 |  | 0.39 | 0.34 | 0.23 | 25.43 | 871.248 | 0.28
D | 4002 | 2021-05-01 | 4 | OFF | 16.85 | 7.32 | 0.19 | 0.04 | 0.05 | 0 | 0 | 0.01 | -0.15 | -0.06 | 0 |  | 0.39 | 0.34 | 0.23 | 25.21 | 868.958 | 0.28
D | 4002 | 2021-05-01 | 5 | OFF | 16.11 | 7.32 | 0.19 | 0.04 | 0.05 | 0 | 0 | 0.01 | -0.17 | -0.06 | 0 |  | 0.39 | 0.34 | 0.23 | 24.45 | 881.133 | 0.28
D | 4002 | 2021-05-01 | 6 | OFF | 18.73 | 7.32 | 0.19 | 0.04 | 0.06 | 0 | 0.07 | 0.01 | -0.17 | -0.06 | 0 |  | 0.39 | 0.34 | 0.23 | 27.15 | 921.837 | 0.36
D | 4002 | 2021-05-01 | 7 | OFF | 18.16 | 7.32 | 0.19 | 0.04 | 0.47 | 0 | 0 | -0.01 | -0.24 | -0.06 | 0 |  | 0.39 | 0.34 | 0.23 | 26.83 | 982.24 | 0.7
D | 4002 | 2021-05-01 | 8 | OFF | 17.62 | 7.32 | 0.19 | 0.04 | 0.57 | 0 | 0.02 | -0.03 | -0.25 | -0.06 | 0 |  | 0.39 | 0.34 | 0.23 | 26.38 | 1057.791 | 0.82
D | 4002 | 2021-05-01 | 9 | OFF | 20.29 | 7.32 | 0.19 | 0.04 | 0.82 | 0 | 0.13 | -0.01 | -0.2 | -0.06 | 0 |  | 0.39 | 0.34 | 0.23 | 29.48 | 1103.027 | 1.18
D | 4002 | 2021-05-01 | 10 | OFF | 16.34 | 7.32 | 0.19 | 0.04 | 0.19 | 0 | 0 | -0.02 | -0.22 | -0.06 | 0 |  | 0.39 | 0.34 | 0.23 | 24.74 | 1121.917 | 0.42
D | 4002 | 2021-05-01 | 11 | OFF | 4.69 | 7.32 | 0.19 | 0.04 | 0.16 | 0 | 0 | 0.03 | -0.09 | -0.06 | 0 |  | 0.39 | 0.34 | 0.23 | 13.24 | 1116.653 | 0.39
D | 4002 | 2021-05-01 | 12 | OFF | 1.91 | 7.32 | 0.19 | 0.04 | 0.26 | 0 | 0 | 0 | -0.14 | -0.06 | 0 |  | 0.39 | 0.34 | 0.23 | 10.48 | 1106.246 | 0.49
D | 4002 | 2021-05-01 | 13 | OFF | -13.19 | 7.32 | 0.19 | 0.04 | 0.22 | 0 | 0 | -0.04 | -0.06 | -0.06 | 0 |  | 0.39 | 0.34 | 0.23 | -4.62 | 1077.793 | 0.45
D | 4002 | 2021-05-01 | 14 | OFF | -1.42 | 7.32 | 0.19 | 0.04 | 0.35 | 0 | 0 | -0.01 | -0.15 | -0.06 | 0 |  | 0.39 | 0.34 | 0.23 | 7.22 | 1044.882 | 0.58
D | 4002 | 2021-05-01 | 15 | OFF | -0.98 | 7.32 | 0.19 | 0.04 | 0.19 | 0 | 0 | -0.02 | -0.13 | -0.06 | 0 |  | 0.39 | 0.34 | 0.23 | 7.51 | 1016.866 | 0.42
D | 4002 | 2021-05-01 | 16 | OFF | -0.48 | 7.32 | 0.19 | 0.04 | 0.18 | 0 | 0 | 0 | -0.06 | -0.06 | 0 |  | 0.39 | 0.34 | 0.23 | 8.09 | 1015.262 | 0.41
D | 4002 | 2021-05-01 | 17 | OFF | 0.47 | 7.32 | 0.19 | 0.04 | 0.28 | 0 | 0 | 0 | -0.03 | -0.06 | 0 |  | 0.39 | 0.34 | 0.23 | 9.17 | 1048.829 | 0.51
D | 4002 | 2021-05-01 | 18 | OFF | 11.29 | 7.32 | 0.19 | 0.04 | 0.22 | 0 | 0 | -0.02 | -0.02 | -0.06 | 0 |  | 0.39 | 0.34 | 0.23 | 19.92 | 1103.31 | 0.45
D | 4002 | 2021-05-01 | 19 | OFF | 17.18 | 7.32 | 0.19 | 0.04 | 0.11 | 0 | 0.04 | -0.02 | -0.14 | -0.06 | 0 |  | 0.39 | 0.34 | 0.23 | 25.62 | 1125.713 | 0.38
D | 4002 | 2021-05-01 | 20 | OFF | 16.93 | 7.32 | 0.19 | 0.04 | 0.08 | 0 | 0 | -0.01 | -0.19 | -0.06 | 0 |  | 0.39 | 0.34 | 0.23 | 25.26 | 1135.884 | 0.31
D | 4002 | 2021-05-01 | 21 | OFF | 20.73 | 7.32 | 0.19 | 0.04 | 0.08 | 0 | 0 | -0.01 | -0.25 | -0.06 | 0 |  | 0.39 | 0.34 | 0.23 | 29 | 1153.034 | 0.31
D | 4002 | 2021-05-01 | 22 | OFF | 18.27 | 7.32 | 0.19 | 0.04 | 0.17 | 0 | 0 | 0.01 | -0.12 | -0.06 | 0 |  | 0.39 | 0.34 | 0.23 | 26.78 | 1099.963 | 0.4
D | 4002 | 2021-05-01 | 23 | OFF | 16.17 | 7.32 | 0.19 | 0.04 | 0.12 | 0 | 0 | -0.01 | -0.07 | -0.06 | 0 |  | 0.39 | 0.34 | 0.23 | 24.66 | 1020.233 | 0.35
D | 4002 | 2021-05-01 | 24 | OFF | 3.16 | 7.32 | 0.19 | 0.04 | 0.22 | 0 | 0 | 0 | -0.02 | -0.06 | 0 |  | 0.39 | 0.34 | 0.23 | 11.81 | 943.917 | 0.45
D | 4002 | 2021-05-02 | 1 | OFF | 10.16 | 7.32 | 0.17 | 0.04 | 0.08 | 0 | 0 | -0.01 | -0.18 | -0.06 | 0 |  | 0.39 | 0.34 | 0.23 | 18.48 | 886.211 | 0.29
D | 4002 | 2021-05-02 | 2 | OFF | 12.29 | 7.32 | 0.17 | 0.04 | 0.09 | 0 | 0 | -0.02 | -0.15 | -0.06 | 0 |  | 0.39 | 0.34 | 0.23 | 20.64 | 853.713 | 0.3
D | 4002 | 2021-05-02 | 3 | OFF | 16.95 | 7.32 | 0.17 | 0.04 | 0.08 | 0 | 0 | -0.02 | -0.12 | -0.06 | 0 |  | 0.39 | 0.34 | 0.23 | 25.32 | 836.591 | 0.29
D | 4002 | 2021-05-02 | 4 | OFF | 15.29 | 7.32 | 0.17 | 0.04 | 0.07 | 0 | 0 | -0.02 | -0.13 | -0.06 | 0 |  | 0.39 | 0.34 | 0.23 | 23.64 | 832.503 | 0.28
D | 4002 | 2021-05-02 | 5 | OFF | 16.15 | 7.32 | 0.17 | 0.04 | 0.1 | 0 | 0 | 0.01 | -0.12 | -0.06 | 0 |  | 0.39 | 0.34 | 0.23 | 24.57 | 839.168 | 0.31
D | 4002 | 2021-05-02 | 6 | OFF | 19.33 | 7.32 | 0.17 | 0.04 | 0.07 | 0 | 0 | 0.01 | -0.11 | -0.06 | 0 |  | 0.39 | 0.34 | 0.23 | 27.73 | 866.245 | 0.28
D | 4002 | 2021-05-02 | 7 | OFF | 15.33 | 7.32 | 0.17 | 0.04 | 0.4 | 0 | 0 | 0.01 | -0.13 | -0.06 | 0 |  | 0.39 | 0.34 | 0.23 | 24.04 | 904.817 | 0.61
D | 4002 | 2021-05-02 | 8 | OFF | 10.93 | 7.32 | 0.17 | 0.04 | 0.42 | 0 | 0 | -0.01 | -0.11 | -0.06 | 0 |  | 0.39 | 0.34 | 0.23 | 19.66 | 959.563 | 0.63
D | 4002 | 2021-05-02 | 9 | OFF | 8.95 | 7.32 | 0.17 | 0.04 | 0.29 | 0 | 0 | -0.02 | -0.12 | -0.06 | 0 |  | 0.39 | 0.34 | 0.23 | 17.53 | 1012.112 | 0.5
D | 4002 | 2021-05-02 | 10 | OFF | 13.23 | 7.32 | 0.17 | 0.04 | 0.15 | 0 | 0 | -0.01 | -0.17 | -0.06 | 0 |  | 0.39 | 0.34 | 0.23 | 21.63 | 1044.096 | 0.36
D | 4002 | 2021-05-02 | 11 | OFF | -4.04 | 7.32 | 0.17 | 0.04 | 0.01 | 0 | 0 | 0 | -0.24 | -0.06 | 0 |  | 0.39 | 0.34 | 0.23 | 4.16 | 1076.743 | 0.22
D | 4002 | 2021-05-02 | 12 | OFF | 10.84 | 7.32 | 0.17 | 0.04 | 0.25 | 0 | 0 | 0 | -0.18 | -0.06 | 0 |  | 0.39 | 0.34 | 0.23 | 19.34 | 1084.305 | 0.46
D | 4002 | 2021-05-02 | 13 | OFF | 17.49 | 7.32 | 0.17 | 0.04 | 0.12 | 0 | 0.08 | 0.01 | -0.16 | -0.06 | 0 |  | 0.39 | 0.34 | 0.23 | 25.97 | 1088.276 | 0.41
D | 4002 | 2021-05-02 | 14 | OFF | 16.25 | 7.32 | 0.17 | 0.04 | 0.1 | 0 | 0.06 | -0.01 | -0.22 | -0.06 | 0 |  | 0.39 | 0.34 | 0.23 | 24.61 | 1103.537 | 0.37
D | 4002 | 2021-05-02 | 15 | OFF | 22.25 | 7.32 | 0.17 | 0.04 | 0.09 | 0 | 0.07 | -0.03 | -0.1 | -0.06 | 0 |  | 0.39 | 0.34 | 0.23 | 30.71 | 1105.536 | 0.37
D | 4002 | 2021-05-02 | 16 | OFF | 21.13 | 7.32 | 0.17 | 0.04 | 0.11 | 0 | 0.02 | 0.06 | -0.16 | -0.06 | 0 |  | 0.39 | 0.34 | 0.23 | 29.59 | 1076.233 | 0.34
D | 4002 | 2021-05-02 | 17 | OFF | 14.97 | 7.32 | 0.17 | 0.04 | 0.09 | 0 | 0 | -0.01 | -0.24 | -0.06 | 0 |  | 0.39 | 0.34 | 0.23 | 23.24 | 1087.269 | 0.3
D | 4002 | 2021-05-02 | 18 | OFF | 17.76 | 7.32 | 0.17 | 0.04 | 0.07 | 0 | 0 | 0.01 | -0.19 | -0.06 | 0 |  | 0.39 | 0.34 | 0.23 | 26.08 | 1145.69 | 0.28
D | 4002 | 2021-05-02 | 19 | OFF | 18.03 | 7.32 | 0.17 | 0.04 | 0.06 | 0 | 0.02 | 0 | -0.16 | -0.06 | 0 |  | 0.39 | 0.34 | 0.23 | 26.38 | 1172.86 | 0.29
D | 4002 | 2021-05-02 | 20 | OFF | 28.52 | 7.32 | 0.17 | 0.04 | 0.11 | 0 | 0.01 | 0 | -0.26 | -0.06 | 0 |  | 0.39 | 0.34 | 0.23 | 36.81 | 1178.654 | 0.33
D | 4002 | 2021-05-02 | 21 | OFF | 25.83 | 7.32 | 0.17 | 0.04 | 0.16 | 0 | 0.01 | 0 | -0.32 | -0.06 | 0 |  | 0.39 | 0.34 | 0.23 | 34.11 | 1179.96 | 0.38
D | 4002 | 2021-05-02 | 22 | OFF | 20.99 | 7.32 | 0.17 | 0.04 | 0.28 | 0 | 0 | 0.01 | -0.25 | -0.06 | 0 |  | 0.39 | 0.34 | 0.23 | 29.46 | 1095.596 | 0.49
D | 4002 | 2021-05-02 | 23 | OFF | 12.95 | 7.32 | 0.17 | 0.04 | 0.18 | 0 | 0 | 0 | -0.1 | -0.06 | 0 |  | 0.39 | 0.34 | 0.23 | 21.46 | 993.877 | 0.39
D | 4002 | 2021-05-02 | 24 | OFF | 12.55 | 7.32 | 0.17 | 0.04 | 0.18 | 0 | 0 | -0.02 | -0.27 | -0.06 | 0 |  | 0.39 | 0.34 | 0.23 | 20.87 | 911.858 | 0.39
D | 4002 | 2021-05-03 | 1 | OFF | 14.7 | 7.32 | 0.14 | 0.01 | 0.08 | 0 | 0 | -0.01 | -0.14 | -0.06 | 0 |  | 0.39 | 0.34 | 0.23 | 23 | 859.375 | 0.23
D | 4002 | 2021-05-03 | 2 | OFF | 13.9 | 7.32 | 0.14 | 0.01 | 0.09 | 0 | 0 | -0.01 | -0.09 | -0.06 | 0 |  | 0.39 | 0.34 | 0.23 | 22.26 | 833.718 | 0.24
D | 4002 | 2021-05-03 | 3 | OFF | 13.3 | 7.32 | 0.14 | 0.01 | 0.09 | 0 | 0 | -0.01 | -0.04 | -0.06 | 0 |  | 0.39 | 0.34 | 0.23 | 21.71 | 823.883 | 0.24
D | 4002 | 2021-05-03 | 4 | OFF | 12.01 | 7.32 | 0.14 | 0.01 | 0.08 | 0 | 0 | 0.01 | -0.12 | -0.06 | 0 |  | 0.39 | 0.34 | 0.23 | 20.35 | 828.57 | 0.23
D | 4002 | 2021-05-03 | 5 | OFF | -2.06 | 7.32 | 0.14 | 0.01 | 0 | 0 | 0 | 0 | -0.11 | -0.06 | 0 |  | 0.39 | 0.34 | 0.23 | 6.2 | 859.618 | 0.15
D | 4002 | 2021-05-03 | 6 | OFF | 14.25 | 7.32 | 0.14 | 0.01 | 0.09 | 0 | 0 | -0.01 | -0.17 | -0.06 | 0 |  | 0.39 | 0.34 | 0.23 | 22.53 | 953.12 | 0.24
D | 4002 | 2021-05-03 | 7 | OFF | 15.86 | 7.32 | 0.14 | 0.01 | 0.11 | 0 | 0 | -0.01 | -0.24 | -0.06 | 0 |  | 0.39 | 0.34 | 0.23 | 24.09 | 1092.764 | 0.26
D | 4002 | 2021-05-03 | 8 | ON | 15.72 | 7.32 | 0.14 | 0.01 | 0.11 | 0.38 | 0 | 0.01 | -0.13 | -0.06 | 0 |  | 0.39 | 0.34 | 0.23 | 24.46 | 1197.908 | 0.64
D | 4002 | 2021-05-03 | 9 | ON | 16.71 | 7.32 | 0.14 | 0.01 | 0.07 | 0.37 | 0 | 0.03 | -0.26 | -0.06 | 0 |  | 0.39 | 0.34 | 0.23 | 25.29 | 1245.857 | 0.59
D | 4002 | 2021-05-03 | 10 | ON | 15.28 | 7.32 | 0.14 | 0.01 | 0.07 | 0.37 | 0 | -0.01 | -0.18 | -0.06 | 0 |  | 0.39 | 0.34 | 0.23 | 23.9 | 1253.1 | 0.59
D | 4002 | 2021-05-03 | 11 | ON | 14 | 7.32 | 0.14 | 0.01 | 0.07 | 0.37 | 0 | 0 | -0.13 | -0.06 | 0 |  | 0.39 | 0.34 | 0.23 | 22.68 | 1241.042 | 0.59
D | 4002 | 2021-05-03 | 12 | ON | 11.71 | 7.32 | 0.14 | 0.01 | 0.08 | 0.35 | 0 | -0.01 | -0.21 | -0.06 | 0 |  | 0.39 | 0.34 | 0.23 | 20.29 | 1247.172 | 0.58
D | 4002 | 2021-05-03 | 13 | ON | 12.16 | 7.32 | 0.14 | 0.01 | 0.07 | 0.37 | 0 | -0.02 | -0.2 | -0.06 | 0 |  | 0.39 | 0.34 | 0.23 | 20.75 | 1259.549 | 0.59
D | 4002 | 2021-05-03 | 14 | ON | 16.9 | 7.32 | 0.14 | 0.01 | 0.07 | 0.36 | 0 | -0.07 | -0.19 | -0.06 | 0 |  | 0.39 | 0.34 | 0.23 | 25.44 | 1254.877 | 0.58
D | 4002 | 2021-05-03 | 15 | ON | 24.73 | 7.32 | 0.14 | 0.01 | 0.05 | 0.34 | 0.04 | -0.04 | 0.13 | -0.06 | 0 |  | 0.39 | 0.34 | 0.23 | 33.62 | 1234.524 | 0.58
D | 4002 | 2021-05-03 | 16 | ON | 27.97 | 7.32 | 0.14 | 0.01 | 0.09 | 0.34 | 0 | -0.05 | 0.05 | -0.06 | 0 |  | 0.39 | 0.34 | 0.23 | 36.77 | 1233.34 | 0.58
D | 4002 | 2021-05-03 | 17 | ON | 22.97 | 7.32 | 0.14 | 0.01 | 0.05 | 0.35 | 0 | 0 | -0.18 | -0.06 | 0 |  | 0.39 | 0.34 | 0.23 | 31.56 | 1239.748 | 0.55
D | 4002 | 2021-05-03 | 18 | ON | 19.31 | 7.32 | 0.14 | 0.01 | 0.07 | 0.34 | 0 | -0.04 | -0.37 | -0.06 | 0 |  | 0.39 | 0.34 | 0.23 | 27.68 | 1273.996 | 0.56
D | 4002 | 2021-05-03 | 19 | ON | 21.38 | 7.32 | 0.14 | 0.01 | 0.04 | 0.34 | 0 | -0.03 | -0.32 | -0.06 | 0 |  | 0.39 | 0.34 | 0.23 | 29.78 | 1283.802 | 0.53
D | 4002 | 2021-05-03 | 20 | ON | 21.14 | 7.32 | 0.14 | 0.01 | 0.06 | 0.34 | 0 | -0.04 | -0.18 | -0.06 | 0 |  | 0.39 | 0.34 | 0.23 | 29.69 | 1267.661 | 0.55
D | 4002 | 2021-05-03 | 21 | ON | 19.13 | 7.32 | 0.14 | 0.01 | 0.06 | 0.34 | 0 | -0.03 | -0.13 | -0.06 | 0 |  | 0.39 | 0.34 | 0.23 | 27.74 | 1248.078 | 0.55
D | 4002 | 2021-05-03 | 22 | ON | 20.06 | 7.32 | 0.14 | 0.01 | 0.12 | 0.37 | 0 | -0.05 | -0.04 | -0.06 | 0 |  | 0.39 | 0.34 | 0.23 | 28.83 | 1151.87 | 0.64
D | 4002 | 2021-05-03 | 23 | ON | 17.8 | 7.32 | 0.14 | 0.01 | 0.12 | 0.4 | 0 | -0.06 | -0.13 | -0.06 | 0 |  | 0.39 | 0.34 | 0.23 | 26.5 | 1040.744 | 0.67
D | 4002 | 2021-05-03 | 24 | OFF | 16.19 | 7.32 | 0.14 | 0.01 | 0.13 | 0 | 0 | -0.02 | -0.1 | -0.06 | 0 |  | 0.39 | 0.34 | 0.23 | 24.57 | 950.286 | 0.28
D | 4002 | 2021-05-04 | 1 | OFF | 15.7 | 7.32 | 0.55 | 0.01 | 0.08 | 0 | 0 | -0.04 | -0.01 | -0.06 | 0 |  | 0.39 | 0.34 | 0.23 | 24.51 | 895.215 | 0.64
D | 4002 | 2021-05-04 | 2 | OFF | 15.27 | 7.32 | 0.55 | 0.01 | 0.08 | 0 | 0 | -0.02 | -0.11 | -0.06 | 0 |  | 0.39 | 0.34 | 0.23 | 24 | 863.192 | 0.64
D | 4002 | 2021-05-04 | 3 | OFF | 15.14 | 7.32 | 0.55 | 0.01 | 0.12 | 0 | 0 | -0.03 | 0.01 | -0.06 | 0 |  | 0.39 | 0.34 | 0.23 | 24.02 | 850.466 | 0.68
D | 4002 | 2021-05-04 | 4 | OFF | 16.67 | 7.32 | 0.55 | 0.01 | 0.1 | 0 | 0 | -0.04 | -0.02 | -0.06 | 0 |  | 0.39 | 0.34 | 0.23 | 25.49 | 856.533 | 0.66
D | 4002 | 2021-05-04 | 5 | OFF | 16.71 | 7.32 | 0.55 | 0.01 | 0.09 | 0 | 0 | -0.02 | -0.08 | -0.06 | 0 |  | 0.39 | 0.34 | 0.23 | 25.48 | 888.75 | 0.65
D | 4002 | 2021-05-04 | 6 | OFF | 17.68 | 7.32 | 0.55 | 0.01 | 0.12 | 0 | 0 | 0.04 | -0.16 | -0.06 | 0 |  | 0.39 | 0.34 | 0.23 | 26.46 | 976.471 | 0.68
D | 4002 | 2021-05-04 | 7 | OFF | 18.35 | 7.32 | 0.55 | 0.01 | 0.31 | 0 | 0 | 0.01 | -0.17 | -0.06 | 0 |  | 0.39 | 0.34 | 0.23 | 27.28 | 1115.702 | 0.87
D | 4002 | 2021-05-04 | 8 | ON | 20.91 | 7.32 | 0.55 | 0.01 | 0.16 | 0.36 | 0 | -0.03 | -0.13 | -0.06 | 0 |  | 0.39 | 0.34 | 0.23 | 30.05 | 1226.856 | 1.08
D | 4002 | 2021-05-04 | 9 | ON | 23.32 | 7.32 | 0.55 | 0.01 | 0.06 | 0.33 | 0 | 0.02 | -0.14 | -0.06 | 0 |  | 0.39 | 0.34 | 0.23 | 32.37 | 1273.174 | 0.95
D | 4002 | 2021-05-04 | 10 | ON | 23.32 | 7.32 | 0.55 | 0.01 | 0.05 | 0.33 | 0 | -0.01 | -0.17 | -0.06 | 0 |  | 0.39 | 0.34 | 0.23 | 32.3 | 1292.715 | 0.94
D | 4002 | 2021-05-04 | 11 | ON | 26.49 | 7.32 | 0.55 | 0.01 | 0.07 | 0.33 | 0 | 0.03 | -0.19 | -0.06 | 0 |  | 0.39 | 0.34 | 0.23 | 35.51 | 1299.17 | 0.96
D | 4002 | 2021-05-04 | 12 | ON | 29.51 | 7.32 | 0.55 | 0.01 | 0.05 | 0.33 | 0 | 0 | -0.2 | -0.06 | 0 |  | 0.39 | 0.34 | 0.23 | 38.47 | 1304.278 | 0.94
D | 4002 | 2021-05-04 | 13 | ON | 27.32 | 7.32 | 0.55 | 0.01 | 0.05 | 0.34 | 0 | 0.03 | -0.18 | -0.06 | 0 |  | 0.39 | 0.34 | 0.23 | 36.34 | 1277.003 | 0.95
D | 4002 | 2021-05-04 | 14 | ON | 24.89 | 7.32 | 0.55 | 0.01 | 0.06 | 0.33 | 0 | 0 | -0.16 | -0.06 | 0 |  | 0.39 | 0.34 | 0.23 | 33.9 | 1256.855 | 0.95
D | 4002 | 2021-05-04 | 15 | ON | 25.58 | 7.32 | 0.55 | 0.01 | 0.07 | 0.36 | 0 | 0.01 | -0.16 | -0.06 | 0 |  | 0.39 | 0.34 | 0.23 | 34.64 | 1237.121 | 0.99
D | 4002 | 2021-05-04 | 16 | ON | 24.81 | 7.32 | 0.55 | 0.01 | 0.06 | 0.36 | 0 | -0.01 | -0.17 | -0.06 | 0 |  | 0.39 | 0.34 | 0.23 | 33.83 | 1231.33 | 0.98
D | 4002 | 2021-05-04 | 17 | ON | 24.67 | 7.32 | 0.55 | 0.01 | 0.05 | 0.36 | 0 | -0.02 | -0.18 | -0.06 | 0 |  | 0.39 | 0.34 | 0.23 | 33.66 | 1234.318 | 0.97
D | 4002 | 2021-05-04 | 18 | ON | 24.18 | 7.32 | 0.55 | 0.01 | 0.02 | 0.34 | 0 | -0.05 | -0.2 | -0.06 | 0 |  | 0.39 | 0.34 | 0.23 | 33.07 | 1260.808 | 0.92
D | 4002 | 2021-05-04 | 19 | ON | 27.96 | 7.32 | 0.55 | 0.01 | 0.04 | 0.34 | 0 | -0.01 | -0.22 | -0.06 | 0 |  | 0.39 | 0.34 | 0.23 | 36.89 | 1274.638 | 0.94
D | 4002 | 2021-05-04 | 20 | ON | 27.48 | 7.32 | 0.55 | 0.01 | 0.04 | 0.34 | 0 | 0.02 | -0.22 | -0.06 | 0 |  | 0.39 | 0.34 | 0.23 | 36.44 | 1281.352 | 0.94
D | 4002 | 2021-05-04 | 21 | ON | 26.84 | 7.32 | 0.55 | 0.01 | 0.07 | 0.34 | 0 | 0 | -0.19 | -0.06 | 0 |  | 0.39 | 0.34 | 0.23 | 35.84 | 1257.383 | 0.97
D | 4002 | 2021-05-04 | 22 | ON | 28.25 | 7.32 | 0.55 | 0.01 | 0.14 | 0.36 | 0 | -0.05 | -0.18 | -0.06 | 0 |  | 0.39 | 0.34 | 0.23 | 37.3 | 1163.347 | 1.06
D | 4002 | 2021-05-04 | 23 | ON | 23.55 | 7.32 | 0.55 | 0.01 | 0.18 | 0.4 | 0 | -0.06 | -0.16 | -0.06 | 0 |  | 0.39 | 0.34 | 0.23 | 32.69 | 1051.661 | 1.14
D | 4002 | 2021-05-04 | 24 | OFF | 24.83 | 7.32 | 0.55 | 0.01 | 0.12 | 0 | 0 | -0.11 | -0.18 | -0.06 | 0 |  | 0.39 | 0.34 | 0.23 | 33.44 | 962.541 | 0.68
D | 4002 | 2021-05-05 | 1 | OFF | 24.1 | 7.32 | 0.36 | 0.03 | 0.08 | 0 | 0 | -0.01 | 0.05 | -0.06 | 0 |  | 0.39 | 0.34 | 0.23 | 32.83 | 904.317 | 0.47
D | 4002 | 2021-05-05 | 2 | OFF | 19.67 | 7.32 | 0.36 | 0.03 | 0.1 | 0 | 0 | -0.05 | -0.03 | -0.06 | 0 |  | 0.39 | 0.34 | 0.23 | 28.3 | 873.08 | 0.49
D | 4002 | 2021-05-05 | 3 | OFF | 13.4 | 7.32 | 0.36 | 0.03 | 0.11 | 0 | 0 | -0.03 | -0.06 | -0.06 | 0 |  | 0.39 | 0.34 | 0.23 | 22.03 | 858.273 | 0.5
D | 4002 | 2021-05-05 | 4 | OFF | 17.19 | 7.32 | 0.36 | 0.03 | 0.1 | 0 | 0 | -0.04 | -0.08 | -0.06 | 0 |  | 0.39 | 0.34 | 0.23 | 25.78 | 864.848 | 0.49
D | 4002 | 2021-05-05 | 5 | OFF | 19.31 | 7.32 | 0.36 | 0.03 | 0.11 | 0 | 0 | -0.04 | -0.14 | -0.06 | 0 |  | 0.39 | 0.34 | 0.23 | 27.85 | 898.818 | 0.5
D | 4002 | 2021-05-05 | 6 | OFF | 27.84 | 7.32 | 0.36 | 0.03 | 0.12 | 0 | 0.09 | 0.05 | 0.1 | -0.06 | 0 |  | 0.39 | 0.34 | 0.23 | 36.81 | 992.908 | 0.6
D | 4002 | 2021-05-05 | 7 | OFF | 28.49 | 7.32 | 0.36 | 0.03 | 0.2 | 0 | 0.04 | 0.01 | -0.02 | -0.06 | 0 |  | 0.39 | 0.34 | 0.23 | 37.33 | 1129.769 | 0.63
D | 4002 | 2021-05-05 | 8 | ON | 26.07 | 7.32 | 0.36 | 0.03 | 0.13 | 0.36 | 0 | -0.01 | -0.29 | -0.06 | 0 |  | 0.39 | 0.34 | 0.23 | 34.87 | 1238.753 | 0.88
D | 4002 | 2021-05-05 | 9 | ON | 24.55 | 7.32 | 0.36 | 0.03 | 0.1 | 0.34 | 0 | 0.02 | -0.15 | -0.06 | 0 |  | 0.39 | 0.34 | 0.23 | 33.47 | 1289.803 | 0.83
D | 4002 | 2021-05-05 | 10 | ON | 24.86 | 7.32 | 0.36 | 0.03 | 0.02 | 0.34 | 0 | -0.02 | -0.12 | -0.06 | 0 |  | 0.39 | 0.34 | 0.23 | 33.69 | 1311.669 | 0.75
D | 4002 | 2021-05-05 | 11 | ON | 26.59 | 7.32 | 0.36 | 0.03 | 0.08 | 0.33 | 0 | -0.01 | -0.15 | -0.06 | 0 |  | 0.39 | 0.34 | 0.23 | 35.45 | 1333.92 | 0.8
D | 4002 | 2021-05-05 | 12 | ON | 24.18 | 7.32 | 0.36 | 0.03 | 0.04 | 0.33 | 0 | -0.01 | -0.15 | -0.06 | 0 |  | 0.39 | 0.34 | 0.23 | 33 | 1341.18 | 0.76
D | 4002 | 2021-05-05 | 13 | ON | 32.54 | 7.32 | 0.36 | 0.03 | 0.11 | 0.33 | 0 | -0.05 | -0.14 | -0.06 | 0 |  | 0.39 | 0.34 | 0.23 | 41.4 | 1334.532 | 0.83
D | 4002 | 2021-05-05 | 14 | ON | 32.82 | 7.32 | 0.36 | 0.03 | 0.11 | 0.33 | 0.02 | -0.04 | -0.13 | -0.06 | 0 |  | 0.39 | 0.34 | 0.23 | 41.72 | 1322.952 | 0.85
D | 4002 | 2021-05-05 | 15 | ON | 31.84 | 7.32 | 0.36 | 0.03 | 0.09 | 0.34 | 0.03 | -0.01 | -0.12 | -0.06 | 0 |  | 0.39 | 0.34 | 0.23 | 40.78 | 1310.014 | 0.85
D | 4002 | 2021-05-05 | 16 | ON | 28.33 | 7.32 | 0.36 | 0.03 | 0.08 | 0.34 | 0 | -0.02 | -0.09 | -0.06 | 0 |  | 0.39 | 0.34 | 0.23 | 37.25 | 1301.583 | 0.81
D | 4002 | 2021-05-05 | 17 | ON | 30.38 | 7.32 | 0.36 | 0.03 | 0.07 | 0.33 | 0 | 0 | -0.08 | -0.06 | 0 |  | 0.39 | 0.34 | 0.23 | 39.31 | 1316.943 | 0.79
D | 4002 | 2021-05-05 | 18 | ON | 35.9 | 7.32 | 0.36 | 0.03 | 0.12 | 0.32 | 0.07 | -0.01 | -0.09 | -0.06 | 0 |  | 0.39 | 0.34 | 0.23 | 44.92 | 1356.083 | 0.9
D | 4002 | 2021-05-05 | 19 | ON | 30.82 | 7.32 | 0.36 | 0.03 | 0.12 | 0.32 | 0.04 | -0.01 | -0.11 | -0.06 | 0 |  | 0.39 | 0.34 | 0.23 | 39.79 | 1347.929 | 0.87
D | 4002 | 2021-05-05 | 20 | ON | 30.35 | 7.32 | 0.36 | 0.03 | 0.09 | 0.33 | 0.14 | -0.04 | -0.13 | -0.06 | 0 |  | 0.39 | 0.34 | 0.23 | 39.35 | 1321.633 | 0.95
D | 4002 | 2021-05-05 | 21 | ON | 31.89 | 7.32 | 0.36 | 0.03 | 0.1 | 0.34 | 0.07 | -0.03 | -0.08 | -0.06 | 0 |  | 0.39 | 0.34 | 0.23 | 40.9 | 1281.391 | 0.9
D | 4002 | 2021-05-05 | 22 | ON | 32.99 | 7.32 | 0.36 | 0.03 | 0.18 | 0.36 | 0.06 | -0.06 | -0.09 | -0.06 | 0 |  | 0.39 | 0.34 | 0.23 | 42.05 | 1189.958 | 0.99
D | 4002 | 2021-05-05 | 23 | ON | 30.53 | 7.32 | 0.36 | 0.03 | 0.38 | 0.39 | 0.18 | -0.02 | -0.04 | -0.06 | 0 |  | 0.39 | 0.34 | 0.23 | 40.03 | 1076.398 | 1.34
D | 4002 | 2021-05-05 | 24 | OFF | 20.51 | 7.32 | 0.36 | 0.03 | 0.17 | 0 | 0 | -0.03 | 0 | -0.06 | 0 |  | 0.39 | 0.34 | 0.23 | 29.26 | 988.212 | 0.56
D | 4002 | 2021-05-06 | 1 | OFF | 26.62 | 7.32 | 0.14 | 0.05 | 0.28 | 0 | 0.18 | -0.03 | -0.18 | -0.06 | 0 |  | 0.39 | 0.34 | 0.23 | 35.28 | 929.727 | 0.65
D | 4002 | 2021-05-06 | 2 | OFF | 25.41 | 7.32 | 0.14 | 0.05 | 0.23 | 0 | 0 | -0.02 | -0.15 | -0.06 | 0 |  | 0.39 | 0.34 | 0.23 | 33.88 | 898.554 | 0.42
D | 4002 | 2021-05-06 | 3 | OFF | 22.99 | 7.32 | 0.14 | 0.05 | 0.07 | 0 | 0 | -0.02 | -0.15 | -0.06 | 0 |  | 0.39 | 0.34 | 0.23 | 31.3 | 882.49 | 0.26
D | 4002 | 2021-05-06 | 4 | OFF | 23.81 | 7.32 | 0.14 | 0.05 | 0.05 | 0 | 0 | -0.03 | -0.15 | -0.06 | 0 |  | 0.39 | 0.34 | 0.23 | 32.09 | 886.267 | 0.24
D | 4002 | 2021-05-06 | 5 | OFF | 25.96 | 7.32 | 0.14 | 0.05 | 0.06 | 0 | 0 | -0.01 | -0.15 | -0.06 | 0 |  | 0.39 | 0.34 | 0.23 | 34.27 | 921.072 | 0.25
D | 4002 | 2021-05-06 | 6 | OFF | 38.4 | 7.32 | 0.14 | 0.05 | 0.2 | 0 | 0 | 0.11 | -0.07 | -0.06 | 0 |  | 0.39 | 0.34 | 0.23 | 47.05 | 1011.293 | 0.39
D | 4002 | 2021-05-06 | 7 | OFF | 36.32 | 7.32 | 0.14 | 0.05 | 0.31 | 0 | 0 | 0 | -0.01 | -0.06 | 0 |  | 0.39 | 0.34 | 0.23 | 45.03 | 1144.213 | 0.5
D | 4002 | 2021-05-06 | 8 | ON | 26.9 | 7.32 | 0.14 | 0.05 | 0.19 | 0.26 | 0 | -0.01 | -0.35 | -0.06 | 0 |  | 0.39 | 0.34 | 0.23 | 35.4 | 1224.277 | 0.64
D | 4002 | 2021-05-06 | 9 | ON | 23.62 | 7.32 | 0.14 | 0.05 | 0.06 | 0.26 | 0 | 0.02 | -0.14 | -0.06 | 0 |  | 0.39 | 0.34 | 0.23 | 32.23 | 1241.724 | 0.51
D | 4002 | 2021-05-06 | 10 | ON | 20.05 | 7.32 | 0.14 | 0.05 | 0.04 | 0.28 | 0 | -0.01 | -0.13 | -0.06 | 0 |  | 0.39 | 0.34 | 0.23 | 28.64 | 1233.391 | 0.51
D | 4002 | 2021-05-06 | 11 | ON | 21.14 | 7.32 | 0.14 | 0.05 | 0.06 | 0.38 | 0 | 0.01 | -0.16 | -0.06 | 0 |  | 0.39 | 0.34 | 0.23 | 29.84 | 1222.041 | 0.63
D | 4002 | 2021-05-06 | 12 | ON | 20.41 | 7.32 | 0.14 | 0.05 | 0.07 | 0.39 | 0 | 0.02 | -0.19 | -0.06 | 0 |  | 0.39 | 0.34 | 0.23 | 29.11 | 1210.429 | 0.65
D | 4002 | 2021-05-06 | 13 | ON | 14.66 | 7.32 | 0.14 | 0.05 | 0.12 | 0.4 | 0 | -0.01 | -0.17 | -0.06 | 0 |  | 0.39 | 0.34 | 0.23 | 23.41 | 1193.439 | 0.71
D | 4002 | 2021-05-06 | 14 | ON | 18.69 | 7.32 | 0.14 | 0.05 | 0.11 | 0.41 | 0 | 0 | -0.19 | -0.06 | 0 |  | 0.39 | 0.34 | 0.23 | 27.43 | 1183.189 | 0.71
D | 4002 | 2021-05-06 | 15 | ON | 19.01 | 7.32 | 0.14 | 0.05 | 0.1 | 0.41 | 0 | -0.03 | -0.21 | -0.06 | 0 |  | 0.39 | 0.34 | 0.23 | 27.69 | 1165.707 | 0.7
D | 4002 | 2021-05-06 | 16 | ON | 19.32 | 7.32 | 0.14 | 0.05 | 0.1 | 0.41 | 0 | -0.01 | -0.27 | -0.06 | 0 |  | 0.39 | 0.34 | 0.23 | 27.96 | 1162.47 | 0.7
D | 4002 | 2021-05-06 | 17 | ON | 20.09 | 7.32 | 0.14 | 0.05 | 0.09 | 0.39 | 0 | 0 | -0.14 | -0.06 | 0 |  | 0.39 | 0.34 | 0.23 | 28.84 | 1176.631 | 0.67
D | 4002 | 2021-05-06 | 18 | ON | 20.62 | 7.32 | 0.14 | 0.05 | 0.09 | 0.37 | 0 | -0.02 | -0.2 | -0.06 | 0 |  | 0.39 | 0.34 | 0.23 | 29.27 | 1216.037 | 0.65
D | 4002 | 2021-05-06 | 19 | ON | 21.65 | 7.32 | 0.14 | 0.05 | 0.07 | 0.36 | 0 | -0.02 | -0.26 | -0.06 | 0 |  | 0.39 | 0.34 | 0.23 | 30.21 | 1236.806 | 0.62
D | 4002 | 2021-05-06 | 20 | ON | 30.63 | 7.32 | 0.14 | 0.05 | 0.11 | 0.35 | 0.02 | -0.08 | -0.37 | -0.06 | 0 |  | 0.39 | 0.34 | 0.23 | 39.07 | 1242.47 | 0.67
D | 4002 | 2021-05-06 | 21 | ON | 31.15 | 7.32 | 0.14 | 0.05 | 0.1 | 0.34 | 0 | 0.02 | -0.26 | -0.06 | 0 |  | 0.39 | 0.34 | 0.23 | 39.76 | 1253.49 | 0.63
D | 4002 | 2021-05-06 | 22 | ON | 40.09 | 7.32 | 0.14 | 0.05 | 0.37 | 0.36 | 0.32 | -0.04 | -0.04 | -0.06 | 0 |  | 0.39 | 0.34 | 0.23 | 49.47 | 1172.909 | 1.24
D | 4002 | 2021-05-06 | 23 | ON | 25.96 | 7.32 | 0.14 | 0.05 | 0.17 | 0.4 | 0.12 | 0.01 | -0.05 | -0.06 | 0 |  | 0.39 | 0.34 | 0.23 | 35.02 | 1060.832 | 0.88
D | 4002 | 2021-05-06 | 24 | OFF | 22.62 | 7.32 | 0.14 | 0.05 | 0.11 | 0 | 0 | -0.02 | -0.16 | -0.06 | 0 |  | 0.39 | 0.34 | 0.23 | 30.96 | 968.268 | 0.3
D | 4002 | 2021-05-07 | 1 | OFF | 22.37 | 7.32 | 0.35 | 0.03 | 0.1 | 0 | 0 | -0.02 | -0.23 | -0.06 | 0 |  | 0.39 | 0.34 | 0.23 | 30.82 | 908.583 | 0.48
D | 4002 | 2021-05-07 | 2 | OFF | 22.4 | 7.32 | 0.35 | 0.03 | 0.1 | 0 | 0 | -0.03 | -0.11 | -0.06 | 0 |  | 0.39 | 0.34 | 0.23 | 30.96 | 880.692 | 0.48
D | 4002 | 2021-05-07 | 3 | OFF | 22.27 | 7.32 | 0.35 | 0.03 | 0.09 | 0 | 0 | -0.01 | -0.12 | -0.06 | 0 |  | 0.39 | 0.34 | 0.23 | 30.83 | 867.329 | 0.47
D | 4002 | 2021-05-07 | 4 | OFF | 22.54 | 7.32 | 0.35 | 0.03 | 0.09 | 0 | 0 | -0.01 | -0.15 | -0.06 | 0 |  | 0.39 | 0.34 | 0.23 | 31.07 | 873.809 | 0.47
D | 4002 | 2021-05-07 | 5 | OFF | 22.37 | 7.32 | 0.35 | 0.03 | 0.09 | 0 | 0 | -0.02 | -0.07 | -0.06 | 0 |  | 0.39 | 0.34 | 0.23 | 30.97 | 908.212 | 0.47
D | 4002 | 2021-05-07 | 6 | OFF | 24.15 | 7.32 | 0.35 | 0.03 | 0.09 | 0 | 0.06 | 0.03 | 0.03 | -0.06 | 0 |  | 0.39 | 0.34 | 0.23 | 32.96 | 999.897 | 0.53
D | 4002 | 2021-05-07 | 7 | OFF | 27.09 | 7.32 | 0.35 | 0.03 | 0.17 | 0 | 0.01 | -0.01 | -0.15 | -0.06 | 0 |  | 0.39 | 0.34 | 0.23 | 35.71 | 1130.213 | 0.56
D | 4002 | 2021-05-07 | 8 | ON | 26.34 | 7.32 | 0.35 | 0.03 | 0.2 | 0.38 | 0 | 0 | -0.32 | -0.06 | 0 |  | 0.39 | 0.34 | 0.23 | 35.2 | 1201.992 | 0.96
D | 4002 | 2021-05-07 | 9 | ON | 27.09 | 7.32 | 0.35 | 0.03 | 0.15 | 0.38 | 0 | 0 | -0.1 | -0.06 | 0 |  | 0.39 | 0.34 | 0.23 | 36.12 | 1212.826 | 0.91
D | 4002 | 2021-05-07 | 10 | ON | 21.75 | 7.32 | 0.35 | 0.03 | 0.05 | 0.39 | 0 | 0.04 | -0.08 | -0.06 | 0 |  | 0.39 | 0.34 | 0.23 | 30.75 | 1200.748 | 0.82
D | 4002 | 2021-05-07 | 11 | ON | 19.86 | 7.32 | 0.35 | 0.03 | 0.07 | 0.4 | 0 | -0.01 | -0.12 | -0.06 | 0 |  | 0.39 | 0.34 | 0.23 | 28.8 | 1190.407 | 0.85
D | 4002 | 2021-05-07 | 12 | ON | 21.71 | 7.32 | 0.35 | 0.03 | 0.07 | 0.4 | 0 | -0.05 | -0.16 | -0.06 | 0 |  | 0.39 | 0.34 | 0.23 | 30.57 | 1192.094 | 0.85
D | 4002 | 2021-05-07 | 13 | ON | 32.27 | 7.32 | 0.35 | 0.03 | 0.15 | 0.39 | 0 | -0.02 | -0.15 | -0.06 | 0 |  | 0.39 | 0.34 | 0.23 | 41.24 | 1190.23 | 0.92
D | 4002 | 2021-05-07 | 14 | ON | 32.33 | 7.32 | 0.35 | 0.03 | 0.07 | 0.39 | 0.15 | 0 | -0.1 | -0.06 | 0 |  | 0.39 | 0.34 | 0.23 | 41.44 | 1179.625 | 0.99
D | 4002 | 2021-05-07 | 15 | ON | 27.57 | 7.32 | 0.35 | 0.03 | 0.08 | 0.39 | 0.13 | 0.08 | -0.11 | -0.06 | 0 |  | 0.39 | 0.34 | 0.23 | 36.74 | 1161.586 | 0.98
D | 4002 | 2021-05-07 | 16 | ON | 24.05 | 7.32 | 0.35 | 0.03 | 0.09 | 0.39 | 0 | 0.02 | -0.11 | -0.06 | 0 |  | 0.39 | 0.34 | 0.23 | 33.04 | 1145.251 | 0.86
D | 4002 | 2021-05-07 | 17 | ON | 31.31 | 7.32 | 0.35 | 0.03 | 0.12 | 0.38 | 0.34 | 0.05 | 0 | -0.06 | 0 |  | 0.39 | 0.34 | 0.23 | 40.8 | 1150.192 | 1.22
D | 4002 | 2021-05-07 | 18 | ON | 29.14 | 7.32 | 0.35 | 0.03 | 0.11 | 0.37 | 0.05 | -0.01 | -0.13 | -0.06 | 0 |  | 0.39 | 0.34 | 0.23 | 38.13 | 1180.02 | 0.91
D | 4002 | 2021-05-07 | 19 | ON | 30.24 | 7.32 | 0.35 | 0.03 | 0.11 | 0.36 | 0 | 0.03 | -0.2 | -0.06 | 0 |  | 0.39 | 0.34 | 0.23 | 39.14 | 1189.319 | 0.85
D | 4002 | 2021-05-07 | 20 | ON | 36.34 | 7.32 | 0.35 | 0.03 | 0.14 | 0.36 | 0 | 0.02 | -0.19 | -0.06 | 0 |  | 0.39 | 0.34 | 0.23 | 45.27 | 1192.264 | 0.88
D | 4002 | 2021-05-07 | 21 | ON | 33.3 | 7.32 | 0.35 | 0.03 | 0.21 | 0.35 | 0 | -0.05 | -0.2 | -0.06 | 0 |  | 0.39 | 0.34 | 0.23 | 42.21 | 1202.637 | 0.94
D | 4002 | 2021-05-07 | 22 | ON | 26.09 | 7.32 | 0.35 | 0.03 | 0.16 | 0.37 | 0.05 | 0 | -0.09 | -0.06 | 0 |  | 0.39 | 0.34 | 0.23 | 35.18 | 1137.041 | 0.96
D | 4002 | 2021-05-07 | 23 | ON | 21.48 | 7.32 | 0.35 | 0.03 | 0.2 | 0.4 | 0.02 | 0.01 | -0.07 | -0.06 | 0 |  | 0.39 | 0.34 | 0.23 | 30.64 | 1043.634 | 1
D | 4002 | 2021-05-07 | 24 | OFF | 22.21 | 7.32 | 0.35 | 0.03 | 0.11 | 0 | 0 | -0.04 | -0.13 | -0.06 | 0 |  | 0.39 | 0.34 | 0.23 | 30.75 | 958.772 | 0.49
D | 4002 | 2021-05-08 | 1 | OFF | 20.83 | 7.32 | 0.09 | 0.01 | 0.11 | 0 | 0 | -0.04 | -0.13 | -0.06 | 0 |  | 0.39 | 0.34 | 0.23 | 29.09 | 898.874 | 0.21
D | 4002 | 2021-05-08 | 2 | OFF | 22.89 | 7.32 | 0.09 | 0.01 | 0.12 | 0 | 0 | 0.02 | -0.04 | -0.06 | 0 |  | 0.39 | 0.34 | 0.23 | 31.31 | 865.108 | 0.22
D | 4002 | 2021-05-08 | 3 | OFF | 21.23 | 7.32 | 0.09 | 0.01 | 0.1 | 0 | 0 | -0.03 | -0.04 | -0.06 | 0 |  | 0.39 | 0.34 | 0.23 | 29.58 | 848.939 | 0.2
D | 4002 | 2021-05-08 | 4 | OFF | 22.25 | 7.32 | 0.09 | 0.01 | 0.14 | 0 | 0 | -0.03 | -0.12 | -0.06 | 0 |  | 0.39 | 0.34 | 0.23 | 30.56 | 847.657 | 0.24
D | 4002 | 2021-05-08 | 5 | OFF | 23.21 | 7.32 | 0.09 | 0.01 | 0.17 | 0 | 0 | 0.01 | -0.09 | -0.06 | 0 |  | 0.39 | 0.34 | 0.23 | 31.62 | 864.456 | 0.27
D | 4002 | 2021-05-08 | 6 | OFF | 24.72 | 7.32 | 0.09 | 0.01 | 0.14 | 0 | 0 | 0.01 | -0.09 | -0.06 | 0 |  | 0.39 | 0.34 | 0.23 | 33.1 | 903.876 | 0.24
D | 4002 | 2021-05-08 | 7 | OFF | 21.36 | 7.32 | 0.09 | 0.01 | 0.24 | 0 | 0 | 0.02 | -0.06 | -0.06 | 0 |  | 0.39 | 0.34 | 0.23 | 29.88 | 964.522 | 0.34
D | 4002 | 2021-05-08 | 8 | OFF | 20.93 | 7.32 | 0.09 | 0.01 | 0.18 | 0 | 0 | 0.02 | -0.09 | -0.06 | 0 |  | 0.39 | 0.34 | 0.23 | 29.36 | 1034.041 | 0.28
D | 4002 | 2021-05-08 | 9 | OFF | 20.49 | 7.32 | 0.09 | 0.01 | 0.12 | 0 | 0 | 0.02 | -0.12 | -0.06 | 0 |  | 0.39 | 0.34 | 0.23 | 28.83 | 1090.012 | 0.22
D | 4002 | 2021-05-08 | 10 | OFF | 20.3 | 7.32 | 0.09 | 0.01 | 0.06 | 0 | 0 | 0.04 | -0.11 | -0.06 | 0 |  | 0.39 | 0.34 | 0.23 | 28.61 | 1130.18 | 0.16
D | 4002 | 2021-05-08 | 11 | OFF | 20 | 7.32 | 0.09 | 0.01 | 0.08 | 0 | 0 | 0.04 | -0.04 | -0.06 | 0 |  | 0.39 | 0.34 | 0.23 | 28.4 | 1134.853 | 0.18
D | 4002 | 2021-05-08 | 12 | OFF | 18.65 | 7.32 | 0.09 | 0.01 | 0.08 | 0 | 0 | 0.03 | -0.01 | -0.06 | 0 |  | 0.39 | 0.34 | 0.23 | 27.07 | 1125.872 | 0.18
D | 4002 | 2021-05-08 | 13 | OFF | 18.04 | 7.32 | 0.09 | 0.01 | 0.1 | 0 | 0 | -0.02 | -0.09 | -0.06 | 0 |  | 0.39 | 0.34 | 0.23 | 26.35 | 1120.106 | 0.2
D | 4002 | 2021-05-08 | 14 | OFF | 18 | 7.32 | 0.09 | 0.01 | 0.12 | 0 | 0 | -0.03 | -0.09 | -0.06 | 0 |  | 0.39 | 0.34 | 0.23 | 26.32 | 1102.663 | 0.22
D | 4002 | 2021-05-08 | 15 | OFF | 18.79 | 7.32 | 0.09 | 0.01 | 0.1 | 0 | 0 | 0.03 | -0.09 | -0.06 | 0 |  | 0.39 | 0.34 | 0.23 | 27.15 | 1084.891 | 0.2
D | 4002 | 2021-05-08 | 16 | OFF | 18.9 | 7.32 | 0.09 | 0.01 | 0.1 | 0 | 0 | 0 | -0.08 | -0.06 | 0 |  | 0.39 | 0.34 | 0.23 | 27.24 | 1078.54 | 0.2
D | 4002 | 2021-05-08 | 17 | OFF | 19.62 | 7.32 | 0.09 | 0.01 | 0.09 | 0 | 0 | 0 | -0.07 | -0.06 | 0 |  | 0.39 | 0.34 | 0.23 | 27.96 | 1092.114 | 0.19
D | 4002 | 2021-05-08 | 18 | OFF | 19.98 | 7.32 | 0.09 | 0.01 | 0.08 | 0 | 0 | 0.02 | -0.12 | -0.06 | 0 |  | 0.39 | 0.34 | 0.23 | 28.28 | 1132.612 | 0.18
D | 4002 | 2021-05-08 | 19 | OFF | 20.68 | 7.32 | 0.09 | 0.01 | 0.05 | 0 | 0 | 0.02 | -0.21 | -0.06 | 0 |  | 0.39 | 0.34 | 0.23 | 28.86 | 1150.547 | 0.15
D | 4002 | 2021-05-08 | 20 | OFF | 20.36 | 7.32 | 0.09 | 0.01 | 0.04 | 0 | 0 | -0.01 | -0.19 | -0.06 | 0 |  | 0.39 | 0.34 | 0.23 | 28.52 | 1157.228 | 0.14
D | 4002 | 2021-05-08 | 21 | OFF | 28.78 | 7.32 | 0.09 | 0.01 | 0.1 | 0 | 0.25 | -0.03 | -0.28 | -0.06 | 0 |  | 0.39 | 0.34 | 0.23 | 37.14 | 1159.314 | 0.45
D | 4002 | 2021-05-08 | 22 | OFF | 22.12 | 7.32 | 0.09 | 0.01 | 0.1 | 0 | 0 | -0.01 | -0.02 | -0.06 | 0 |  | 0.39 | 0.34 | 0.23 | 30.51 | 1097.329 | 0.2
D | 4002 | 2021-05-08 | 23 | OFF | 19.37 | 7.32 | 0.09 | 0.01 | 0.12 | 0 | 0 | 0 | -0.03 | -0.06 | 0 |  | 0.39 | 0.34 | 0.23 | 27.78 | 1011.814 | 0.22
D | 4002 | 2021-05-08 | 24 | OFF | 18.05 | 7.32 | 0.09 | 0.01 | 0.17 | 0 | 0 | 0 | -0.09 | -0.06 | 0 |  | 0.39 | 0.34 | 0.23 | 26.45 | 931.033 | 0.27
D | 4002 | 2021-05-09 | 1 | OFF | 18.07 | 7.32 | 0.21 | 0.02 | 0.11 | 0 | 0 | -0.04 | -0.24 | -0.06 | 0 |  | 0.39 | 0.34 | 0.23 | 26.35 | 877.764 | 0.34
D | 4002 | 2021-05-09 | 2 | OFF | 18.58 | 7.32 | 0.21 | 0.02 | 0.18 | 0 | 0 | -0.04 | -0.16 | -0.06 | 0 |  | 0.39 | 0.34 | 0.23 | 27.01 | 846.495 | 0.41
D | 4002 | 2021-05-09 | 3 | OFF | 21.49 | 7.32 | 0.21 | 0.02 | 0.1 | 0 | 0 | -0.01 | -0.02 | -0.06 | 0 |  | 0.39 | 0.34 | 0.23 | 30.01 | 827.023 | 0.33
D | 4002 | 2021-05-09 | 4 | OFF | 19.77 | 7.32 | 0.21 | 0.02 | 0.07 | 0 | 0 | -0.01 | -0.11 | -0.06 | 0 |  | 0.39 | 0.34 | 0.23 | 28.17 | 826.102 | 0.3
D | 4002 | 2021-05-09 | 5 | OFF | 21.03 | 7.32 | 0.21 | 0.02 | 0.07 | 0 | 0 | -0.03 | -0.15 | -0.06 | 0 |  | 0.39 | 0.34 | 0.23 | 29.37 | 836.144 | 0.3
D | 4002 | 2021-05-09 | 6 | OFF | 23.49 | 7.32 | 0.21 | 0.02 | 0.07 | 0 | 0 | -0.03 | -0.21 | -0.06 | 0 |  | 0.39 | 0.34 | 0.23 | 31.77 | 862.645 | 0.3
D | 4002 | 2021-05-09 | 7 | OFF | 21.16 | 7.32 | 0.21 | 0.02 | 0.11 | 0 | 0 | -0.06 | -0.06 | -0.06 | 0 |  | 0.39 | 0.34 | 0.23 | 29.6 | 907.321 | 0.34
D | 4002 | 2021-05-09 | 8 | OFF | 18.63 | 7.32 | 0.21 | 0.02 | 0.28 | 0 | 0 | -0.01 | -0.13 | -0.06 | 0 |  | 0.39 | 0.34 | 0.23 | 27.22 | 965.857 | 0.51
D | 4002 | 2021-05-09 | 9 | OFF | 18.77 | 7.32 | 0.21 | 0.02 | 0.07 | 0 | 0 | -0.01 | -0.06 | -0.06 | 0 |  | 0.39 | 0.34 | 0.23 | 27.22 | 1026.622 | 0.3
D | 4002 | 2021-05-09 | 10 | OFF | 3.11 | 7.32 | 0.21 | 0.02 | 0.03 | 0 | 0 | 0 | -0.01 | -0.06 | 0 |  | 0.39 | 0.34 | 0.23 | 11.58 | 1054.178 | 0.26
D | 4002 | 2021-05-09 | 11 | OFF | 0.36 | 7.32 | 0.21 | 0.02 | 0.21 | 0 | 0 | 0 | -0.14 | -0.06 | 0 |  | 0.39 | 0.34 | 0.23 | 8.88 | 1054.312 | 0.44
D | 4002 | 2021-05-09 | 12 | OFF | 7.41 | 7.32 | 0.21 | 0.02 | 0.23 | 0 | 0 | -0.01 | -0.13 | -0.06 | 0 |  | 0.39 | 0.34 | 0.23 | 15.95 | 1051.8 | 0.46
D | 4002 | 2021-05-09 | 13 | OFF | 6.89 | 7.32 | 0.21 | 0.02 | 0.26 | 0 | 0 | -0.01 | -0.13 | -0.06 | 0 |  | 0.39 | 0.34 | 0.23 | 15.46 | 1038.244 | 0.49
D | 4002 | 2021-05-09 | 14 | OFF | 6.98 | 7.32 | 0.21 | 0.02 | 0.13 | 0 | 0 | -0.02 | -0.11 | -0.06 | 0 |  | 0.39 | 0.34 | 0.23 | 15.43 | 1014.724 | 0.36
D | 4002 | 2021-05-09 | 15 | OFF | 15.8 | 7.32 | 0.21 | 0.02 | 0.1 | 0 | 0 | -0.03 | -0.13 | -0.06 | 0 |  | 0.39 | 0.34 | 0.23 | 24.19 | 995.831 | 0.33
D | 4002 | 2021-05-09 | 16 | OFF | 21.47 | 7.32 | 0.21 | 0.02 | 0.07 | 0 | 0.03 | -0.03 | -0.02 | -0.06 | 0 |  | 0.39 | 0.34 | 0.23 | 29.97 | 1017.817 | 0.33
D | 4002 | 2021-05-09 | 17 | OFF | 28.78 | 7.32 | 0.21 | 0.02 | 0.16 | 0 | 0.33 | 0 | -0.11 | -0.06 | 0 |  | 0.39 | 0.34 | 0.23 | 37.61 | 1058.211 | 0.72
D | 4002 | 2021-05-09 | 18 | OFF | 22.89 | 7.32 | 0.21 | 0.02 | 0.12 | 0 | 0.11 | 0 | -0.11 | -0.06 | 0 |  | 0.39 | 0.34 | 0.23 | 31.46 | 1110.042 | 0.46
D | 4002 | 2021-05-09 | 19 | OFF | 23.92 | 7.32 | 0.21 | 0.02 | 0.07 | 0 | 0 | -0.04 | -0.13 | -0.06 | 0 |  | 0.39 | 0.34 | 0.23 | 32.27 | 1141.728 | 0.3
D | 4002 | 2021-05-09 | 20 | OFF | 34.34 | 7.32 | 0.21 | 0.02 | 0.1 | 0 | 0.12 | -0.02 | -0.17 | -0.06 | 0 |  | 0.39 | 0.34 | 0.23 | 42.82 | 1155.869 | 0.45
D | 4002 | 2021-05-09 | 21 | OFF | 36.52 | 7.32 | 0.21 | 0.02 | 0.16 | 0 | 0.01 | -0.04 | -0.21 | -0.06 | 0 |  | 0.39 | 0.34 | 0.23 | 44.89 | 1155.485 | 0.4
D | 4002 | 2021-05-09 | 22 | OFF | 29.52 | 7.32 | 0.21 | 0.02 | 0.21 | 0 | 0.03 | -0.02 | -0.02 | -0.06 | 0 |  | 0.39 | 0.34 | 0.23 | 38.17 | 1080.717 | 0.47
D | 4002 | 2021-05-09 | 23 | OFF | 27.19 | 7.32 | 0.21 | 0.02 | 0.24 | 0 | 0.2 | -0.06 | -0.01 | -0.06 | 0 |  | 0.39 | 0.34 | 0.23 | 36.01 | 980.084 | 0.67
D | 4002 | 2021-05-09 | 24 | OFF | 20.43 | 7.32 | 0.21 | 0.02 | 0.13 | 0 | 0 | -0.03 | 0.1 | -0.06 | 0 |  | 0.39 | 0.34 | 0.23 | 29.08 | 900.365 | 0.36
D | 4002 | 2021-05-10 | 1 | OFF | 20.15 | 7.32 | 0.27 | 0.02 | 0.08 | 0 | 0 | -0.03 | 0 | -0.06 | 0 |  | 0.39 | 0.34 | 0.23 | 28.71 | 853.254 | 0.37
D | 4002 | 2021-05-10 | 2 | OFF | 21.38 | 7.32 | 0.27 | 0.02 | 0.08 | 0 | 0 | -0.04 | -0.08 | -0.06 | 0 |  | 0.39 | 0.34 | 0.23 | 29.85 | 827.325 | 0.37
D | 4002 | 2021-05-10 | 3 | OFF | 21.57 | 7.32 | 0.27 | 0.02 | 0.08 | 0 | 0 | -0.04 | -0.02 | -0.06 | 0 |  | 0.39 | 0.34 | 0.23 | 30.1 | 818.439 | 0.37
D | 4002 | 2021-05-10 | 4 | OFF | 23.08 | 7.32 | 0.27 | 0.02 | 0.08 | 0 | 0 | -0.04 | 0.14 | -0.06 | 0 |  | 0.39 | 0.34 | 0.23 | 31.77 | 826.321 | 0.37
D | 4002 | 2021-05-10 | 5 | OFF | 22.45 | 7.32 | 0.27 | 0.02 | 0.08 | 0 | 0 | -0.04 | -0.01 | -0.06 | 0 |  | 0.39 | 0.34 | 0.23 | 30.99 | 863.286 | 0.37
D | 4002 | 2021-05-10 | 6 | OFF | 23.26 | 7.32 | 0.27 | 0.02 | 0.08 | 0 | 0 | -0.01 | 0.02 | -0.06 | 0 |  | 0.39 | 0.34 | 0.23 | 31.86 | 956.548 | 0.37
D | 4002 | 2021-05-10 | 7 | OFF | 30.96 | 7.32 | 0.27 | 0.02 | 0.18 | 0 | 0.03 | 0.04 | -0.18 | -0.06 | 0 |  | 0.39 | 0.34 | 0.23 | 39.54 | 1097.209 | 0.5
D | 4002 | 2021-05-10 | 8 | ON | 34.94 | 7.32 | 0.27 | 0.02 | 0.3 | 0.36 | 0.01 | -0.02 | -0.15 | -0.06 | 0 |  | 0.39 | 0.34 | 0.23 | 43.95 | 1203.692 | 0.96
D | 4002 | 2021-05-10 | 9 | ON | 29.54 | 7.32 | 0.27 | 0.02 | 0.18 | 0.35 | 0 | -0.01 | -0.12 | -0.06 | 0 |  | 0.39 | 0.34 | 0.23 | 38.45 | 1235.218 | 0.82
D | 4002 | 2021-05-10 | 10 | ON | 32.56 | 7.32 | 0.27 | 0.02 | 0.17 | 0.35 | 0.01 | -0.11 | -0.09 | -0.06 | 0 |  | 0.39 | 0.34 | 0.23 | 41.4 | 1231.468 | 0.82
D | 4002 | 2021-05-10 | 11 | ON | 36.3 | 7.32 | 0.27 | 0.02 | 0.12 | 0.35 | 0 | -0.04 | -0.11 | -0.06 | 0 |  | 0.39 | 0.34 | 0.23 | 45.13 | 1239.409 | 0.76
D | 4002 | 2021-05-10 | 12 | ON | 29.25 | 7.32 | 0.27 | 0.02 | 0.1 | 0.35 | 0.05 | 0 | -0.1 | -0.06 | 0 |  | 0.39 | 0.34 | 0.23 | 38.16 | 1240.531 | 0.79
D | 4002 | 2021-05-10 | 13 | ON | 25.59 | 7.32 | 0.27 | 0.02 | 0.07 | 0.36 | 0 | 0 | -0.11 | -0.06 | 0 |  | 0.39 | 0.34 | 0.23 | 34.42 | 1257.142 | 0.72
D | 4002 | 2021-05-10 | 14 | ON | 24.58 | 7.32 | 0.27 | 0.02 | 0.06 | 0.36 | 0 | -0.02 | -0.1 | -0.06 | 0 |  | 0.39 | 0.34 | 0.23 | 33.39 | 1256.461 | 0.71
D | 4002 | 2021-05-10 | 15 | ON | 24.13 | 7.32 | 0.27 | 0.02 | 0.06 | 0.37 | 0 | -0.02 | -0.09 | -0.06 | 0 |  | 0.39 | 0.34 | 0.23 | 32.96 | 1219.694 | 0.72
D | 4002 | 2021-05-10 | 16 | ON | 25.73 | 7.32 | 0.27 | 0.02 | 0.06 | 0.36 | 0 | -0.01 | -0.07 | -0.06 | 0 |  | 0.39 | 0.34 | 0.23 | 34.58 | 1211.262 | 0.71
D | 4002 | 2021-05-10 | 17 | ON | 26.41 | 7.32 | 0.27 | 0.02 | 0.05 | 0.35 | 0 | 0.02 | -0.09 | -0.06 | 0 |  | 0.39 | 0.34 | 0.23 | 35.25 | 1228.823 | 0.69
D | 4002 | 2021-05-10 | 18 | ON | 26.35 | 7.32 | 0.27 | 0.02 | 0.06 | 0.34 | 0 | -0.03 | -0.08 | -0.06 | 0 |  | 0.39 | 0.34 | 0.23 | 35.15 | 1258.244 | 0.69
D | 4002 | 2021-05-10 | 19 | ON | 26.69 | 7.32 | 0.27 | 0.02 | 0.05 | 0.34 | 0 | 0.01 | -0.2 | -0.06 | 0 |  | 0.39 | 0.34 | 0.23 | 35.4 | 1268.482 | 0.68
D | 4002 | 2021-05-10 | 20 | ON | 26.1 | 7.32 | 0.27 | 0.02 | 0.05 | 0.33 | 0 | -0.01 | -0.16 | -0.06 | 0 |  | 0.39 | 0.34 | 0.23 | 34.82 | 1263.081 | 0.67
D | 4002 | 2021-05-10 | 21 | ON | 26.8 | 7.32 | 0.27 | 0.02 | 0.05 | 0.33 | 0 | 0 | -0.17 | -0.06 | 0 |  | 0.39 | 0.34 | 0.23 | 35.52 | 1253.556 | 0.67
D | 4002 | 2021-05-10 | 22 | ON | 30.58 | 7.32 | 0.27 | 0.02 | 0.17 | 0.36 | 0.06 | -0.03 | -0.08 | -0.06 | 0 |  | 0.39 | 0.34 | 0.23 | 39.57 | 1165.385 | 0.88
D | 4002 | 2021-05-10 | 23 | ON | 31.08 | 7.32 | 0.27 | 0.02 | 0.18 | 0.39 | 0.21 | -0.02 | -0.11 | -0.06 | 0 |  | 0.39 | 0.34 | 0.23 | 40.24 | 1048.226 | 1.07
D | 4002 | 2021-05-10 | 24 | OFF | 21.43 | 7.32 | 0.27 | 0.02 | 0.18 | 0 | 0.03 | 0.02 | 0.02 | -0.06 | 0 |  | 0.39 | 0.34 | 0.23 | 30.19 | 953.814 | 0.5
D | 4002 | 2021-05-11 | 1 | OFF | 23.13 | 7.32 | 0.12 | 0.03 | 0.09 | 0 | 0 | -0.06 | -0.2 | -0.06 | 0 |  | 0.39 | 0.34 | 0.23 | 31.33 | 894.94 | 0.24
D | 4002 | 2021-05-11 | 2 | OFF | 21.65 | 7.32 | 0.12 | 0.03 | 0.08 | 0 | 0 | -0.06 | -0.08 | -0.06 | 0 |  | 0.39 | 0.34 | 0.23 | 29.96 | 862.383 | 0.23
D | 4002 | 2021-05-11 | 3 | OFF | 22.77 | 7.32 | 0.12 | 0.03 | 0.08 | 0 | 0 | -0.03 | 0.03 | -0.06 | 0 |  | 0.39 | 0.34 | 0.23 | 31.22 | 848.716 | 0.23
D | 4002 | 2021-05-11 | 4 | OFF | 22.54 | 7.32 | 0.12 | 0.03 | 0.08 | 0 | 0 | -0.02 | 0 | -0.06 | 0 |  | 0.39 | 0.34 | 0.23 | 30.97 | 853.708 | 0.23
D | 4002 | 2021-05-11 | 5 | OFF | 23.79 | 7.32 | 0.12 | 0.03 | 0.07 | 0 | 0 | -0.04 | -0.18 | -0.06 | 0 |  | 0.39 | 0.34 | 0.23 | 32.01 | 886.984 | 0.22
D | 4002 | 2021-05-11 | 6 | OFF | 30.37 | 7.32 | 0.12 | 0.03 | 0.13 | 0 | 0.46 | 0.11 | 0.03 | -0.06 | 0 |  | 0.39 | 0.34 | 0.23 | 39.47 | 973.329 | 0.74
D | 4002 | 2021-05-11 | 7 | OFF | 34.25 | 7.32 | 0.12 | 0.03 | 0.25 | 0 | 0.2 | -0.04 | -0.09 | -0.06 | 0 |  | 0.39 | 0.34 | 0.23 | 42.94 | 1110.135 | 0.6
D | 4002 | 2021-05-11 | 8 | ON | 30.84 | 7.32 | 0.12 | 0.03 | 0.22 | 0.34 | 0 | -0.04 | -0.29 | -0.06 | 0 |  | 0.39 | 0.34 | 0.23 | 39.44 | 1195.523 | 0.71
D | 4002 | 2021-05-11 | 9 | ON | 31.33 | 7.32 | 0.12 | 0.03 | 0.31 | 0.35 | 0 | -0.04 | -0.01 | -0.06 | 0 |  | 0.39 | 0.34 | 0.23 | 40.31 | 1213.757 | 0.81
D | 4002 | 2021-05-11 | 10 | ON | 22.26 | 7.32 | 0.12 | 0.03 | 0.1 | 0.36 | 0 | -0.03 | 0.01 | -0.06 | 0 |  | 0.39 | 0.34 | 0.23 | 31.07 | 1208.48 | 0.61
D | 4002 | 2021-05-11 | 11 | ON | 22.2 | 7.32 | 0.12 | 0.03 | 0.09 | 0.36 | 0 | 0 | -0.14 | -0.06 | 0 |  | 0.39 | 0.34 | 0.23 | 30.88 | 1222.531 | 0.6
D | 4002 | 2021-05-11 | 12 | ON | 23.65 | 7.32 | 0.12 | 0.03 | 0.09 | 0.36 | 0 | -0.04 | -0.18 | -0.06 | 0 |  | 0.39 | 0.34 | 0.23 | 32.25 | 1231.527 | 0.6
D | 4002 | 2021-05-11 | 13 | ON | 23.82 | 7.32 | 0.12 | 0.03 | 0.08 | 0.36 | 0 | 0.02 | -0.08 | -0.06 | 0 |  | 0.39 | 0.34 | 0.23 | 32.57 | 1222.956 | 0.59
D | 4002 | 2021-05-11 | 14 | ON | 22.52 | 7.32 | 0.12 | 0.03 | 0.09 | 0.36 | 0 | 0.01 | -0.11 | -0.06 | 0 |  | 0.39 | 0.34 | 0.23 | 31.24 | 1220.508 | 0.6
D | 4002 | 2021-05-11 | 15 | ON | 23.3 | 7.32 | 0.12 | 0.03 | 0.09 | 0.36 | 0 | -0.03 | -0.1 | -0.06 | 0 |  | 0.39 | 0.34 | 0.23 | 31.99 | 1208.474 | 0.6
D | 4002 | 2021-05-11 | 16 | ON | 25.06 | 7.32 | 0.12 | 0.03 | 0.09 | 0.37 | 0 | -0.03 | -0.09 | -0.06 | 0 |  | 0.39 | 0.34 | 0.23 | 33.77 | 1199.936 | 0.61
D | 4002 | 2021-05-11 | 17 | ON | 31.63 | 7.32 | 0.12 | 0.03 | 0.12 | 0.37 | 0.11 | 0.04 | -0.02 | -0.06 | 0 |  | 0.39 | 0.34 | 0.23 | 40.62 | 1207.897 | 0.75
D | 4002 | 2021-05-11 | 18 | ON | 36.03 | 7.32 | 0.12 | 0.03 | 0.26 | 0.35 | 0 | -0.01 | -0.13 | -0.06 | 0 |  | 0.39 | 0.34 | 0.23 | 44.87 | 1245.758 | 0.76
D | 4002 | 2021-05-11 | 19 | ON | 38.77 | 7.32 | 0.12 | 0.03 | 0.22 | 0.34 | 0.02 | 0.08 | -0.13 | -0.06 | 0 |  | 0.39 | 0.34 | 0.23 | 47.67 | 1259.175 | 0.73
D | 4002 | 2021-05-11 | 20 | ON | 33.6 | 7.32 | 0.12 | 0.03 | 0.08 | 0.34 | 0 | -0.01 | -0.14 | -0.06 | 0 |  | 0.39 | 0.34 | 0.23 | 42.24 | 1259.018 | 0.57
D | 4002 | 2021-05-11 | 21 | ON | 34.26 | 7.32 | 0.12 | 0.03 | 0.1 | 0.34 | 0 | -0.01 | -0.19 | -0.06 | 0 |  | 0.39 | 0.34 | 0.23 | 42.87 | 1254.826 | 0.59
D | 4002 | 2021-05-11 | 22 | ON | 33.53 | 7.32 | 0.12 | 0.03 | 0.22 | 0.36 | 0.09 | -0.02 | -0.01 | -0.06 | 0 |  | 0.39 | 0.34 | 0.23 | 42.54 | 1176.315 | 0.82
D | 4002 | 2021-05-11 | 23 | ON | 26.18 | 7.32 | 0.12 | 0.03 | 0.16 | 0.39 | 0.04 | -0.04 | -0.07 | -0.06 | 0 |  | 0.39 | 0.34 | 0.23 | 35.03 | 1058.614 | 0.74
D | 4002 | 2021-05-11 | 24 | OFF | 22.06 | 7.32 | 0.12 | 0.03 | 0.09 | 0 | 0 | 0.01 | 0.03 | -0.06 | 0 |  | 0.39 | 0.34 | 0.23 | 30.56 | 968.326 | 0.24
D | 4002 | 2021-05-12 | 1 | OFF | 21.11 | 7.32 | 0.31 | 0.02 | 0.07 | 0 | 0 | -0.01 | -0.11 | -0.06 | 0 |  | 0.39 | 0.34 | 0.23 | 29.61 | 911.18 | 0.4
D | 4002 | 2021-05-12 | 2 | OFF | 21.29 | 7.32 | 0.31 | 0.02 | 0.07 | 0 | 0 | 0.01 | -0.1 | -0.06 | 0 |  | 0.39 | 0.34 | 0.23 | 29.82 | 881.064 | 0.4
D | 4002 | 2021-05-12 | 3 | OFF | 21.43 | 7.32 | 0.31 | 0.02 | 0.07 | 0 | 0 | -0.02 | -0.1 | -0.06 | 0 |  | 0.39 | 0.34 | 0.23 | 29.93 | 871.254 | 0.4
D | 4002 | 2021-05-12 | 4 | OFF | 20.97 | 7.32 | 0.31 | 0.02 | 0.06 | 0 | 0 | -0.03 | -0.07 | -0.06 | 0 |  | 0.39 | 0.34 | 0.23 | 29.48 | 877.503 | 0.39
D | 4002 | 2021-05-12 | 5 | OFF | 21.78 | 7.32 | 0.31 | 0.02 | 0.08 | 0 | 0 | -0.02 | -0.05 | -0.06 | 0 |  | 0.39 | 0.34 | 0.23 | 30.34 | 913.882 | 0.41
D | 4002 | 2021-05-12 | 6 | OFF | 21.03 | 7.32 | 0.31 | 0.02 | 0.07 | 0 | 0 | 0.04 | -0.06 | -0.06 | 0 |  | 0.39 | 0.34 | 0.23 | 29.63 | 1001.637 | 0.4
D | 4002 | 2021-05-12 | 7 | OFF | 25.7 | 7.32 | 0.31 | 0.02 | 0.19 | 0 | 0 | -0.04 | -0.19 | -0.06 | 0 |  | 0.39 | 0.34 | 0.23 | 34.21 | 1137.84 | 0.52
D | 4002 | 2021-05-12 | 8 | ON | 28.4 | 7.32 | 0.31 | 0.02 | 0.28 | 0.36 | 0.01 | -0.02 | -0.06 | -0.06 | 0 |  | 0.39 | 0.34 | 0.23 | 37.52 | 1220.573 | 0.98
D | 4002 | 2021-05-12 | 9 | ON | 24.78 | 7.32 | 0.31 | 0.02 | 0.09 | 0.37 | 0 | -0.03 | -0.1 | -0.06 | 0 |  | 0.39 | 0.34 | 0.23 | 33.66 | 1238.152 | 0.79
D | 4002 | 2021-05-12 | 10 | ON | 22.95 | 7.32 | 0.31 | 0.02 | 0.06 | 0.37 | 0 | -0.02 | -0.07 | -0.06 | 0 |  | 0.39 | 0.34 | 0.23 | 31.84 | 1221.615 | 0.76
D | 4002 | 2021-05-12 | 11 | ON | 20.03 | 7.32 | 0.31 | 0.02 | 0.07 | 0.38 | 0 | 0 | 0.09 | -0.06 | 0 |  | 0.39 | 0.34 | 0.23 | 29.12 | 1213.49 | 0.78
D | 4002 | 2021-05-12 | 12 | ON | 19.45 | 7.32 | 0.31 | 0.02 | 0.06 | 0.38 | 0 | -0.01 | -0.12 | -0.06 | 0 |  | 0.39 | 0.34 | 0.23 | 28.31 | 1214.5 | 0.77
D | 4002 | 2021-05-12 | 13 | ON | 21.22 | 7.32 | 0.31 | 0.02 | 0.09 | 0.38 | 0 | -0.04 | -0.16 | -0.06 | 0 |  | 0.39 | 0.34 | 0.23 | 30.04 | 1228.06 | 0.8
D | 4002 | 2021-05-12 | 14 | ON | 22.36 | 7.32 | 0.31 | 0.02 | 0.09 | 0.37 | 0 | -0.02 | -0.11 | -0.06 | 0 |  | 0.39 | 0.34 | 0.23 | 31.24 | 1243.275 | 0.79
D | 4002 | 2021-05-12 | 15 | ON | 23.23 | 7.32 | 0.31 | 0.02 | 0.08 | 0.37 | 0 | 0.03 | -0.09 | -0.06 | 0 |  | 0.39 | 0.34 | 0.23 | 32.17 | 1222.462 | 0.78
D | 4002 | 2021-05-12 | 16 | ON | 23.95 | 7.32 | 0.31 | 0.02 | 0.09 | 0.37 | 0 | -0.03 | -0.07 | -0.06 | 0 |  | 0.39 | 0.34 | 0.23 | 32.86 | 1208.561 | 0.79
D | 4002 | 2021-05-12 | 17 | ON | 27.12 | 7.32 | 0.31 | 0.02 | 0.11 | 0.36 | 0 | 0.02 | -0.06 | -0.06 | 0 |  | 0.39 | 0.34 | 0.23 | 36.1 | 1217.64 | 0.8
D | 4002 | 2021-05-12 | 18 | ON | 37.18 | 7.32 | 0.31 | 0.02 | 0.16 | 0.35 | 0.13 | -0.04 | -0.04 | -0.06 | 0 |  | 0.39 | 0.34 | 0.23 | 46.29 | 1255.1 | 0.97
D | 4002 | 2021-05-12 | 19 | ON | 46.96 | 7.32 | 0.31 | 0.02 | 0.16 | 0.34 | 0.32 | -0.1 | -0.07 | -0.06 | 0 |  | 0.39 | 0.34 | 0.23 | 56.16 | 1265.227 | 1.15
D | 4002 | 2021-05-12 | 20 | ON | 43.96 | 7.32 | 0.31 | 0.02 | 0.2 | 0.34 | 0.13 | -0.01 | -0.13 | -0.06 | 0 |  | 0.39 | 0.34 | 0.23 | 53.04 | 1256.201 | 1
D | 4002 | 2021-05-12 | 21 | ON | 45.22 | 7.32 | 0.31 | 0.02 | 0.18 | 0.33 | 0.05 | -0.01 | -0.18 | -0.06 | 0 |  | 0.39 | 0.34 | 0.23 | 54.14 | 1253.045 | 0.89
D | 4002 | 2021-05-12 | 22 | ON | 35.62 | 7.32 | 0.31 | 0.02 | 0.31 | 0.36 | 0 | -0.02 | -0.04 | -0.06 | 0 |  | 0.39 | 0.34 | 0.23 | 44.78 | 1171.823 | 1
D | 4002 | 2021-05-12 | 23 | ON | 27.67 | 7.32 | 0.31 | 0.02 | 0.29 | 0.39 | 0 | 0 | 0.03 | -0.06 | 0 |  | 0.39 | 0.34 | 0.23 | 36.93 | 1055.073 | 1.01
D | 4002 | 2021-05-12 | 24 | OFF | 22.42 | 7.32 | 0.31 | 0.02 | 0.12 | 0 | 0 | -0.01 | -0.06 | -0.06 | 0 |  | 0.39 | 0.34 | 0.23 | 31.02 | 962.171 | 0.45
D | 4002 | 2021-05-13 | 1 | OFF | 23.96 | 7.32 | 0.44 | 0.03 | 0.14 | 0 | 0.12 | -0.05 | -0.07 | -0.06 | 0 |  | 0.39 | 0.34 | 0.23 | 32.79 | 905.458 | 0.73
D | 4002 | 2021-05-13 | 2 | OFF | 20.36 | 7.32 | 0.44 | 0.03 | 0.14 | 0 | 0 | 0 | -0.05 | -0.06 | 0 |  | 0.39 | 0.34 | 0.23 | 29.14 | 873.429 | 0.61
D | 4002 | 2021-05-13 | 3 | OFF | 18.72 | 7.32 | 0.44 | 0.03 | 0.12 | 0 | 0 | -0.01 | -0.06 | -0.06 | 0 |  | 0.39 | 0.34 | 0.23 | 27.46 | 860.018 | 0.59
D | 4002 | 2021-05-13 | 4 | OFF | 21.16 | 7.32 | 0.44 | 0.03 | 0.08 | 0 | 0 | -0.05 | -0.04 | -0.06 | 0 |  | 0.39 | 0.34 | 0.23 | 29.84 | 868.001 | 0.55
D | 4002 | 2021-05-13 | 5 | OFF | 23.47 | 7.32 | 0.44 | 0.03 | 0.13 | 0 | 0 | 0.01 | -0.04 | -0.06 | 0 |  | 0.39 | 0.34 | 0.23 | 32.26 | 904.166 | 0.6
D | 4002 | 2021-05-13 | 6 | OFF | 28.26 | 7.32 | 0.44 | 0.03 | 0.15 | 0 | 0.26 | 0.04 | 0.05 | -0.06 | 0 |  | 0.39 | 0.34 | 0.23 | 37.45 | 993.487 | 0.88
D | 4002 | 2021-05-13 | 7 | OFF | 28.93 | 7.32 | 0.44 | 0.03 | 0.25 | 0 | 0.15 | -0.03 | -0.1 | -0.06 | 0 |  | 0.39 | 0.34 | 0.23 | 37.89 | 1129.773 | 0.87
D | 4002 | 2021-05-13 | 8 | ON | 25.26 | 7.32 | 0.44 | 0.03 | 0.25 | 0.36 | 0 | -0.03 | -0.11 | -0.06 | 0 |  | 0.39 | 0.34 | 0.23 | 34.42 | 1205.125 | 1.08
D | 4002 | 2021-05-13 | 9 | ON | 21.15 | 7.32 | 0.44 | 0.03 | 0.16 | 0.36 | 0.02 | -0.03 | -0.08 | -0.06 | 0 |  | 0.39 | 0.34 | 0.23 | 30.27 | 1226.487 | 1.01
D | 4002 | 2021-05-13 | 10 | ON | 19.52 | 7.32 | 0.44 | 0.03 | 0.12 | 0.37 | 0 | 0 | -0.08 | -0.06 | 0 |  | 0.39 | 0.34 | 0.23 | 28.62 | 1221.941 | 0.96
D | 4002 | 2021-05-13 | 11 | ON | 21.45 | 7.32 | 0.44 | 0.03 | 0.09 | 0.37 | 0 | -0.04 | -0.07 | -0.06 | 0 |  | 0.39 | 0.34 | 0.23 | 30.49 | 1226.776 | 0.93
D | 4002 | 2021-05-13 | 12 | ON | 30.27 | 7.32 | 0.44 | 0.03 | 0.1 | 0.37 | 0.05 | -0.01 | -0.03 | -0.06 | 0 |  | 0.39 | 0.34 | 0.23 | 39.44 | 1239.922 | 0.99
D | 4002 | 2021-05-13 | 13 | ON | 24.59 | 7.32 | 0.44 | 0.03 | 0.09 | 0.37 | 0 | 0.03 | -0.05 | -0.06 | 0 |  | 0.39 | 0.34 | 0.23 | 33.72 | 1231.624 | 0.93
D | 4002 | 2021-05-13 | 14 | ON | 21.49 | 7.32 | 0.44 | 0.03 | 0.11 | 0.34 | 0 | 0.01 | -0.07 | -0.06 | 0 |  | 0.39 | 0.34 | 0.23 | 30.57 | 1218.837 | 0.92
D | 4002 | 2021-05-13 | 15 | ON | 22.09 | 7.32 | 0.44 | 0.03 | 0.07 | 0.35 | 0 | 0 | -0.07 | -0.06 | 0 |  | 0.39 | 0.34 | 0.23 | 31.13 | 1194.686 | 0.89
D | 4002 | 2021-05-13 | 16 | ON | 22.48 | 7.32 | 0.44 | 0.03 | 0.06 | 0.36 | 0 | -0.03 | -0.02 | -0.06 | 0 |  | 0.39 | 0.34 | 0.23 | 31.54 | 1195.458 | 0.89
D | 4002 | 2021-05-13 | 17 | ON | 23.14 | 7.32 | 0.44 | 0.03 | 0.08 | 0.28 | 0 | 0 | -0.09 | -0.06 | 0 |  | 0.39 | 0.34 | 0.23 | 32.1 | 1210.819 | 0.83
D | 4002 | 2021-05-13 | 18 | ON | 23.04 | 7.32 | 0.44 | 0.03 | 0.03 | 0.27 | 0 | 0.01 | -0.18 | -0.06 | 0 |  | 0.39 | 0.34 | 0.23 | 31.86 | 1244.087 | 0.77
D | 4002 | 2021-05-13 | 19 | ON | 32.59 | 7.32 | 0.44 | 0.03 | 0.05 | 0.27 | 0.08 | -0.07 | -0.11 | -0.06 | 0 |  | 0.39 | 0.34 | 0.23 | 41.5 | 1257.65 | 0.87
D | 4002 | 2021-05-13 | 20 | ON | 30.74 | 7.32 | 0.44 | 0.03 | 0.14 | 0.34 | 0 | 0.02 | -0.19 | -0.06 | 0 |  | 0.39 | 0.34 | 0.23 | 39.74 | 1255.011 | 0.95
D | 4002 | 2021-05-13 | 21 | ON | 38.96 | 7.32 | 0.44 | 0.03 | 0.16 | 0.34 | 0 | -0.04 | -0.22 | -0.06 | 0 |  | 0.39 | 0.34 | 0.23 | 47.89 | 1254.584 | 0.97
D | 4002 | 2021-05-13 | 22 | ON | 33.46 | 7.32 | 0.44 | 0.03 | 0.33 | 0.36 | 0 | -0.02 | 0.06 | -0.06 | 0 |  | 0.39 | 0.34 | 0.23 | 42.88 | 1174.186 | 1.16
D | 4002 | 2021-05-13 | 23 | ON | 22.67 | 7.32 | 0.44 | 0.03 | 0.17 | 0.39 | 0.07 | -0.05 | -0.06 | -0.06 | 0 |  | 0.39 | 0.34 | 0.23 | 31.88 | 1055.849 | 1.1
D | 4002 | 2021-05-13 | 24 | OFF | 22.27 | 7.32 | 0.44 | 0.03 | 0.15 | 0 | 0.16 | -0.02 | -0.03 | -0.06 | 0 |  | 0.39 | 0.34 | 0.23 | 31.22 | 957.8 | 0.78
D | 4002 | 2021-05-14 | 1 | OFF | 19.17 | 7.32 | 0.17 | 0.02 | 0.06 | 0 | 0 | -0.01 | -0.04 | -0.06 | 0 |  | 0.39 | 0.34 | 0.23 | 27.59 | 898.257 | 0.25
D | 4002 | 2021-05-14 | 2 | OFF | 20.05 | 7.32 | 0.17 | 0.02 | 0.06 | 0 | 0 | -0.03 | -0.1 | -0.06 | 0 |  | 0.39 | 0.34 | 0.23 | 28.39 | 864.327 | 0.25
D | 4002 | 2021-05-14 | 3 | OFF | 19.55 | 7.32 | 0.17 | 0.02 | 0.05 | 0 | 0 | -0.02 | -0.13 | -0.06 | 0 |  | 0.39 | 0.34 | 0.23 | 27.86 | 851.058 | 0.24
D | 4002 | 2021-05-14 | 4 | OFF | 20.32 | 7.32 | 0.17 | 0.02 | 0.06 | 0 | 0 | -0.02 | -0.09 | -0.06 | 0 |  | 0.39 | 0.34 | 0.23 | 28.68 | 855.935 | 0.25
D | 4002 | 2021-05-14 | 5 | OFF | 22.46 | 7.32 | 0.17 | 0.02 | 0.08 | 0 | 0 | -0.01 | -0.15 | -0.06 | 0 |  | 0.39 | 0.34 | 0.23 | 30.79 | 888.108 | 0.27
D | 4002 | 2021-05-14 | 6 | OFF | 21.21 | 7.32 | 0.17 | 0.02 | 0.1 | 0 | 0 | 0 | -0.11 | -0.06 | 0 |  | 0.39 | 0.34 | 0.23 | 29.61 | 969.983 | 0.29
D | 4002 | 2021-05-14 | 7 | OFF | 28.94 | 7.32 | 0.17 | 0.02 | 0.27 | 0 | 0.41 | -0.02 | -0.08 | -0.06 | 0 |  | 0.39 | 0.34 | 0.23 | 37.93 | 1094.778 | 0.87
D | 4002 | 2021-05-14 | 8 | ON | 27.13 | 7.32 | 0.17 | 0.02 | 0.47 | 0.37 | 0.19 | -0.01 | -0.05 | -0.06 | 0 |  | 0.39 | 0.34 | 0.23 | 36.51 | 1176.076 | 1.22
D | 4002 | 2021-05-14 | 9 | ON | 23.98 | 7.32 | 0.17 | 0.02 | 0.24 | 0.37 | 0 | -0.01 | -0.06 | -0.06 | 0 |  | 0.39 | 0.34 | 0.23 | 32.93 | 1205.124 | 0.8
D | 4002 | 2021-05-14 | 10 | ON | 20.28 | 7.32 | 0.17 | 0.02 | 0.19 | 0.37 | 0 | 0.06 | -0.05 | -0.06 | 0 |  | 0.39 | 0.34 | 0.23 | 29.26 | 1207.113 | 0.75
D | 4002 | 2021-05-14 | 11 | ON | 18.46 | 7.32 | 0.17 | 0.02 | 0.08 | 0.37 | 0 | 0.03 | 0.05 | -0.06 | 0 |  | 0.39 | 0.34 | 0.23 | 27.4 | 1211.712 | 0.64
D | 4002 | 2021-05-14 | 12 | ON | 18.22 | 7.32 | 0.17 | 0.02 | 0.06 | 0.38 | 0 | 0.07 | -0.06 | -0.06 | 0 |  | 0.39 | 0.34 | 0.23 | 27.08 | 1224.728 | 0.63
D | 4002 | 2021-05-14 | 13 | ON | 19.48 | 7.32 | 0.17 | 0.02 | 0.06 | 0.37 | 0 | -0.03 | -0.17 | -0.06 | 0 |  | 0.39 | 0.34 | 0.23 | 28.12 | 1239.095 | 0.62
D | 4002 | 2021-05-14 | 14 | ON | 22.49 | 7.32 | 0.17 | 0.02 | 0.06 | 0.37 | 0 | -0.03 | -0.12 | -0.06 | 0 |  | 0.39 | 0.34 | 0.23 | 31.18 | 1246.424 | 0.62
D | 4002 | 2021-05-14 | 15 | ON | 23.37 | 7.32 | 0.17 | 0.02 | 0.1 | 0.37 | 0.12 | 0.02 | -0.08 | -0.06 | 0 |  | 0.39 | 0.34 | 0.23 | 32.31 | 1223.869 | 0.78
D | 4002 | 2021-05-14 | 16 | ON | 19.37 | 7.32 | 0.17 | 0.02 | 0.07 | 0.37 | 0 | 0.01 | -0.1 | -0.06 | 0 |  | 0.39 | 0.34 | 0.23 | 28.13 | 1197.696 | 0.63
D | 4002 | 2021-05-14 | 17 | ON | 18.85 | 7.32 | 0.17 | 0.02 | 0.05 | 0.36 | 0 | 0.03 | -0.12 | -0.06 | 0 |  | 0.39 | 0.34 | 0.23 | 27.58 | 1212.525 | 0.6
D | 4002 | 2021-05-14 | 18 | ON | 18.28 | 7.32 | 0.17 | 0.02 | 0.05 | 0.35 | 0 | 0.02 | -0.09 | -0.06 | 0 |  | 0.39 | 0.34 | 0.23 | 27.02 | 1233.451 | 0.59
D | 4002 | 2021-05-14 | 19 | ON | 20.8 | 7.32 | 0.17 | 0.02 | 0.08 | 0.35 | 0 | -0.04 | -0.16 | -0.06 | 0 |  | 0.39 | 0.34 | 0.23 | 29.44 | 1233.865 | 0.62
D | 4002 | 2021-05-14 | 20 | ON | 23.83 | 7.32 | 0.17 | 0.02 | 0.17 | 0.35 | 0.11 | 0.03 | -0.17 | -0.06 | 0 |  | 0.39 | 0.34 | 0.23 | 32.73 | 1216.727 | 0.82
D | 4002 | 2021-05-14 | 21 | ON | 21.63 | 7.32 | 0.17 | 0.02 | 0.11 | 0.34 | 0.01 | -0.02 | -0.17 | -0.06 | 0 |  | 0.39 | 0.34 | 0.23 | 30.31 | 1214.379 | 0.65
D | 4002 | 2021-05-14 | 22 | ON | 25.57 | 7.32 | 0.17 | 0.02 | 0.25 | 0.36 | 0.02 | -0.01 | -0.05 | -0.06 | 0 |  | 0.39 | 0.34 | 0.23 | 34.55 | 1152.61 | 0.82
D | 4002 | 2021-05-14 | 23 | ON | 26.6 | 7.32 | 0.17 | 0.02 | 0.33 | 0.39 | 0.13 | -0.05 | 0.01 | -0.06 | 0 |  | 0.39 | 0.34 | 0.23 | 35.82 | 1043.304 | 1.04
D | 4002 | 2021-05-14 | 24 | OFF | 18.41 | 7.32 | 0.17 | 0.02 | 0.17 | 0 | 0.02 | -0.01 | 0 | -0.06 | 0 |  | 0.39 | 0.34 | 0.23 | 27 | 946.791 | 0.38
D | 4002 | 2021-05-15 | 1 | OFF | 19.31 | 7.32 | 0.2 | 0.02 | 0.13 | 0 | 0 | -0.02 | -0.16 | -0.06 | 0 |  | 0.39 | 0.34 | 0.23 | 27.7 | 881.906 | 0.35
D | 4002 | 2021-05-15 | 2 | OFF | 18.53 | 7.32 | 0.2 | 0.02 | 0.09 | 0 | 0 | 0.01 | -0.08 | -0.06 | 0 |  | 0.39 | 0.34 | 0.23 | 26.99 | 842.883 | 0.31
D | 4002 | 2021-05-15 | 3 | OFF | 20.28 | 7.32 | 0.2 | 0.02 | 0.09 | 0 | 0 | -0.01 | -0.11 | -0.06 | 0 |  | 0.39 | 0.34 | 0.23 | 28.69 | 821.365 | 0.31
D | 4002 | 2021-05-15 | 4 | OFF | 20.91 | 7.32 | 0.2 | 0.02 | 0.12 | 0 | 0 | 0.01 | -0.03 | -0.06 | 0 |  | 0.39 | 0.34 | 0.23 | 29.45 | 815.288 | 0.34
D | 4002 | 2021-05-15 | 5 | OFF | 21.27 | 7.32 | 0.2 | 0.02 | 0.13 | 0 | 0 | -0.02 | -0.07 | -0.06 | 0 |  | 0.39 | 0.34 | 0.23 | 29.75 | 826.594 | 0.35
D | 4002 | 2021-05-15 | 6 | OFF | 21.73 | 7.32 | 0.2 | 0.02 | 0.12 | 0 | 0 | -0.03 | -0.06 | -0.06 | 0 |  | 0.39 | 0.34 | 0.23 | 30.2 | 859.421 | 0.34
D | 4002 | 2021-05-15 | 7 | OFF | 22.69 | 7.32 | 0.2 | 0.02 | 0.18 | 0 | 0 | -0.05 | 0.03 | -0.06 | 0 |  | 0.39 | 0.34 | 0.23 | 31.29 | 919.064 | 0.4
D | 4002 | 2021-05-15 | 8 | OFF | 19.07 | 7.32 | 0.2 | 0.02 | 0.25 | 0 | 0 | 0.04 | -0.02 | -0.06 | 0 |  | 0.39 | 0.34 | 0.23 | 27.78 | 991.372 | 0.47
D | 4002 | 2021-05-15 | 9 | OFF | 18.02 | 7.32 | 0.2 | 0.02 | 0.13 | 0 | 0 | 0.02 | -0.1 | -0.06 | 0 |  | 0.39 | 0.34 | 0.23 | 26.51 | 1053.737 | 0.35
D | 4002 | 2021-05-15 | 10 | OFF | 17.61 | 7.32 | 0.2 | 0.02 | 0.09 | 0 | 0 | -0.02 | -0.08 | -0.06 | 0 |  | 0.39 | 0.34 | 0.23 | 26.04 | 1085.771 | 0.31
D | 4002 | 2021-05-15 | 11 | OFF | 16.35 | 7.32 | 0.2 | 0.02 | 0.09 | 0 | 0 | -0.01 | -0.06 | -0.06 | 0 |  | 0.39 | 0.34 | 0.23 | 24.81 | 1092.812 | 0.31
D | 4002 | 2021-05-15 | 12 | OFF | 16.4 | 7.32 | 0.2 | 0.02 | 0.09 | 0 | 0 | -0.03 | -0.08 | -0.06 | 0 |  | 0.39 | 0.34 | 0.23 | 24.82 | 1101.825 | 0.31
D | 4002 | 2021-05-15 | 13 | OFF | 18.72 | 7.32 | 0.2 | 0.02 | 0.05 | 0 | 0 | -0.05 | -0.1 | -0.06 | 0 |  | 0.39 | 0.34 | 0.23 | 27.06 | 1108.018 | 0.27
D | 4002 | 2021-05-15 | 14 | OFF | 19.27 | 7.32 | 0.2 | 0.02 | 0.07 | 0 | 0 | 0.04 | -0.06 | -0.06 | 0 |  | 0.39 | 0.34 | 0.23 | 27.76 | 1103.685 | 0.29
D | 4002 | 2021-05-15 | 15 | OFF | 17.41 | 7.32 | 0.2 | 0.02 | 0.07 | 0 | 0 | 0.03 | -0.07 | -0.06 | 0 |  | 0.39 | 0.34 | 0.23 | 25.88 | 1094.836 | 0.29
D | 4002 | 2021-05-15 | 16 | OFF | 18.24 | 7.32 | 0.2 | 0.02 | 0.07 | 0 | 0 | 0.04 | -0.11 | -0.06 | 0 |  | 0.39 | 0.34 | 0.23 | 26.68 | 1091.539 | 0.29
D | 4002 | 2021-05-15 | 17 | OFF | 17.82 | 7.32 | 0.2 | 0.02 | 0.09 | 0 | 0 | 0 | -0.12 | -0.06 | 0 |  | 0.39 | 0.34 | 0.23 | 26.23 | 1119.767 | 0.31
D | 4002 | 2021-05-15 | 18 | OFF | 20.22 | 7.32 | 0.2 | 0.02 | 0.1 | 0 | 0 | -0.01 | -0.15 | -0.06 | 0 |  | 0.39 | 0.34 | 0.23 | 28.6 | 1163.324 | 0.32
D | 4002 | 2021-05-15 | 19 | OFF | 30.03 | 7.32 | 0.2 | 0.02 | 0.11 | 0 | 0 | 0.03 | -0.14 | -0.06 | 0 |  | 0.39 | 0.34 | 0.23 | 38.47 | 1176.415 | 0.33
D | 4002 | 2021-05-15 | 20 | OFF | 30.61 | 7.32 | 0.2 | 0.02 | 0.19 | 0 | 0 | 0 | -0.19 | -0.06 | 0 |  | 0.39 | 0.34 | 0.23 | 39.05 | 1161.778 | 0.41
D | 4002 | 2021-05-15 | 21 | OFF | 26.62 | 7.32 | 0.2 | 0.02 | 0.13 | 0 | 0 | -0.02 | -0.16 | -0.06 | 0 |  | 0.39 | 0.34 | 0.23 | 35.01 | 1155.963 | 0.35
D | 4002 | 2021-05-15 | 22 | OFF | 27.58 | 7.32 | 0.2 | 0.02 | 0.21 | 0 | 0 | 0.05 | -0.08 | -0.06 | 0 |  | 0.39 | 0.34 | 0.23 | 36.2 | 1100.639 | 0.43
D | 4002 | 2021-05-15 | 23 | OFF | 23.57 | 7.32 | 0.2 | 0.02 | 0.28 | 0 | 0 | -0.04 | -0.11 | -0.06 | 0 |  | 0.39 | 0.34 | 0.23 | 32.14 | 1008.305 | 0.5
D | 4002 | 2021-05-15 | 24 | OFF | 24.47 | 7.32 | 0.2 | 0.02 | 0.12 | 0 | 0.12 | -0.03 | -0.04 | -0.06 | 0 |  | 0.39 | 0.34 | 0.23 | 33.08 | 919.413 | 0.46
D | 4002 | 2021-05-16 | 1 | OFF | 21.35 | 7.32 | 0.45 | 0.02 | 0.1 | 0 | 0.19 | -0.03 | -0.08 | -0.06 | 0 |  | 0.39 | 0.34 | 0.23 | 30.22 | 857.734 | 0.76
D | 4002 | 2021-05-16 | 2 | OFF | 26.55 | 7.32 | 0.45 | 0.02 | 0.18 | 0 | 0.5 | -0.04 | -0.04 | -0.06 | 0 |  | 0.39 | 0.34 | 0.23 | 35.84 | 819.549 | 1.15
D | 4002 | 2021-05-16 | 3 | OFF | 19.94 | 7.32 | 0.45 | 0.02 | 0.14 | 0 | 0.14 | 0 | -0.01 | -0.06 | 0 |  | 0.39 | 0.34 | 0.23 | 28.9 | 799.437 | 0.75
D | 4002 | 2021-05-16 | 4 | OFF | 19.6 | 7.32 | 0.45 | 0.02 | 0.1 | 0 | 0 | -0.01 | -0.1 | -0.06 | 0 |  | 0.39 | 0.34 | 0.23 | 28.28 | 794.219 | 0.57
D | 4002 | 2021-05-16 | 5 | OFF | 22.01 | 7.32 | 0.45 | 0.02 | 0.07 | 0 | 0 | -0.02 | -0.07 | -0.06 | 0 |  | 0.39 | 0.34 | 0.23 | 30.68 | 799.472 | 0.54
D | 4002 | 2021-05-16 | 6 | OFF | 20.89 | 7.32 | 0.45 | 0.02 | 0.07 | 0 | 0 | 0.02 | -0.05 | -0.06 | 0 |  | 0.39 | 0.34 | 0.23 | 29.62 | 820.889 | 0.54
D | 4002 | 2021-05-16 | 7 | OFF | 17.88 | 7.32 | 0.45 | 0.02 | 0.12 | 0 | 0 | -0.02 | -0.05 | -0.06 | 0 |  | 0.39 | 0.34 | 0.23 | 26.62 | 858.478 | 0.59
D | 4002 | 2021-05-16 | 8 | OFF | 17.27 | 7.32 | 0.45 | 0.02 | 0.12 | 0 | 0 | -0.04 | 0.06 | -0.06 | 0 |  | 0.39 | 0.34 | 0.23 | 26.1 | 923.004 | 0.59
D | 4002 | 2021-05-16 | 9 | OFF | 17.93 | 7.32 | 0.45 | 0.02 | 0.05 | 0 | 0 | -0.03 | -0.11 | -0.06 | 0 |  | 0.39 | 0.34 | 0.23 | 26.53 | 1000.226 | 0.52
D | 4002 | 2021-05-16 | 10 | OFF | 18.06 | 7.32 | 0.45 | 0.02 | 0.11 | 0 | 0 | 0.04 | -0.12 | -0.06 | 0 |  | 0.39 | 0.34 | 0.23 | 26.78 | 1052.805 | 0.58
D | 4002 | 2021-05-16 | 11 | OFF | 16.14 | 7.32 | 0.45 | 0.02 | 0.09 | 0 | 0 | 0.01 | -0.03 | -0.06 | 0 |  | 0.39 | 0.34 | 0.23 | 24.9 | 1073.584 | 0.56
D | 4002 | 2021-05-16 | 12 | OFF | 16.38 | 7.32 | 0.45 | 0.02 | 0.09 | 0 | 0 | -0.03 | -0.12 | -0.06 | 0 |  | 0.39 | 0.34 | 0.23 | 25.01 | 1099.04 | 0.56
D | 4002 | 2021-05-16 | 13 | OFF | 18.75 | 7.32 | 0.45 | 0.02 | 0.09 | 0 | 0 | -0.07 | -0.14 | -0.06 | 0 |  | 0.39 | 0.34 | 0.23 | 27.32 | 1124.187 | 0.56
D | 4002 | 2021-05-16 | 14 | OFF | 30.4 | 7.32 | 0.45 | 0.02 | 0.15 | 0 | 0.34 | 0.07 | -0.06 | -0.06 | 0 |  | 0.39 | 0.34 | 0.23 | 39.59 | 1119.86 | 0.96
D | 4002 | 2021-05-16 | 15 | OFF | 20.79 | 7.32 | 0.45 | 0.02 | 0.11 | 0 | 0 | 0.03 | -0.09 | -0.06 | 0 |  | 0.39 | 0.34 | 0.23 | 29.53 | 1115.873 | 0.58
D | 4002 | 2021-05-16 | 16 | OFF | 18.05 | 7.32 | 0.45 | 0.02 | 0.09 | 0 | 0 | 0 | -0.11 | -0.06 | 0 |  | 0.39 | 0.34 | 0.23 | 26.72 | 1132.488 | 0.56
D | 4002 | 2021-05-16 | 17 | OFF | 18.93 | 7.32 | 0.45 | 0.02 | 0.08 | 0 | 0 | 0.03 | -0.13 | -0.06 | 0 |  | 0.39 | 0.34 | 0.23 | 27.6 | 1162.392 | 0.55
D | 4002 | 2021-05-16 | 18 | OFF | 22.14 | 7.32 | 0.45 | 0.02 | 0.1 | 0 | 0 | 0.01 | -0.11 | -0.06 | 0 |  | 0.39 | 0.34 | 0.23 | 30.83 | 1206.301 | 0.57
D | 4002 | 2021-05-16 | 19 | OFF | 29.54 | 7.32 | 0.45 | 0.02 | 0.09 | 0 | 0.08 | -0.04 | -0.16 | -0.06 | 0 |  | 0.39 | 0.34 | 0.23 | 38.2 | 1219.438 | 0.64
D | 4002 | 2021-05-16 | 20 | OFF | 30.54 | 7.32 | 0.45 | 0.02 | 0.14 | 0 | 0 | -0.01 | -0.16 | -0.06 | 0 |  | 0.39 | 0.34 | 0.23 | 39.2 | 1205.842 | 0.61
D | 4002 | 2021-05-16 | 21 | OFF | 39.96 | 7.32 | 0.45 | 0.02 | 3.07 | 0 | 0.31 | -0.06 | -0.14 | -0.06 | 0 |  | 0.39 | 0.34 | 0.23 | 51.83 | 1195.527 | 3.85
D | 4002 | 2021-05-16 | 22 | OFF | 27.64 | 7.32 | 0.45 | 0.02 | 5.53 | 0 | 0 | -0.05 | -0.09 | -0.06 | 0 |  | 0.39 | 0.34 | 0.23 | 41.72 | 1120.33 | 6
D | 4002 | 2021-05-16 | 23 | OFF | 22.39 | 7.32 | 0.45 | 0.02 | 1.75 | 0 | 0 | -0.03 | 0.02 | -0.06 | 0 |  | 0.39 | 0.34 | 0.23 | 32.82 | 1010.197 | 2.22
D | 4002 | 2021-05-16 | 24 | OFF | 20.44 | 7.32 | 0.45 | 0.02 | 0.14 | 0 | 0.08 | -0.03 | -0.07 | -0.06 | 0 |  | 0.39 | 0.34 | 0.23 | 29.25 | 920.78 | 0.69
D | 4002 | 2021-05-17 | 1 | OFF | 22.69 | 7.32 | 0.71 | 0.04 | 0.1 | 0 | 0.17 | -0.05 | 0.07 | -0.06 | 0 |  | 0.39 | 0.34 | 0.23 | 31.95 | 863.601 | 1.02
D | 4002 | 2021-05-17 | 2 | OFF | 31.52 | 7.32 | 0.71 | 0.04 | 0.01 | 0 | 0 | -0.02 | -0.03 | -0.06 | 0 |  | 0.39 | 0.34 | 0.23 | 40.45 | 833.77 | 0.76
D | 4002 | 2021-05-17 | 3 | OFF | 23.91 | 7.32 | 0.71 | 0.04 | 0.06 | 0 | 0 | -0.06 | -0.05 | -0.06 | 0 |  | 0.39 | 0.34 | 0.23 | 32.83 | 819.69 | 0.81
D | 4002 | 2021-05-17 | 4 | OFF | 24.17 | 7.32 | 0.71 | 0.04 | 0.06 | 0 | 0 | -0.05 | -0.03 | -0.06 | 0 |  | 0.39 | 0.34 | 0.23 | 33.12 | 823.47 | 0.81
D | 4002 | 2021-05-17 | 5 | OFF | 24.68 | 7.32 | 0.71 | 0.04 | 0.06 | 0 | 0 | -0.02 | -0.02 | -0.06 | 0 |  | 0.39 | 0.34 | 0.23 | 33.67 | 858.581 | 0.81
D | 4002 | 2021-05-17 | 6 | OFF | 28.35 | 7.32 | 0.71 | 0.04 | 0.09 | 0 | 0 | -0.05 | 0.05 | -0.06 | 0 |  | 0.39 | 0.34 | 0.23 | 37.41 | 942.907 | 0.84
D | 4002 | 2021-05-17 | 7 | OFF | 32.08 | 7.32 | 0.71 | 0.04 | 0.2 | 0 | 0.01 | -0.05 | 0.04 | -0.06 | 0 |  | 0.39 | 0.34 | 0.23 | 41.25 | 1074.078 | 0.96
D | 4002 | 2021-05-17 | 8 | ON | 38.64 | 7.32 | 0.71 | 0.04 | 0.31 | 0.38 | 0.12 | 0.11 | -0.11 | -0.06 | 0 |  | 0.39 | 0.34 | 0.23 | 48.42 | 1171.753 | 1.56
D | 4002 | 2021-05-17 | 9 | ON | 22.12 | 7.32 | 0.71 | 0.04 | 0.09 | 0.38 | 0 | 0.02 | -0.06 | -0.06 | 0 |  | 0.39 | 0.34 | 0.23 | 31.52 | 1212.991 | 1.22
D | 4002 | 2021-05-17 | 10 | ON | 20.05 | 7.32 | 0.71 | 0.04 | 0.1 | 0.36 | 0 | -0.03 | -0.09 | -0.06 | 0 |  | 0.39 | 0.34 | 0.23 | 29.36 | 1232.856 | 1.21
D | 4002 | 2021-05-17 | 11 | ON | 19.5 | 7.32 | 0.71 | 0.04 | 0.08 | 0.38 | 0 | 0.04 | -0.13 | -0.06 | 0 |  | 0.39 | 0.34 | 0.23 | 28.84 | 1251.195 | 1.21
D | 4002 | 2021-05-17 | 12 | ON | 19.78 | 7.32 | 0.71 | 0.04 | 0.06 | 0.37 | 0 | 0.02 | -0.12 | -0.06 | 0 |  | 0.39 | 0.34 | 0.23 | 29.08 | 1271.837 | 1.18
D | 4002 | 2021-05-17 | 13 | ON | 21.11 | 7.32 | 0.71 | 0.04 | 0.06 | 0.36 | 0 | -0.05 | -0.12 | -0.06 | 0 |  | 0.39 | 0.34 | 0.23 | 30.33 | 1286.35 | 1.17
D | 4002 | 2021-05-17 | 14 | ON | 30.13 | 7.32 | 0.71 | 0.04 | 0.09 | 0.36 | 0.1 | -0.01 | -0.09 | -0.06 | 0 |  | 0.39 | 0.34 | 0.23 | 39.55 | 1299.804 | 1.3
D | 4002 | 2021-05-17 | 15 | ON | 34.52 | 7.32 | 0.71 | 0.04 | 0.12 | 0.36 | 0.15 | -0.03 | -0.15 | -0.06 | 0 |  | 0.39 | 0.34 | 0.23 | 43.94 | 1304.662 | 1.38
D | 4002 | 2021-05-17 | 16 | ON | 30.52 | 7.32 | 0.71 | 0.04 | 0.07 | 0.35 | 0 | 0.01 | -0.11 | -0.06 | 0 |  | 0.39 | 0.34 | 0.23 | 39.81 | 1310.553 | 1.17
D | 4002 | 2021-05-17 | 17 | ON | 35 | 7.32 | 0.71 | 0.04 | 0.09 | 0.34 | 0.02 | -0.02 | -0.17 | -0.06 | 0 |  | 0.39 | 0.34 | 0.23 | 44.23 | 1314.406 | 1.2
D | 4002 | 2021-05-17 | 18 | ON | 39.6 | 7.32 | 0.71 | 0.04 | 0.09 | 0.33 | 0.09 | -0.08 | -0.07 | -0.06 | 0 |  | 0.39 | 0.34 | 0.23 | 48.93 | 1342.544 | 1.26
D | 4002 | 2021-05-17 | 19 | ON | 47.09 | 7.32 | 0.71 | 0.04 | 0.17 | 0.33 | 0.17 | 0.02 | -0.18 | -0.06 | 0 |  | 0.39 | 0.34 | 0.23 | 56.57 | 1343.689 | 1.42
D | 4002 | 2021-05-17 | 20 | ON | 40.24 | 7.32 | 0.71 | 0.04 | 0.11 | 0.33 | 0.01 | 0.03 | -0.19 | -0.06 | 0 |  | 0.39 | 0.34 | 0.23 | 49.5 | 1319.354 | 1.2
D | 4002 | 2021-05-17 | 21 | ON | 40.46 | 7.32 | 0.71 | 0.04 | 0.19 | 0.33 | 0.04 | -0.01 | -0.19 | -0.06 | 0 |  | 0.39 | 0.34 | 0.23 | 49.79 | 1302.842 | 1.31
D | 4002 | 2021-05-17 | 22 | ON | 32.49 | 7.32 | 0.71 | 0.04 | 0.28 | 0.35 | 0.04 | 0 | -0.02 | -0.06 | 0 |  | 0.39 | 0.34 | 0.23 | 42.11 | 1207.563 | 1.42
D | 4002 | 2021-05-17 | 23 | ON | 29.81 | 7.32 | 0.71 | 0.04 | 0.29 | 0.39 | 0.22 | -0.07 | -0.12 | -0.06 | 0 |  | 0.39 | 0.34 | 0.23 | 39.49 | 1082.456 | 1.65
D | 4002 | 2021-05-17 | 24 | OFF | 22.08 | 7.32 | 0.71 | 0.04 | 0.14 | 0 | 0.06 | -0.03 | -0.01 | -0.06 | 0 |  | 0.39 | 0.34 | 0.23 | 31.21 | 978.78 | 0.95
D | 4002 | 2021-05-18 | 1 | OFF | 22.5 | 7.32 | 0.22 | 0.04 | 0.05 | 0 | 0 | -0.02 | -0.07 | -0.06 | 0 |  | 0.39 | 0.34 | 0.23 | 30.94 | 911.773 | 0.31
D | 4002 | 2021-05-18 | 2 | OFF | 21.74 | 7.32 | 0.22 | 0.04 | 0.05 | 0 | 0 | -0.02 | -0.06 | -0.06 | 0 |  | 0.39 | 0.34 | 0.23 | 30.19 | 875.377 | 0.31
D | 4002 | 2021-05-18 | 3 | OFF | 20.57 | 7.32 | 0.22 | 0.04 | 0.05 | 0 | 0 | -0.03 | -0.01 | -0.06 | 0 |  | 0.39 | 0.34 | 0.23 | 29.06 | 856.934 | 0.31
D | 4002 | 2021-05-18 | 4 | OFF | 19.5 | 7.32 | 0.22 | 0.04 | 0.05 | 0 | 0 | -0.02 | -0.02 | -0.06 | 0 |  | 0.39 | 0.34 | 0.23 | 27.99 | 857.141 | 0.31
D | 4002 | 2021-05-18 | 5 | OFF | 21.13 | 7.32 | 0.22 | 0.04 | 0.05 | 0 | 0 | -0.01 | -0.11 | -0.06 | 0 |  | 0.39 | 0.34 | 0.23 | 29.54 | 887.129 | 0.31
D | 4002 | 2021-05-18 | 6 | OFF | 22.47 | 7.32 | 0.22 | 0.04 | 0.09 | 0 | 0 | -0.01 | -0.01 | -0.06 | 0 |  | 0.39 | 0.34 | 0.23 | 31.02 | 971.077 | 0.35
D | 4002 | 2021-05-18 | 7 | OFF | 21.98 | 7.32 | 0.22 | 0.04 | 0.11 | 0 | 0 | 0.04 | -0.22 | -0.06 | 0 |  | 0.39 | 0.34 | 0.23 | 30.39 | 1104.206 | 0.37
D | 4002 | 2021-05-18 | 8 | ON | 21.83 | 7.32 | 0.22 | 0.04 | 0.09 | 0.38 | 0 | 0.02 | -0.13 | -0.06 | 0 |  | 0.39 | 0.34 | 0.23 | 30.67 | 1196.137 | 0.73
D | 4002 | 2021-05-18 | 9 | ON | 21.72 | 7.32 | 0.22 | 0.04 | 0.05 | 0.37 | 0 | 0.03 | -0.09 | -0.06 | 0 |  | 0.39 | 0.34 | 0.23 | 30.56 | 1235.048 | 0.68
D | 4002 | 2021-05-18 | 10 | ON | 20.86 | 7.32 | 0.22 | 0.04 | 0.05 | 0.37 | 0 | -0.01 | -0.07 | -0.06 | 0 |  | 0.39 | 0.34 | 0.23 | 29.68 | 1259.22 | 0.68
D | 4002 | 2021-05-18 | 11 | ON | 21.25 | 7.32 | 0.22 | 0.04 | 0.07 | 0.37 | 0 | 0 | -0.13 | -0.06 | 0 |  | 0.39 | 0.34 | 0.23 | 30.04 | 1279.92 | 0.7
D | 4002 | 2021-05-18 | 12 | ON | 20.44 | 7.32 | 0.22 | 0.04 | 0.07 | 0.35 | 0 | 0 | -0.15 | -0.06 | 0 |  | 0.39 | 0.34 | 0.23 | 29.19 | 1304.136 | 0.68
D | 4002 | 2021-05-18 | 13 | ON | 21.41 | 7.32 | 0.22 | 0.04 | 0.07 | 0.35 | 0 | -0.01 | -0.19 | -0.06 | 0 |  | 0.39 | 0.34 | 0.23 | 30.11 | 1325.223 | 0.68
D | 4002 | 2021-05-18 | 14 | ON | 21.22 | 7.32 | 0.22 | 0.04 | 0.07 | 0.35 | 0 | 0.06 | -0.18 | -0.06 | 0 |  | 0.39 | 0.34 | 0.23 | 30 | 1336.167 | 0.68
D | 4002 | 2021-05-18 | 15 | ON | 21.8 | 7.32 | 0.22 | 0.04 | 0.07 | 0.35 | 0 | 0 | -0.15 | -0.06 | 0 |  | 0.39 | 0.34 | 0.23 | 30.55 | 1338.467 | 0.68
D | 4002 | 2021-05-18 | 16 | ON | 22.58 | 7.32 | 0.22 | 0.04 | 0.07 | 0.34 | 0 | 0.01 | -0.17 | -0.06 | 0 |  | 0.39 | 0.34 | 0.23 | 31.31 | 1345.965 | 0.67
D | 4002 | 2021-05-18 | 17 | ON | 22.37 | 7.32 | 0.22 | 0.04 | 0.06 | 0.33 | 0 | -0.01 | -0.27 | -0.06 | 0 |  | 0.39 | 0.34 | 0.23 | 30.96 | 1367.591 | 0.65
D | 4002 | 2021-05-18 | 18 | ON | 28.09 | 7.32 | 0.22 | 0.04 | 0.06 | 0.31 | 0.02 | -0.04 | -0.18 | -0.06 | 0 |  | 0.39 | 0.34 | 0.23 | 36.74 | 1396.283 | 0.65
D | 4002 | 2021-05-18 | 19 | ON | 33.93 | 7.32 | 0.22 | 0.04 | 0.21 | 0.31 | 0.02 | -0.02 | -0.24 | -0.06 | 0 |  | 0.39 | 0.34 | 0.23 | 42.69 | 1389.402 | 0.8
D | 4002 | 2021-05-18 | 20 | ON | 40.88 | 7.32 | 0.22 | 0.04 | 0.18 | 0.31 | 0.29 | -0.05 | -0.22 | -0.06 | 0 |  | 0.39 | 0.34 | 0.23 | 49.87 | 1369.314 | 1.04
D | 4002 | 2021-05-18 | 21 | ON | 43.41 | 7.32 | 0.22 | 0.04 | 0.27 | 0.31 | 0.36 | 0 | -0.14 | -0.06 | 0 |  | 0.39 | 0.34 | 0.23 | 52.69 | 1355.081 | 1.2
D | 4002 | 2021-05-18 | 22 | ON | 35.52 | 7.32 | 0.22 | 0.04 | 0.21 | 0.33 | 0.17 | 0 | -0.17 | -0.06 | 0 |  | 0.39 | 0.34 | 0.23 | 44.54 | 1262.569 | 0.97
D | 4002 | 2021-05-18 | 23 | ON | 31.3 | 7.32 | 0.22 | 0.04 | 0.24 | 0.37 | 0.09 | -0.07 | -0.08 | -0.06 | 0 |  | 0.39 | 0.34 | 0.23 | 40.33 | 1130.405 | 0.96
D | 4002 | 2021-05-18 | 24 | OFF | 27.78 | 7.32 | 0.22 | 0.04 | 0.26 | 0 | 0.11 | -0.03 | 0.08 | -0.06 | 0 |  | 0.39 | 0.34 | 0.23 | 36.68 | 1020.018 | 0.63
D | 4002 | 2021-05-19 | 1 | OFF | 24.53 | 7.32 | 0.59 | 0.02 | 0.03 | 0 | 0.02 | -0.08 | -0.19 | -0.06 | 0 |  | 0.39 | 0.34 | 0.23 | 33.14 | 949.77 | 0.66
D | 4002 | 2021-05-19 | 2 | OFF | 25.53 | 7.32 | 0.59 | 0.02 | 0.11 | 0 | 0 | -0.05 | -0.12 | -0.06 | 0 |  | 0.39 | 0.34 | 0.23 | 34.3 | 909.777 | 0.72
D | 4002 | 2021-05-19 | 3 | OFF | 22.74 | 7.32 | 0.59 | 0.02 | 0.03 | 0 | 0 | -0.06 | -0.08 | -0.06 | 0 |  | 0.39 | 0.34 | 0.23 | 31.46 | 887.04 | 0.64
D | 4002 | 2021-05-19 | 4 | OFF | 21.42 | 7.32 | 0.59 | 0.02 | 0.07 | 0 | 0 | -0.03 | -0.19 | -0.06 | 0 |  | 0.39 | 0.34 | 0.23 | 30.1 | 884.564 | 0.68
D | 4002 | 2021-05-19 | 5 | OFF | 23.63 | 7.32 | 0.59 | 0.02 | 0.06 | 0 | 0 | -0.04 | -0.11 | -0.06 | 0 |  | 0.39 | 0.34 | 0.23 | 32.37 | 912.426 | 0.67
D | 4002 | 2021-05-19 | 6 | OFF | 25.11 | 7.32 | 0.59 | 0.02 | 0.08 | 0 | 0 | -0.02 | -0.11 | -0.06 | 0 |  | 0.39 | 0.34 | 0.23 | 33.89 | 987.304 | 0.69
D | 4002 | 2021-05-19 | 7 | OFF | 25.06 | 7.32 | 0.59 | 0.02 | 0.22 | 0 | 0.04 | -0.04 | -0.08 | -0.06 | 0 |  | 0.39 | 0.34 | 0.23 | 34.03 | 1119.994 | 0.87
D | 4002 | 2021-05-19 | 8 | ON | 23.7 | 7.32 | 0.59 | 0.02 | 0.11 | 0.37 | 0 | -0.01 | -0.15 | -0.06 | 0 |  | 0.39 | 0.34 | 0.23 | 32.85 | 1218.524 | 1.09
D | 4002 | 2021-05-19 | 9 | ON | 24.1 | 7.32 | 0.59 | 0.02 | 0.12 | 0.36 | 0.01 | 0.01 | -0.11 | -0.06 | 0 |  | 0.39 | 0.34 | 0.23 | 33.32 | 1256.051 | 1.1
D | 4002 | 2021-05-19 | 10 | ON | 22.48 | 7.32 | 0.59 | 0.02 | 0.06 | 0.36 | 0 | 0 | -0.1 | -0.06 | 0 |  | 0.39 | 0.34 | 0.23 | 31.63 | 1281.396 | 1.03
D | 4002 | 2021-05-19 | 11 | ON | 21.83 | 7.32 | 0.59 | 0.02 | 0.06 | 0.36 | 0 | 0 | -0.05 | -0.06 | 0 |  | 0.39 | 0.34 | 0.23 | 31.03 | 1304.002 | 1.03
D | 4002 | 2021-05-19 | 12 | ON | 21.25 | 7.32 | 0.59 | 0.02 | 0.06 | 0.35 | 0 | -0.01 | -0.1 | -0.06 | 0 |  | 0.39 | 0.34 | 0.23 | 30.38 | 1327.33 | 1.02
D | 4002 | 2021-05-19 | 13 | ON | 21.18 | 7.32 | 0.59 | 0.02 | 0.11 | 0.35 | 0 | -0.01 | -0.14 | -0.06 | 0 |  | 0.39 | 0.34 | 0.23 | 30.32 | 1343.129 | 1.07
D | 4002 | 2021-05-19 | 14 | ON | 21.25 | 7.32 | 0.59 | 0.02 | 0.13 | 0.34 | 0 | 0 | -0.14 | -0.06 | 0 |  | 0.39 | 0.34 | 0.23 | 30.41 | 1364.061 | 1.08
D | 4002 | 2021-05-19 | 15 | ON | 19.42 | 7.32 | 0.59 | 0.02 | 0.11 | 0.34 | 0 | 0.01 | -0.16 | -0.06 | 0 |  | 0.39 | 0.34 | 0.23 | 28.55 | 1383.329 | 1.06
D | 4002 | 2021-05-19 | 16 | ON | 21.36 | 7.32 | 0.59 | 0.02 | 0.1 | 0.33 | 0 | -0.01 | -0.19 | -0.06 | 0 |  | 0.39 | 0.34 | 0.23 | 30.42 | 1406.543 | 1.04
D | 4002 | 2021-05-19 | 17 | ON | 25.62 | 7.32 | 0.59 | 0.02 | 0.06 | 0.32 | 0 | -0.01 | -0.24 | -0.06 | 0 |  | 0.39 | 0.34 | 0.23 | 34.58 | 1425.774 | 0.99
D | 4002 | 2021-05-19 | 18 | ON | 27.31 | 7.32 | 0.59 | 0.02 | 0.05 | 0.31 | 0 | 0.08 | -0.26 | -0.06 | 0 |  | 0.39 | 0.34 | 0.23 | 36.32 | 1442.219 | 0.97
D | 4002 | 2021-05-19 | 19 | ON | 26.15 | 7.32 | 0.59 | 0.02 | 0.05 | 0.31 | 0 | 0 | -0.24 | -0.06 | 0 |  | 0.39 | 0.34 | 0.23 | 35.1 | 1431.142 | 0.97
D | 4002 | 2021-05-19 | 20 | ON | 25.41 | 7.32 | 0.59 | 0.02 | 0.03 | 0.31 | 0 | -0.05 | -0.23 | -0.06 | 0 |  | 0.39 | 0.34 | 0.23 | 34.3 | 1404.557 | 0.95
D | 4002 | 2021-05-19 | 21 | ON | 27.91 | 7.32 | 0.59 | 0.02 | 0.07 | 0.31 | 0.01 | -0.03 | -0.23 | -0.06 | 0 |  | 0.39 | 0.34 | 0.23 | 36.87 | 1377.014 | 1
D | 4002 | 2021-05-19 | 22 | ON | 24.65 | 7.32 | 0.59 | 0.02 | 0.1 | 0.33 | 0 | -0.07 | -0.11 | -0.06 | 0 |  | 0.39 | 0.34 | 0.23 | 33.73 | 1279.627 | 1.04
D | 4002 | 2021-05-19 | 23 | ON | 22.01 | 7.32 | 0.59 | 0.02 | 0.06 | 0.37 | 0 | -0.04 | -0.06 | -0.06 | 0 |  | 0.39 | 0.34 | 0.23 | 31.17 | 1142.781 | 1.04
D | 4002 | 2021-05-19 | 24 | OFF | 19.94 | 7.32 | 0.59 | 0.02 | 0.09 | 0 | 0 | -0.04 | -0.07 | -0.06 | 0 |  | 0.39 | 0.34 | 0.23 | 28.75 | 1024.972 | 0.7
D | 4002 | 2021-05-20 | 1 | OFF | 21.7 | 7.32 | 0.35 | 0.01 | 0.05 | 0 | 0 | -0.04 | -0.1 | -0.06 | 0 |  | 0.39 | 0.34 | 0.23 | 30.19 | 947.125 | 0.41
D | 4002 | 2021-05-20 | 2 | OFF | 20.65 | 7.32 | 0.35 | 0.01 | 0.04 | 0 | 0 | -0.03 | -0.01 | -0.06 | 0 |  | 0.39 | 0.34 | 0.23 | 29.23 | 904.304 | 0.4
D | 4002 | 2021-05-20 | 3 | OFF | 19.73 | 7.32 | 0.35 | 0.01 | 0.05 | 0 | 0 | -0.03 | -0.16 | -0.06 | 0 |  | 0.39 | 0.34 | 0.23 | 28.17 | 883.947 | 0.41
D | 4002 | 2021-05-20 | 4 | OFF | 19.37 | 7.32 | 0.35 | 0.01 | 0.06 | 0 | 0 | -0.05 | -0.05 | -0.06 | 0 |  | 0.39 | 0.34 | 0.23 | 27.91 | 878.348 | 0.42
D | 4002 | 2021-05-20 | 5 | OFF | 18.86 | 7.32 | 0.35 | 0.01 | 0.06 | 0 | 0 | -0.03 | -0.07 | -0.06 | 0 |  | 0.39 | 0.34 | 0.23 | 27.4 | 902.426 | 0.42
D | 4002 | 2021-05-20 | 6 | OFF | 19.07 | 7.32 | 0.35 | 0.01 | 0.07 | 0 | 0 | -0.02 | -0.08 | -0.06 | 0 |  | 0.39 | 0.34 | 0.23 | 27.62 | 977.841 | 0.43
D | 4002 | 2021-05-20 | 7 | OFF | 20.4 | 7.32 | 0.35 | 0.01 | 0.13 | 0 | 0 | -0.04 | -0.12 | -0.06 | 0 |  | 0.39 | 0.34 | 0.23 | 28.95 | 1107.469 | 0.49
D | 4002 | 2021-05-20 | 8 | ON | 20.69 | 7.32 | 0.35 | 0.01 | 0.11 | 0.37 | 0 | -0.03 | -0.11 | -0.06 | 0 |  | 0.39 | 0.34 | 0.23 | 29.61 | 1207.887 | 0.84
D | 4002 | 2021-05-20 | 9 | ON | 20.71 | 7.32 | 0.35 | 0.01 | 0.05 | 0.37 | 0 | -0.01 | -0.11 | -0.06 | 0 |  | 0.39 | 0.34 | 0.23 | 29.59 | 1254.929 | 0.78
D | 4002 | 2021-05-20 | 10 | ON | 20.7 | 7.32 | 0.35 | 0.01 | 0.03 | 0.37 | 0 | -0.02 | -0.11 | -0.06 | 0 |  | 0.39 | 0.34 | 0.23 | 29.55 | 1274.797 | 0.76
D | 4002 | 2021-05-20 | 11 | ON | 21.21 | 7.32 | 0.35 | 0.01 | 0.06 | 0.36 | 0 | -0.03 | -0.04 | -0.06 | 0 |  | 0.39 | 0.34 | 0.23 | 30.14 | 1297.86 | 0.78
D | 4002 | 2021-05-20 | 12 | ON | 21.31 | 7.32 | 0.35 | 0.01 | 0.06 | 0.36 | 0 | -0.01 | -0.06 | -0.06 | 0 |  | 0.39 | 0.34 | 0.23 | 30.24 | 1312.181 | 0.78
D | 4002 | 2021-05-20 | 13 | ON | 21.35 | 7.32 | 0.35 | 0.01 | 0.06 | 0.36 | 0 | 0 | -0.12 | -0.06 | 0 |  | 0.39 | 0.34 | 0.23 | 30.23 | 1333.265 | 0.78
D | 4002 | 2021-05-20 | 14 | ON | 21.99 | 7.32 | 0.35 | 0.01 | 0.13 | 0.35 | 0 | -0.01 | -0.23 | -0.06 | 0 |  | 0.39 | 0.34 | 0.23 | 30.81 | 1360.205 | 0.84
D | 4002 | 2021-05-20 | 15 | ON | 21.19 | 7.32 | 0.35 | 0.01 | 0.08 | 0.35 | 0 | 0 | -0.14 | -0.06 | 0 |  | 0.39 | 0.34 | 0.23 | 30.06 | 1375.896 | 0.79
D | 4002 | 2021-05-20 | 16 | ON | 20.24 | 7.32 | 0.35 | 0.01 | 0.05 | 0.34 | 0 | -0.02 | -0.11 | -0.06 | 0 |  | 0.39 | 0.34 | 0.23 | 29.08 | 1399.306 | 0.75
D | 4002 | 2021-05-20 | 17 | ON | 20.66 | 7.32 | 0.35 | 0.01 | 0.13 | 0.33 | 0 | 0 | -0.24 | -0.06 | 0 |  | 0.39 | 0.34 | 0.23 | 29.46 | 1416.41 | 0.82
D | 4002 | 2021-05-20 | 18 | ON | 22.68 | 7.32 | 0.35 | 0.01 | 0.07 | 0.31 | 0 | -0.03 | -0.25 | -0.06 | 0 |  | 0.39 | 0.34 | 0.23 | 31.36 | 1440.703 | 0.74
D | 4002 | 2021-05-20 | 19 | ON | 23.31 | 7.32 | 0.35 | 0.01 | 0.05 | 0.31 | 0 | -0.02 | -0.19 | -0.06 | 0 |  | 0.39 | 0.34 | 0.23 | 32.04 | 1425.574 | 0.72
D | 4002 | 2021-05-20 | 20 | ON | 22.34 | 7.32 | 0.35 | 0.01 | 0.04 | 0.32 | 0 | -0.01 | -0.15 | -0.06 | 0 |  | 0.39 | 0.34 | 0.23 | 31.12 | 1388.422 | 0.72
D | 4002 | 2021-05-20 | 21 | ON | 22.63 | 7.32 | 0.35 | 0.01 | 0.05 | 0.32 | 0 | -0.02 | -0.15 | -0.06 | 0 |  | 0.39 | 0.34 | 0.23 | 31.41 | 1373.542 | 0.73
D | 4002 | 2021-05-20 | 22 | ON | 29.4 | 7.32 | 0.35 | 0.01 | 0.13 | 0.34 | 0.02 | -0.07 | 0.01 | -0.06 | 0 |  | 0.39 | 0.34 | 0.23 | 38.41 | 1282.722 | 0.85
D | 4002 | 2021-05-20 | 23 | ON | 21.29 | 7.32 | 0.35 | 0.01 | 0.1 | 0.37 | 0 | -0.02 | -0.03 | -0.06 | 0 |  | 0.39 | 0.34 | 0.23 | 30.29 | 1147.911 | 0.83
D | 4002 | 2021-05-20 | 24 | OFF | 19.02 | 7.32 | 0.35 | 0.01 | 0.13 | 0 | 0 | -0.02 | 0.03 | -0.06 | 0 |  | 0.39 | 0.34 | 0.23 | 27.74 | 1037.688 | 0.49
D | 4002 | 2021-05-21 | 1 | OFF | 19.74 | 7.32 | 0.26 | 0.01 | 0.15 | 0 | 0 | -0.04 | -0.17 | -0.06 | 0 |  | 0.39 | 0.34 | 0.23 | 28.17 | 962.978 | 0.42
D | 4002 | 2021-05-21 | 2 | OFF | 19.22 | 7.32 | 0.26 | 0.01 | 0.06 | 0 | 0 | -0.01 | -0.12 | -0.06 | 0 |  | 0.39 | 0.34 | 0.23 | 27.64 | 916.9 | 0.33
D | 4002 | 2021-05-21 | 3 | OFF | 19.02 | 7.32 | 0.26 | 0.01 | 0.04 | 0 | 0 | 0 | -0.09 | -0.06 | 0 |  | 0.39 | 0.34 | 0.23 | 27.46 | 896.538 | 0.31
D | 4002 | 2021-05-21 | 4 | OFF | 19.02 | 7.32 | 0.26 | 0.01 | 0.05 | 0 | 0 | 0 | -0.08 | -0.06 | 0 |  | 0.39 | 0.34 | 0.23 | 27.48 | 896.14 | 0.32
D | 4002 | 2021-05-21 | 5 | OFF | 18.45 | 7.32 | 0.26 | 0.01 | 0.06 | 0 | 0 | 0 | -0.04 | -0.06 | 0 |  | 0.39 | 0.34 | 0.23 | 26.96 | 921.302 | 0.33
D | 4002 | 2021-05-21 | 6 | OFF | 19.07 | 7.32 | 0.26 | 0.01 | 0.08 | 0 | 0 | 0.01 | -0.09 | -0.06 | 0 |  | 0.39 | 0.34 | 0.23 | 27.56 | 995.873 | 0.35
D | 4002 | 2021-05-21 | 7 | OFF | 21.14 | 7.32 | 0.26 | 0.01 | 0.14 | 0 | 0 | -0.01 | -0.1 | -0.06 | 0 |  | 0.39 | 0.34 | 0.23 | 29.66 | 1120.272 | 0.41
D | 4002 | 2021-05-21 | 8 | ON | 22.47 | 7.32 | 0.26 | 0.01 | 0.15 | 0.37 | 0 | -0.05 | -0.13 | -0.06 | 0 |  | 0.39 | 0.34 | 0.23 | 31.3 | 1220.029 | 0.79
D | 4002 | 2021-05-21 | 9 | ON | 24.12 | 7.32 | 0.26 | 0.01 | 0.12 | 0.36 | 0 | -0.06 | -0.13 | -0.06 | 0 |  | 0.39 | 0.34 | 0.23 | 32.9 | 1268.348 | 0.75
D | 4002 | 2021-05-21 | 10 | ON | 21.91 | 7.32 | 0.26 | 0.01 | 0.06 | 0.36 | 0 | -0.01 | -0.12 | -0.06 | 0 |  | 0.39 | 0.34 | 0.23 | 30.69 | 1289.992 | 0.69
D | 4002 | 2021-05-21 | 11 | ON | 23.53 | 7.32 | 0.26 | 0.01 | 0.05 | 0.36 | 0 | -0.01 | -0.11 | -0.06 | 0 |  | 0.39 | 0.34 | 0.23 | 32.31 | 1308.088 | 0.68
D | 4002 | 2021-05-21 | 12 | ON | 22.45 | 7.32 | 0.26 | 0.01 | 0.06 | 0.36 | 0 | -0.05 | -0.12 | -0.06 | 0 |  | 0.39 | 0.34 | 0.23 | 31.19 | 1322.768 | 0.69
D | 4002 | 2021-05-21 | 13 | ON | 22.06 | 7.32 | 0.26 | 0.01 | 0.05 | 0.35 | 0 | -0.04 | -0.13 | -0.06 | 0 |  | 0.39 | 0.34 | 0.23 | 30.78 | 1338.55 | 0.67
D | 4002 | 2021-05-21 | 14 | ON | 23.04 | 7.32 | 0.26 | 0.01 | 0.04 | 0.34 | 0 | -0.03 | -0.14 | -0.06 | 0 |  | 0.39 | 0.34 | 0.23 | 31.74 | 1371.045 | 0.65
D | 4002 | 2021-05-21 | 15 | ON | 21.01 | 7.32 | 0.26 | 0.01 | 0.05 | 0.34 | 0 | -0.03 | -0.15 | -0.06 | 0 |  | 0.39 | 0.34 | 0.23 | 29.71 | 1410.197 | 0.66
D | 4002 | 2021-05-21 | 16 | ON | 20.51 | 7.32 | 0.26 | 0.01 | 0.04 | 0.33 | 0 | -0.01 | -0.19 | -0.06 | 0 |  | 0.39 | 0.34 | 0.23 | 29.17 | 1449.59 | 0.64
D | 4002 | 2021-05-21 | 17 | ON | 24.89 | 7.32 | 0.26 | 0.01 | 0.05 | 0.31 | 0 | -0.04 | -0.22 | -0.06 | 0 |  | 0.39 | 0.34 | 0.23 | 33.48 | 1495.887 | 0.63
D | 4002 | 2021-05-21 | 18 | ON | 29.37 | 7.32 | 0.26 | 0.01 | 0.05 | 0.31 | 0 | -0.05 | -0.19 | -0.06 | 0 |  | 0.39 | 0.34 | 0.23 | 37.98 | 1528.753 | 0.63
D | 4002 | 2021-05-21 | 19 | ON | 34.72 | 7.32 | 0.26 | 0.01 | 0.09 | 0.31 | 0 | -0.04 | -0.2 | -0.06 | 0 |  | 0.39 | 0.34 | 0.23 | 43.37 | 1516.527 | 0.67
D | 4002 | 2021-05-21 | 20 | ON | 34.05 | 7.32 | 0.26 | 0.01 | 0.08 | 0.31 | 0.03 | -0.01 | -0.15 | -0.06 | 0 |  | 0.39 | 0.34 | 0.23 | 42.8 | 1477.506 | 0.69
D | 4002 | 2021-05-21 | 21 | ON | 29.24 | 7.32 | 0.26 | 0.01 | 0.1 | 0.32 | 0.08 | -0.05 | -0.16 | -0.06 | 0 |  | 0.39 | 0.34 | 0.23 | 38.02 | 1457.261 | 0.77
D | 4002 | 2021-05-21 | 22 | ON | 27.32 | 7.32 | 0.26 | 0.01 | 0.15 | 0.33 | 0.04 | -0.09 | -0.1 | -0.06 | 0 |  | 0.39 | 0.34 | 0.23 | 36.14 | 1374.521 | 0.79
D | 4002 | 2021-05-21 | 23 | ON | 22.35 | 7.32 | 0.26 | 0.01 | 0.11 | 0.36 | 0 | -0.1 | -0.14 | -0.06 | 0 |  | 0.39 | 0.34 | 0.23 | 31.07 | 1255.595 | 0.74
D | 4002 | 2021-05-21 | 24 | OFF | 20.51 | 7.32 | 0.26 | 0.01 | 0.08 | 0 | 0 | -0.03 | -0.01 | -0.06 | 0 |  | 0.39 | 0.34 | 0.23 | 29.04 | 1138.267 | 0.35
D | 4002 | 2021-05-22 | 1 | OFF | 20.78 | 7.32 | 0.3 | 0.03 | 0.15 | 0 | 0 | -0.08 | -0.17 | -0.06 | 0 |  | 0.39 | 0.34 | 0.23 | 29.23 | 1052.221 | 0.48
D | 4002 | 2021-05-22 | 2 | OFF | 20.34 | 7.32 | 0.3 | 0.03 | 0.13 | 0 | 0 | 0 | -0.01 | -0.06 | 0 |  | 0.39 | 0.34 | 0.23 | 29.01 | 998.824 | 0.46
D | 4002 | 2021-05-22 | 3 | OFF | 19.75 | 7.32 | 0.3 | 0.03 | 0.11 | 0 | 0 | -0.01 | -0.11 | -0.06 | 0 |  | 0.39 | 0.34 | 0.23 | 28.29 | 965.23 | 0.44
D | 4002 | 2021-05-22 | 4 | OFF | 20.49 | 7.32 | 0.3 | 0.03 | 0.1 | 0 | 0 | 0 | -0.11 | -0.06 | 0 |  | 0.39 | 0.34 | 0.23 | 29.03 | 950.886 | 0.43
D | 4002 | 2021-05-22 | 5 | OFF | 19.64 | 7.32 | 0.3 | 0.03 | 0.13 | 0 | 0 | -0.01 | -0.08 | -0.06 | 0 |  | 0.39 | 0.34 | 0.23 | 28.23 | 950.442 | 0.46
D | 4002 | 2021-05-22 | 6 | OFF | 19.57 | 7.32 | 0.3 | 0.03 | 0.15 | 0 | 0 | -0.01 | -0.09 | -0.06 | 0 |  | 0.39 | 0.34 | 0.23 | 28.17 | 968.754 | 0.48
D | 4002 | 2021-05-22 | 7 | OFF | 21.69 | 7.32 | 0.3 | 0.03 | 0.16 | 0 | 0 | -0.03 | -0.17 | -0.06 | 0 |  | 0.39 | 0.34 | 0.23 | 30.2 | 1021.276 | 0.49
D | 4002 | 2021-05-22 | 8 | OFF | 20.99 | 7.32 | 0.3 | 0.03 | 0.12 | 0 | 0 | -0.02 | -0.07 | -0.06 | 0 |  | 0.39 | 0.34 | 0.23 | 29.57 | 1110.796 | 0.45
D | 4002 | 2021-05-22 | 9 | OFF | 24.67 | 7.32 | 0.3 | 0.03 | 0.2 | 0 | 0.12 | 0 | -0.09 | -0.06 | 0 |  | 0.39 | 0.34 | 0.23 | 33.45 | 1212.433 | 0.65
D | 4002 | 2021-05-22 | 10 | OFF | 30.7 | 7.32 | 0.3 | 0.03 | 0.36 | 0 | 0.4 | 0.03 | -0.17 | -0.06 | 0 |  | 0.39 | 0.34 | 0.23 | 39.87 | 1295.597 | 1.09
D | 4002 | 2021-05-22 | 11 | OFF | 31.05 | 7.32 | 0.3 | 0.03 | 0.12 | 0 | 0.13 | -0.02 | -0.11 | -0.06 | 0 |  | 0.39 | 0.34 | 0.23 | 39.72 | 1354.452 | 0.58
D | 4002 | 2021-05-22 | 12 | OFF | 26.28 | 7.32 | 0.3 | 0.03 | 0.06 | 0 | 0.05 | -0.01 | -0.12 | -0.06 | 0 |  | 0.39 | 0.34 | 0.23 | 34.81 | 1404.45 | 0.44
D | 4002 | 2021-05-22 | 13 | OFF | 26.07 | 7.32 | 0.3 | 0.03 | 0.06 | 0 | 0.02 | -0.03 | -0.12 | -0.06 | 0 |  | 0.39 | 0.34 | 0.23 | 34.55 | 1452.067 | 0.41
D | 4002 | 2021-05-22 | 14 | OFF | 31.32 | 7.32 | 0.3 | 0.03 | 0.07 | 0 | 0.01 | -0.01 | -0.07 | -0.06 | 0 |  | 0.39 | 0.34 | 0.23 | 39.87 | 1468.569 | 0.41
D | 4002 | 2021-05-22 | 15 | OFF | 33.89 | 7.32 | 0.3 | 0.03 | 0.12 | 0 | 0.16 | 0.01 | -0.13 | -0.06 | 0 |  | 0.39 | 0.34 | 0.23 | 42.6 | 1504.235 | 0.61
D | 4002 | 2021-05-22 | 16 | OFF | 41.45 | 7.32 | 0.3 | 0.03 | 0.15 | 0 | 0.17 | -0.03 | -0.14 | -0.06 | 0 |  | 0.39 | 0.34 | 0.23 | 50.15 | 1535.76 | 0.65
D | 4002 | 2021-05-22 | 17 | OFF | 34.25 | 7.32 | 0.3 | 0.03 | 0.08 | 0 | 0 | 0.02 | -0.18 | -0.06 | 0 |  | 0.39 | 0.34 | 0.23 | 42.72 | 1573.444 | 0.41
D | 4002 | 2021-05-22 | 18 | OFF | 38.45 | 7.32 | 0.3 | 0.03 | 0.09 | 0 | 0.02 | 0 | -0.2 | -0.06 | 0 |  | 0.39 | 0.34 | 0.23 | 46.91 | 1588.288 | 0.44
D | 4002 | 2021-05-22 | 19 | OFF | 38.8 | 7.32 | 0.3 | 0.03 | 0.09 | 0 | 0.02 | 0.01 | -0.19 | -0.06 | 0 |  | 0.39 | 0.34 | 0.23 | 47.28 | 1555.081 | 0.44
D | 4002 | 2021-05-22 | 20 | OFF | 37.75 | 7.32 | 0.3 | 0.03 | 0.09 | 0 | 0.03 | -0.07 | -0.17 | -0.06 | 0 |  | 0.39 | 0.34 | 0.23 | 46.18 | 1509.282 | 0.45
D | 4002 | 2021-05-22 | 21 | OFF | 40.69 | 7.32 | 0.3 | 0.03 | 0.11 | 0 | 0.07 | -0.06 | -0.2 | -0.06 | 0 |  | 0.39 | 0.34 | 0.23 | 49.16 | 1488.932 | 0.51
D | 4002 | 2021-05-22 | 22 | OFF | 36.61 | 7.32 | 0.3 | 0.03 | 0.16 | 0 | 0.06 | -0.07 | -0.11 | -0.06 | 0 |  | 0.39 | 0.34 | 0.23 | 45.2 | 1418.116 | 0.55
D | 4002 | 2021-05-22 | 23 | OFF | 31.48 | 7.32 | 0.3 | 0.03 | 0.11 | 0 | 0.04 | -0.13 | -0.11 | -0.06 | 0 |  | 0.39 | 0.34 | 0.23 | 39.94 | 1302.204 | 0.48
D | 4002 | 2021-05-22 | 24 | OFF | 27.32 | 7.32 | 0.3 | 0.03 | 0.1 | 0 | 0.08 | -0.04 | -0.13 | -0.06 | 0 |  | 0.39 | 0.34 | 0.23 | 35.88 | 1181.564 | 0.51
D | 4002 | 2021-05-23 | 1 | OFF | 26.83 | 7.32 | 0.15 | 0.03 | 0.13 | 0 | 0.14 | -0.05 | -0.04 | -0.06 | 0 |  | 0.39 | 0.34 | 0.23 | 35.41 | 1092.432 | 0.45
D | 4002 | 2021-05-23 | 2 | OFF | 21.64 | 7.32 | 0.15 | 0.03 | 0.09 | 0 | 0 | -0.03 | -0.17 | -0.06 | 0 |  | 0.39 | 0.34 | 0.23 | 29.93 | 1031.147 | 0.27
D | 4002 | 2021-05-23 | 3 | OFF | 22.71 | 7.32 | 0.15 | 0.03 | 0.07 | 0 | 0 | -0.02 | -0.11 | -0.06 | 0 |  | 0.39 | 0.34 | 0.23 | 31.05 | 992.081 | 0.25
D | 4002 | 2021-05-23 | 4 | OFF | 21.57 | 7.32 | 0.15 | 0.03 | 0.06 | 0 | 0 | 0.02 | -0.13 | -0.06 | 0 |  | 0.39 | 0.34 | 0.23 | 29.92 | 970.368 | 0.24
D | 4002 | 2021-05-23 | 5 | OFF | 20.85 | 7.32 | 0.15 | 0.03 | 0.07 | 0 | 0 | 0.03 | -0.06 | -0.06 | 0 |  | 0.39 | 0.34 | 0.23 | 29.29 | 964.965 | 0.25
D | 4002 | 2021-05-23 | 6 | OFF | 19.84 | 7.32 | 0.15 | 0.03 | 0.06 | 0 | 0 | 0 | -0.08 | -0.06 | 0 |  | 0.39 | 0.34 | 0.23 | 28.22 | 974.937 | 0.24
D | 4002 | 2021-05-23 | 7 | OFF | 19.59 | 7.32 | 0.15 | 0.03 | 0.1 | 0 | 0 | -0.02 | -0.09 | -0.06 | 0 |  | 0.39 | 0.34 | 0.23 | 27.98 | 1022.765 | 0.28
D | 4002 | 2021-05-23 | 8 | OFF | 19.21 | 7.32 | 0.15 | 0.03 | 0.11 | 0 | 0 | 0.01 | -0.12 | -0.06 | 0 |  | 0.39 | 0.34 | 0.23 | 27.61 | 1122.296 | 0.29
D | 4002 | 2021-05-23 | 9 | OFF | 20.21 | 7.32 | 0.15 | 0.03 | 0.09 | 0 | 0 | -0.02 | -0.17 | -0.06 | 0 |  | 0.39 | 0.34 | 0.23 | 28.51 | 1244.939 | 0.27
D | 4002 | 2021-05-23 | 10 | OFF | 21.04 | 7.32 | 0.15 | 0.03 | 0.05 | 0 | 0 | 0 | -0.15 | -0.06 | 0 |  | 0.39 | 0.34 | 0.23 | 29.34 | 1343.333 | 0.23
D | 4002 | 2021-05-23 | 11 | OFF | 24.03 | 7.32 | 0.15 | 0.03 | 0.04 | 0 | 0 | 0 | -0.16 | -0.06 | 0 |  | 0.39 | 0.34 | 0.23 | 32.31 | 1419.619 | 0.22
D | 4002 | 2021-05-23 | 12 | OFF | 23.85 | 7.32 | 0.15 | 0.03 | 0.04 | 0 | 0 | -0.03 | -0.16 | -0.06 | 0 |  | 0.39 | 0.34 | 0.23 | 32.1 | 1500.264 | 0.22
D | 4002 | 2021-05-23 | 13 | OFF | 29.9 | 7.32 | 0.15 | 0.03 | 0.1 | 0 | 0.03 | 0.01 | -0.17 | -0.06 | 0 |  | 0.39 | 0.34 | 0.23 | 38.27 | 1558.325 | 0.31
D | 4002 | 2021-05-23 | 14 | OFF | 30.68 | 7.32 | 0.15 | 0.03 | 0.05 | 0 | 0.01 | -0.03 | -0.12 | -0.06 | 0 |  | 0.39 | 0.34 | 0.23 | 38.99 | 1563.897 | 0.24
D | 4002 | 2021-05-23 | 15 | OFF | 34.31 | 7.32 | 0.15 | 0.03 | 0.15 | 0 | 0 | 0.02 | -0.19 | -0.06 | 0 |  | 0.39 | 0.34 | 0.23 | 42.69 | 1523.519 | 0.33
D | 4002 | 2021-05-23 | 16 | OFF | 33.52 | 7.32 | 0.15 | 0.03 | 0.19 | 0 | 0.14 | 0.01 | -0.21 | -0.06 | 0 |  | 0.39 | 0.34 | 0.23 | 42.05 | 1515.608 | 0.51
D | 4002 | 2021-05-23 | 17 | OFF | 41.21 | 7.32 | 0.15 | 0.03 | 0.18 | 0 | 0.09 | -0.02 | -0.23 | -0.06 | 0 |  | 0.39 | 0.34 | 0.23 | 49.63 | 1481.33 | 0.45
D | 4002 | 2021-05-23 | 18 | OFF | 37.78 | 7.32 | 0.15 | 0.03 | 0.15 | 0 | 0.03 | 0.03 | -0.26 | -0.06 | 0 |  | 0.39 | 0.34 | 0.23 | 46.13 | 1483.969 | 0.36
D | 4002 | 2021-05-23 | 19 | OFF | 34.33 | 7.32 | 0.15 | 0.03 | 0.11 | 0 | 0.03 | 0 | -0.24 | -0.06 | 0 |  | 0.39 | 0.34 | 0.23 | 42.63 | 1437.577 | 0.32
D | 4002 | 2021-05-23 | 20 | OFF | 28.07 | 7.32 | 0.15 | 0.03 | 0.1 | 0 | 0 | 0 | -0.18 | -0.06 | 0 |  | 0.39 | 0.34 | 0.23 | 36.39 | 1370.498 | 0.28
D | 4002 | 2021-05-23 | 21 | OFF | 28.17 | 7.32 | 0.15 | 0.03 | 0.09 | 0 | 0 | -0.02 | -0.17 | -0.06 | 0 |  | 0.39 | 0.34 | 0.23 | 36.47 | 1321.085 | 0.27
D | 4002 | 2021-05-23 | 22 | OFF | 26.02 | 7.32 | 0.15 | 0.03 | 0.08 | 0 | 0 | -0.03 | -0.14 | -0.06 | 0 |  | 0.39 | 0.34 | 0.23 | 34.33 | 1234.641 | 0.26
D | 4002 | 2021-05-23 | 23 | OFF | 22.92 | 7.32 | 0.15 | 0.03 | 0.09 | 0 | 0 | -0.04 | -0.12 | -0.06 | 0 |  | 0.39 | 0.34 | 0.23 | 31.25 | 1103.716 | 0.27
D | 4002 | 2021-05-23 | 24 | OFF | 20.67 | 7.32 | 0.15 | 0.03 | 0.18 | 0 | 0 | -0.03 | -0.12 | -0.06 | 0 |  | 0.39 | 0.34 | 0.23 | 29.1 | 997.473 | 0.36
D | 4002 | 2021-05-24 | 1 | OFF | 25.41 | 7.32 | 0.15 | 0.01 | 0.1 | 0 | 0 | -0.02 | -0.19 | -0.06 | 0 |  | 0.39 | 0.34 | 0.23 | 33.68 | 925.676 | 0.26
D | 4002 | 2021-05-24 | 2 | OFF | 24.48 | 7.32 | 0.15 | 0.01 | 0.07 | 0 | 0 | -0.01 | -0.14 | -0.06 | 0 |  | 0.39 | 0.34 | 0.23 | 32.78 | 887.226 | 0.23
D | 4002 | 2021-05-24 | 3 | OFF | 23.32 | 7.32 | 0.15 | 0.01 | 0.06 | 0 | 0 | -0.03 | -0.15 | -0.06 | 0 |  | 0.39 | 0.34 | 0.23 | 31.58 | 864.866 | 0.22
D | 4002 | 2021-05-24 | 4 | OFF | 22.5 | 7.32 | 0.15 | 0.01 | 0.05 | 0 | 0 | -0.01 | -0.15 | -0.06 | 0 |  | 0.39 | 0.34 | 0.23 | 30.77 | 862.003 | 0.21
D | 4002 | 2021-05-24 | 5 | OFF | 23.08 | 7.32 | 0.15 | 0.01 | 0.05 | 0 | 0 | 0 | -0.14 | -0.06 | 0 |  | 0.39 | 0.34 | 0.23 | 31.37 | 893.865 | 0.21
D | 4002 | 2021-05-24 | 6 | OFF | 24.18 | 7.32 | 0.15 | 0.01 | 0.08 | 0 | 0 | -0.03 | -0.1 | -0.06 | 0 |  | 0.39 | 0.34 | 0.23 | 32.51 | 969.22 | 0.24
D | 4002 | 2021-05-24 | 7 | OFF | 24.4 | 7.32 | 0.15 | 0.01 | 0.14 | 0 | 0.06 | 0 | -0.08 | -0.06 | 0 |  | 0.39 | 0.34 | 0.23 | 32.9 | 1100.697 | 0.36
D | 4002 | 2021-05-24 | 8 | ON | 27.15 | 7.32 | 0.15 | 0.01 | 0.17 | 0.37 | 0.11 | -0.04 | -0.17 | -0.06 | 0 |  | 0.39 | 0.34 | 0.23 | 35.97 | 1194.949 | 0.81
D | 4002 | 2021-05-24 | 9 | ON | 29.75 | 7.32 | 0.15 | 0.01 | 0.09 | 0.36 | 0.14 | -0.05 | -0.16 | -0.06 | 0 |  | 0.39 | 0.34 | 0.23 | 38.51 | 1238.908 | 0.75
D | 4002 | 2021-05-24 | 10 | ON | 28.86 | 7.32 | 0.15 | 0.01 | 0.12 | 0.36 | 0.03 | -0.01 | -0.15 | -0.06 | 0 |  | 0.39 | 0.34 | 0.23 | 37.59 | 1258.529 | 0.67
D | 4002 | 2021-05-24 | 11 | ON | 26.15 | 7.32 | 0.15 | 0.01 | 0.08 | 0.36 | 0.05 | -0.01 | -0.16 | -0.06 | 0 |  | 0.39 | 0.34 | 0.23 | 34.85 | 1278.163 | 0.65
D | 4002 | 2021-05-24 | 12 | ON | 23.83 | 7.32 | 0.15 | 0.01 | 0.05 | 0.36 | 0 | 0.01 | -0.14 | -0.06 | 0 |  | 0.39 | 0.34 | 0.23 | 32.49 | 1296.151 | 0.57
D | 4002 | 2021-05-24 | 13 | ON | 22.97 | 7.32 | 0.15 | 0.01 | 0.05 | 0.36 | 0 | 0 | -0.15 | -0.06 | 0 |  | 0.39 | 0.34 | 0.23 | 31.61 | 1303.295 | 0.57
D | 4002 | 2021-05-24 | 14 | ON | 21.8 | 7.32 | 0.15 | 0.01 | 0.06 | 0.36 | 0 | 0.04 | -0.12 | -0.06 | 0 |  | 0.39 | 0.34 | 0.23 | 30.52 | 1302.993 | 0.58
D | 4002 | 2021-05-24 | 15 | ON | 20.23 | 7.32 | 0.15 | 0.01 | 0.14 | 0.36 | 0 | 0 | -0.1 | -0.06 | 0 |  | 0.39 | 0.34 | 0.23 | 29.01 | 1300.403 | 0.66
D | 4002 | 2021-05-24 | 16 | ON | 21.05 | 7.32 | 0.15 | 0.01 | 0.15 | 0.35 | 0 | 0.02 | -0.19 | -0.06 | 0 |  | 0.39 | 0.34 | 0.23 | 29.76 | 1310.869 | 0.66
D | 4002 | 2021-05-24 | 17 | ON | 22.13 | 7.32 | 0.15 | 0.01 | 0.16 | 0.34 | 0 | -0.01 | -0.15 | -0.06 | 0 |  | 0.39 | 0.34 | 0.23 | 30.85 | 1335.758 | 0.66
D | 4002 | 2021-05-24 | 18 | ON | 23.96 | 7.32 | 0.15 | 0.01 | 0.07 | 0.33 | 0 | 0 | -0.14 | -0.06 | 0 |  | 0.39 | 0.34 | 0.23 | 32.6 | 1373.632 | 0.56
D | 4002 | 2021-05-24 | 19 | ON | 25.33 | 7.32 | 0.15 | 0.01 | 0.07 | 0.32 | 0 | -0.02 | -0.16 | -0.06 | 0 |  | 0.39 | 0.34 | 0.23 | 33.92 | 1377.838 | 0.55
D | 4002 | 2021-05-24 | 20 | ON | 24.68 | 7.32 | 0.15 | 0.01 | 0.05 | 0.33 | 0 | 0.01 | -0.17 | -0.06 | 0 |  | 0.39 | 0.34 | 0.23 | 33.28 | 1340.404 | 0.54
D | 4002 | 2021-05-24 | 21 | ON | 25.6 | 7.32 | 0.15 | 0.01 | 0.05 | 0.33 | 0 | 0.04 | -0.17 | -0.06 | 0 |  | 0.39 | 0.34 | 0.23 | 34.23 | 1312.179 | 0.54
D | 4002 | 2021-05-24 | 22 | ON | 23.56 | 7.32 | 0.15 | 0.01 | 0.08 | 0.35 | 0 | 0.03 | -0.09 | -0.06 | 0 |  | 0.39 | 0.34 | 0.23 | 32.31 | 1226.396 | 0.59
D | 4002 | 2021-05-24 | 23 | ON | 19.75 | 7.32 | 0.15 | 0.01 | 0.09 | 0.39 | 0 | -0.01 | -0.01 | -0.06 | 0 |  | 0.39 | 0.34 | 0.23 | 28.59 | 1105.748 | 0.64
D | 4002 | 2021-05-24 | 24 | OFF | 17.55 | 7.32 | 0.15 | 0.01 | 0.12 | 0 | 0 | -0.03 | -0.14 | -0.06 | 0 |  | 0.39 | 0.34 | 0.23 | 25.88 | 1000.024 | 0.28
D | 4002 | 2021-05-25 | 1 | OFF | 19.17 | 7.32 | 0.21 | 0.03 | 0.06 | 0 | 0 | -0.05 | -0.15 | -0.06 | 0 |  | 0.39 | 0.34 | 0.23 | 27.49 | 932.294 | 0.3
D | 4002 | 2021-05-25 | 2 | OFF | 21.21 | 7.32 | 0.21 | 0.03 | 0.05 | 0 | 0 | -0.02 | -0.23 | -0.06 | 0 |  | 0.39 | 0.34 | 0.23 | 29.47 | 894.592 | 0.29
D | 4002 | 2021-05-25 | 3 | OFF | 20.81 | 7.32 | 0.21 | 0.03 | 0.06 | 0 | 0 | -0.02 | -0.2 | -0.06 | 0 |  | 0.39 | 0.34 | 0.23 | 29.11 | 881.207 | 0.3
D | 4002 | 2021-05-25 | 4 | OFF | 19.81 | 7.32 | 0.21 | 0.03 | 0.05 | 0 | 0 | -0.01 | -0.15 | -0.06 | 0 |  | 0.39 | 0.34 | 0.23 | 28.16 | 877.086 | 0.29
D | 4002 | 2021-05-25 | 5 | OFF | 18.52 | 7.32 | 0.21 | 0.03 | 0.06 | 0 | 0 | -0.05 | -0.11 | -0.06 | 0 |  | 0.39 | 0.34 | 0.23 | 26.88 | 903.12 | 0.3
D | 4002 | 2021-05-25 | 6 | OFF | 18.6 | 7.32 | 0.21 | 0.03 | 0.09 | 0 | 0 | 0 | -0.17 | -0.06 | 0 |  | 0.39 | 0.34 | 0.23 | 26.98 | 976.53 | 0.33
D | 4002 | 2021-05-25 | 7 | OFF | 19.38 | 7.32 | 0.21 | 0.03 | 0.11 | 0 | 0 | -0.04 | -0.03 | -0.06 | 0 |  | 0.39 | 0.34 | 0.23 | 27.88 | 1104.355 | 0.35
D | 4002 | 2021-05-25 | 8 | ON | 22.32 | 7.32 | 0.21 | 0.03 | 0.18 | 0.38 | 0 | -0.16 | 0.08 | -0.06 | 0 |  | 0.39 | 0.34 | 0.23 | 31.26 | 1201.91 | 0.8
D | 4002 | 2021-05-25 | 9 | ON | 25.46 | 7.32 | 0.21 | 0.03 | 0.21 | 0.37 | 0.13 | -0.02 | -0.14 | -0.06 | 0 |  | 0.39 | 0.34 | 0.23 | 34.47 | 1240.257 | 0.95
D | 4002 | 2021-05-25 | 10 | ON | 21.53 | 7.32 | 0.21 | 0.03 | 0.09 | 0.37 | 0 | -0.01 | -0.13 | -0.06 | 0 |  | 0.39 | 0.34 | 0.23 | 30.31 | 1257.28 | 0.7
D | 4002 | 2021-05-25 | 11 | ON | 20.53 | 7.32 | 0.21 | 0.03 | 0.07 | 0.37 | 0 | -0.01 | -0.11 | -0.06 | 0 |  | 0.39 | 0.34 | 0.23 | 29.31 | 1281.639 | 0.68
D | 4002 | 2021-05-25 | 12 | ON | 18.88 | 7.32 | 0.21 | 0.03 | 0.05 | 0.36 | 0 | 0.01 | -0.07 | -0.06 | 0 |  | 0.39 | 0.34 | 0.23 | 27.69 | 1306.624 | 0.65
D | 4002 | 2021-05-25 | 13 | ON | 18.26 | 7.32 | 0.21 | 0.03 | 0.06 | 0.36 | 0 | -0.01 | -0.18 | -0.06 | 0 |  | 0.39 | 0.34 | 0.23 | 26.95 | 1330.843 | 0.66
D | 4002 | 2021-05-25 | 14 | ON | 18.57 | 7.32 | 0.21 | 0.03 | 0.06 | 0.36 | 0 | 0.01 | -0.1 | -0.06 | 0 |  | 0.39 | 0.34 | 0.23 | 27.36 | 1365.42 | 0.66
D | 4002 | 2021-05-25 | 15 | ON | 19.97 | 7.32 | 0.21 | 0.03 | 0.08 | 0.35 | 0 | 0.01 | -0.2 | -0.06 | 0 |  | 0.39 | 0.34 | 0.23 | 28.67 | 1401.212 | 0.67
D | 4002 | 2021-05-25 | 16 | ON | 21.9 | 7.32 | 0.21 | 0.03 | 0.07 | 0.34 | 0 | -0.02 | -0.19 | -0.06 | 0 |  | 0.39 | 0.34 | 0.23 | 30.56 | 1447.372 | 0.65
D | 4002 | 2021-05-25 | 17 | ON | 28.41 | 7.32 | 0.21 | 0.03 | 0.05 | 0.32 | 0.04 | -0.01 | -0.11 | -0.06 | 0 |  | 0.39 | 0.34 | 0.23 | 37.16 | 1497.257 | 0.65
D | 4002 | 2021-05-25 | 18 | ON | 44.08 | 7.32 | 0.21 | 0.03 | 0.11 | 0.31 | 0.26 | -0.04 | -0.06 | -0.06 | 0 |  | 0.39 | 0.34 | 0.23 | 53.12 | 1543.378 | 0.92
D | 4002 | 2021-05-25 | 19 | ON | 41.97 | 7.32 | 0.21 | 0.03 | 0.15 | 0.31 | 0.23 | 0.07 | -0.21 | -0.06 | 0 |  | 0.39 | 0.34 | 0.23 | 50.98 | 1545.361 | 0.93
D | 4002 | 2021-05-25 | 20 | ON | 38.65 | 7.32 | 0.21 | 0.03 | 0.12 | 0.31 | 0.13 | -0.02 | -0.2 | -0.06 | 0 |  | 0.39 | 0.34 | 0.23 | 47.45 | 1517.145 | 0.8
D | 4002 | 2021-05-25 | 21 | ON | 44.69 | 7.32 | 0.21 | 0.03 | 0.11 | 0.31 | 0.31 | 0.01 | -0.19 | -0.06 | 0 |  | 0.39 | 0.34 | 0.23 | 53.7 | 1497.524 | 0.97
D | 4002 | 2021-05-25 | 22 | ON | 41 | 7.32 | 0.21 | 0.03 | 0.23 | 0.33 | 0.22 | 0.02 | -0.03 | -0.06 | 0 |  | 0.39 | 0.34 | 0.23 | 50.23 | 1410.065 | 1.02
D | 4002 | 2021-05-25 | 23 | ON | 28.32 | 7.32 | 0.21 | 0.03 | 0.32 | 0.36 | 0 | -0.02 | -0.02 | -0.06 | 0 |  | 0.39 | 0.34 | 0.23 | 37.42 | 1265.687 | 0.92
D | 4002 | 2021-05-25 | 24 | OFF | 21.51 | 7.32 | 0.21 | 0.03 | 0.14 | 0 | 0 | 0 | -0.12 | -0.06 | 0 |  | 0.39 | 0.34 | 0.23 | 29.99 | 1144.316 | 0.38
D | 4002 | 2021-05-26 | 1 | OFF | 23.51 | 7.32 | 0.33 | 0.05 | 0.09 | 0 | 0 | 0.04 | -0.14 | -0.06 | 0 |  | 0.39 | 0.34 | 0.23 | 32.1 | 1065.701 | 0.47
D | 4002 | 2021-05-26 | 2 | OFF | 22.22 | 7.32 | 0.33 | 0.05 | 0.06 | 0 | 0 | -0.03 | -0.07 | -0.06 | 0 |  | 0.39 | 0.34 | 0.23 | 30.78 | 1017.549 | 0.44
D | 4002 | 2021-05-26 | 3 | OFF | 20.06 | 7.32 | 0.33 | 0.05 | 0.05 | 0 | 0 | -0.02 | -0.03 | -0.06 | 0 |  | 0.39 | 0.34 | 0.23 | 28.66 | 990.169 | 0.43
D | 4002 | 2021-05-26 | 4 | OFF | 19.85 | 7.32 | 0.33 | 0.05 | 0.06 | 0 | 0 | -0.01 | -0.13 | -0.06 | 0 |  | 0.39 | 0.34 | 0.23 | 28.37 | 984.454 | 0.44
D | 4002 | 2021-05-26 | 5 | OFF | 21.44 | 7.32 | 0.33 | 0.05 | 0.05 | 0 | 0 | -0.01 | -0.1 | -0.06 | 0 |  | 0.39 | 0.34 | 0.23 | 29.98 | 1007.413 | 0.43
D | 4002 | 2021-05-26 | 6 | OFF | 24.06 | 7.32 | 0.33 | 0.05 | 0.11 | 0 | 0 | 0.03 | -0.2 | -0.06 | 0 |  | 0.39 | 0.34 | 0.23 | 32.6 | 1084.755 | 0.49
D | 4002 | 2021-05-26 | 7 | OFF | 28.73 | 7.32 | 0.33 | 0.05 | 0.3 | 0 | 0.24 | -0.02 | -0.1 | -0.06 | 0 |  | 0.39 | 0.34 | 0.23 | 37.75 | 1224.697 | 0.92
D | 4002 | 2021-05-26 | 8 | ON | 22.55 | 7.32 | 0.33 | 0.05 | 0.11 | 0.35 | 0 | -0.01 | -0.14 | -0.06 | 0 |  | 0.39 | 0.34 | 0.23 | 31.46 | 1349.841 | 0.84
D | 4002 | 2021-05-26 | 9 | ON | 21.74 | 7.32 | 0.33 | 0.05 | 0.09 | 0.33 | 0 | 0 | -0.12 | -0.06 | 0 |  | 0.39 | 0.34 | 0.23 | 30.64 | 1442.297 | 0.8
D | 4002 | 2021-05-26 | 10 | ON | 22.4 | 7.32 | 0.33 | 0.05 | 0.05 | 0.32 | 0 | 0.01 | -0.13 | -0.06 | 0 |  | 0.39 | 0.34 | 0.23 | 31.25 | 1519.816 | 0.75
D | 4002 | 2021-05-26 | 11 | ON | 27.42 | 7.32 | 0.33 | 0.05 | 0.05 | 0.31 | 0 | 0.07 | -0.12 | -0.06 | 0 |  | 0.39 | 0.34 | 0.23 | 36.33 | 1612.783 | 0.74
D | 4002 | 2021-05-26 | 12 | ON | 24.37 | 7.32 | 0.33 | 0.05 | 0.04 | 0.3 | 0 | -0.01 | -0.14 | -0.06 | 0 |  | 0.39 | 0.34 | 0.23 | 33.16 | 1702.718 | 0.72
D | 4002 | 2021-05-26 | 13 | ON | 22.6 | 7.32 | 0.33 | 0.05 | 0.04 | 0.28 | 0 | 0.01 | -0.14 | -0.06 | 0 |  | 0.39 | 0.34 | 0.23 | 31.39 | 1774.934 | 0.7
D | 4002 | 2021-05-26 | 14 | ON | 23.79 | 7.32 | 0.33 | 0.05 | 0.04 | 0.27 | 0 | 0.01 | -0.17 | -0.06 | 0 |  | 0.39 | 0.34 | 0.23 | 32.54 | 1846.934 | 0.69
D | 4002 | 2021-05-26 | 15 | ON | 28.51 | 7.32 | 0.33 | 0.05 | 0.08 | 0.26 | 0 | -0.03 | -0.18 | -0.06 | 0 |  | 0.39 | 0.34 | 0.23 | 37.24 | 1887.274 | 0.72
D | 4002 | 2021-05-26 | 16 | ON | 41.23 | 7.32 | 0.33 | 0.05 | 0.14 | 0.25 | 0.04 | -0.02 | -0.18 | -0.06 | 0 |  | 0.39 | 0.34 | 0.23 | 50.06 | 1930.566 | 0.81
D | 4002 | 2021-05-26 | 17 | ON | 50.9 | 7.32 | 0.33 | 0.05 | 0.18 | 0.24 | 0.13 | -0.03 | -0.26 | -0.06 | 0 |  | 0.39 | 0.34 | 0.23 | 59.76 | 1957.466 | 0.93
D | 4002 | 2021-05-26 | 18 | ON | 49.69 | 7.32 | 0.33 | 0.05 | 0.15 | 0.24 | 0.02 | -0.05 | -0.3 | -0.06 | 0 |  | 0.39 | 0.34 | 0.23 | 58.35 | 1970.891 | 0.79
D | 4002 | 2021-05-26 | 19 | ON | 40.58 | 7.32 | 0.33 | 0.05 | 0.3 | 0.24 | 0.01 | 0.08 | -0.26 | -0.06 | 0 |  | 0.39 | 0.34 | 0.23 | 49.55 | 1909.376 | 0.93
D | 4002 | 2021-05-26 | 20 | ON | 35.03 | 7.32 | 0.33 | 0.05 | 0.26 | 0.25 | 0.04 | -0.02 | -0.21 | -0.06 | 0 |  | 0.39 | 0.34 | 0.23 | 43.95 | 1752.407 | 0.93
D | 4002 | 2021-05-26 | 21 | ON | 26.24 | 7.32 | 0.33 | 0.05 | 0.1 | 0.26 | 0 | 0.02 | -0.21 | -0.06 | 0 |  | 0.39 | 0.34 | 0.23 | 35.01 | 1662.051 | 0.74
D | 4002 | 2021-05-26 | 22 | ON | 23.93 | 7.32 | 0.33 | 0.05 | 0.07 | 0.28 | 0 | -0.01 | -0.2 | -0.06 | 0 |  | 0.39 | 0.34 | 0.23 | 32.67 | 1548.166 | 0.73
D | 4002 | 2021-05-26 | 23 | ON | 22.69 | 7.32 | 0.33 | 0.05 | 0.08 | 0.31 | 0 | -0.01 | -0.19 | -0.06 | 0 |  | 0.39 | 0.34 | 0.23 | 31.48 | 1399.323 | 0.77
D | 4002 | 2021-05-26 | 24 | OFF | 26.15 | 7.32 | 0.33 | 0.05 | 0.07 | 0 | 0 | -0.05 | -0.21 | -0.06 | 0 |  | 0.39 | 0.34 | 0.23 | 34.56 | 1268.924 | 0.45
D | 4002 | 2021-05-27 | 1 | OFF | 24.9 | 7.32 | 0.38 | 0.06 | 0.05 | 0 | 0 | 0 | -0.14 | -0.06 | 0 |  | 0.39 | 0.34 | 0.23 | 33.47 | 1183.886 | 0.49
D | 4002 | 2021-05-27 | 2 | OFF | 23.62 | 7.32 | 0.38 | 0.06 | 0.04 | 0 | 0 | -0.01 | -0.14 | -0.06 | 0 |  | 0.39 | 0.34 | 0.23 | 32.17 | 1131.229 | 0.48
D | 4002 | 2021-05-27 | 3 | OFF | 21.66 | 7.32 | 0.38 | 0.06 | 0.04 | 0 | 0 | -0.08 | -0.14 | -0.06 | 0 |  | 0.39 | 0.34 | 0.23 | 30.14 | 1097.891 | 0.48
D | 4002 | 2021-05-27 | 4 | OFF | 21.65 | 7.32 | 0.38 | 0.06 | 0.05 | 0 | 0 | -0.03 | -0.14 | -0.06 | 0 |  | 0.39 | 0.34 | 0.23 | 30.19 | 1081.148 | 0.49
D | 4002 | 2021-05-27 | 5 | OFF | 21.6 | 7.32 | 0.38 | 0.06 | 0.04 | 0 | 0 | -0.03 | -0.16 | -0.06 | 0 |  | 0.39 | 0.34 | 0.23 | 30.11 | 1096.783 | 0.48
D | 4002 | 2021-05-27 | 6 | OFF | 22.57 | 7.32 | 0.38 | 0.06 | 0.06 | 0 | 0 | 0 | -0.11 | -0.06 | 0 |  | 0.39 | 0.34 | 0.23 | 31.18 | 1157.949 | 0.5
D | 4002 | 2021-05-27 | 7 | OFF | 32.8 | 7.32 | 0.38 | 0.06 | 0.19 | 0 | 0.01 | -0.02 | -0.1 | -0.06 | 0 |  | 0.39 | 0.34 | 0.23 | 41.54 | 1280.101 | 0.64
D | 4002 | 2021-05-27 | 8 | ON | 33.01 | 7.32 | 0.38 | 0.06 | 0.25 | 0.32 | 0 | 0.01 | -0.17 | -0.06 | 0 |  | 0.39 | 0.34 | 0.23 | 42.08 | 1389.435 | 1.01
D | 4002 | 2021-05-27 | 9 | ON | 30.12 | 7.32 | 0.38 | 0.06 | 0.12 | 0.31 | 0.07 | 0 | -0.19 | -0.06 | 0 |  | 0.39 | 0.34 | 0.23 | 39.09 | 1436.284 | 0.94
D | 4002 | 2021-05-27 | 10 | ON | 24.93 | 7.32 | 0.38 | 0.06 | 0.05 | 0.31 | 0 | 0.01 | -0.17 | -0.06 | 0 |  | 0.39 | 0.34 | 0.23 | 33.79 | 1459.35 | 0.8
D | 4002 | 2021-05-27 | 11 | ON | 24.5 | 7.32 | 0.38 | 0.06 | 0.04 | 0.31 | 0 | 0.01 | -0.21 | -0.06 | 0 |  | 0.39 | 0.34 | 0.23 | 33.31 | 1492.47 | 0.79
D | 4002 | 2021-05-27 | 12 | ON | 24.01 | 7.32 | 0.38 | 0.06 | 0.04 | 0.31 | 0 | -0.04 | -0.19 | -0.06 | 0 |  | 0.39 | 0.34 | 0.23 | 32.79 | 1505.282 | 0.79
D | 4002 | 2021-05-27 | 13 | ON | 24.29 | 7.32 | 0.38 | 0.06 | 0.03 | 0.3 | 0 | -0.04 | -0.15 | -0.06 | 0 |  | 0.39 | 0.34 | 0.23 | 33.09 | 1501.814 | 0.77
D | 4002 | 2021-05-27 | 14 | ON | 25.88 | 7.32 | 0.38 | 0.06 | 0.05 | 0.3 | 0 | -0.04 | -0.16 | -0.06 | 0 |  | 0.39 | 0.34 | 0.23 | 34.69 | 1502.431 | 0.79
D | 4002 | 2021-05-27 | 15 | ON | 28.92 | 7.32 | 0.38 | 0.06 | 0.05 | 0.3 | 0.01 | -0.05 | -0.15 | -0.06 | 0 |  | 0.39 | 0.34 | 0.23 | 37.74 | 1505.199 | 0.8
D | 4002 | 2021-05-27 | 16 | ON | 35.22 | 7.32 | 0.38 | 0.06 | 0.06 | 0.29 | 0.08 | -0.06 | -0.19 | -0.06 | 0 |  | 0.39 | 0.34 | 0.23 | 44.06 | 1516.556 | 0.87
D | 4002 | 2021-05-27 | 17 | ON | 40.45 | 7.32 | 0.38 | 0.06 | 0.13 | 0.28 | 0.11 | -0.09 | -0.18 | -0.06 | 0 |  | 0.39 | 0.34 | 0.23 | 49.36 | 1521.573 | 0.96
D | 4002 | 2021-05-27 | 18 | ON | 49.4 | 7.32 | 0.38 | 0.06 | 0.21 | 0.27 | 0.33 | -0.02 | -0.23 | -0.06 | 0 |  | 0.39 | 0.34 | 0.23 | 58.62 | 1533.528 | 1.25
D | 4002 | 2021-05-27 | 19 | ON | 43.32 | 7.32 | 0.38 | 0.06 | 0.18 | 0.27 | 0.07 | -0.02 | -0.2 | -0.06 | 0 |  | 0.39 | 0.34 | 0.23 | 52.28 | 1505.149 | 0.96
D | 4002 | 2021-05-27 | 20 | ON | 36.93 | 7.32 | 0.38 | 0.06 | 0.11 | 0.28 | 0.05 | -0.02 | -0.14 | -0.06 | 0 |  | 0.39 | 0.34 | 0.23 | 45.87 | 1445.971 | 0.88
D | 4002 | 2021-05-27 | 21 | ON | 36.03 | 7.32 | 0.38 | 0.06 | 0.19 | 0.29 | 0.08 | -0.04 | -0.14 | -0.06 | 0 |  | 0.39 | 0.34 | 0.23 | 45.07 | 1400.21 | 1
D | 4002 | 2021-05-27 | 22 | ON | 34.98 | 7.32 | 0.38 | 0.06 | 0.14 | 0.31 | 0.06 | -0.06 | -0.13 | -0.06 | 0 |  | 0.39 | 0.34 | 0.23 | 43.96 | 1303.203 | 0.95
D | 4002 | 2021-05-27 | 23 | ON | 31.67 | 7.32 | 0.38 | 0.06 | 0.2 | 0.34 | 0.02 | -0.07 | -0.08 | -0.06 | 0 |  | 0.39 | 0.34 | 0.23 | 40.74 | 1167.761 | 1
D | 4002 | 2021-05-27 | 24 | OFF | 24.86 | 7.32 | 0.38 | 0.06 | 0.14 | 0 | 0 | -0.05 | -0.08 | -0.06 | 0 |  | 0.39 | 0.34 | 0.23 | 33.53 | 1045.476 | 0.58
D | 4002 | 2021-05-28 | 1 | OFF | 21.84 | 7.32 | 0.62 | 0.08 | 0.08 | 0 | 0 | -0.01 | -0.12 | -0.06 | 0 |  | 0.39 | 0.34 | 0.23 | 30.71 | 965.369 | 0.78
D | 4002 | 2021-05-28 | 2 | OFF | 23.13 | 7.32 | 0.62 | 0.08 | 0.07 | 0 | 0 | -0.05 | -0.14 | -0.06 | 0 |  | 0.39 | 0.34 | 0.23 | 31.93 | 917.919 | 0.77
D | 4002 | 2021-05-28 | 3 | OFF | 23.49 | 7.32 | 0.62 | 0.08 | 0.09 | 0 | 0 | -0.06 | -0.12 | -0.06 | 0 |  | 0.39 | 0.34 | 0.23 | 32.32 | 891.191 | 0.79
D | 4002 | 2021-05-28 | 4 | OFF | 22 | 7.32 | 0.62 | 0.08 | 0.07 | 0 | 0 | -0.04 | -0.11 | -0.06 | 0 |  | 0.39 | 0.34 | 0.23 | 30.84 | 885.343 | 0.77
D | 4002 | 2021-05-28 | 5 | OFF | 22.69 | 7.32 | 0.62 | 0.08 | 0.07 | 0 | 0 | -0.07 | -0.11 | -0.06 | 0 |  | 0.39 | 0.34 | 0.23 | 31.5 | 909.545 | 0.77
D | 4002 | 2021-05-28 | 6 | OFF | 21.56 | 7.32 | 0.62 | 0.08 | 0.08 | 0 | 0 | 0.02 | -0.1 | -0.06 | 0 |  | 0.39 | 0.34 | 0.23 | 30.48 | 974.083 | 0.78
D | 4002 | 2021-05-28 | 7 | OFF | 24.24 | 7.32 | 0.62 | 0.08 | 0.17 | 0 | 0.04 | -0.03 | -0.11 | -0.06 | 0 |  | 0.39 | 0.34 | 0.23 | 33.23 | 1087.09 | 0.91
D | 4002 | 2021-05-28 | 8 | ON | 29.45 | 7.32 | 0.62 | 0.08 | 0.37 | 0.36 | 0.27 | -0.07 | -0.18 | -0.06 | 0 |  | 0.39 | 0.34 | 0.23 | 39.12 | 1174.368 | 1.7
D | 4002 | 2021-05-28 | 9 | ON | 30.87 | 7.32 | 0.62 | 0.08 | 0.23 | 0.35 | 0.03 | 0.06 | -0.1 | -0.06 | 0 |  | 0.39 | 0.34 | 0.23 | 40.36 | 1220.301 | 1.31
D | 4002 | 2021-05-28 | 10 | ON | 23.04 | 7.32 | 0.62 | 0.08 | 0.1 | 0.35 | 0.01 | 0.01 | -0.09 | -0.06 | 0 |  | 0.39 | 0.34 | 0.23 | 32.34 | 1236.718 | 1.16
D | 4002 | 2021-05-28 | 11 | ON | 25.72 | 7.32 | 0.62 | 0.08 | 0.19 | 0.33 | 0 | 0.01 | -0.1 | -0.06 | 0 |  | 0.39 | 0.34 | 0.23 | 35.07 | 1247.406 | 1.22
D | 4002 | 2021-05-28 | 12 | ON | 42.83 | 7.32 | 0.62 | 0.08 | 0.24 | 0.33 | 0 | -0.05 | -0.17 | -0.06 | 0 |  | 0.39 | 0.34 | 0.23 | 52.1 | 1243.038 | 1.27
D | 4002 | 2021-05-28 | 13 | ON | 40.16 | 7.32 | 0.62 | 0.08 | 0.19 | 0.35 | 0.11 | -0.04 | -0.22 | -0.06 | 0 |  | 0.39 | 0.34 | 0.23 | 49.47 | 1235.44 | 1.35
D | 4002 | 2021-05-28 | 14 | ON | 38.12 | 7.32 | 0.62 | 0.08 | 0.25 | 0.35 | 0.2 | 0.05 | -0.21 | -0.06 | 0 |  | 0.39 | 0.34 | 0.23 | 47.68 | 1234.258 | 1.5
D | 4002 | 2021-05-28 | 15 | ON | 36.37 | 7.32 | 0.62 | 0.08 | 0.17 | 0.37 | 0.23 | -0.08 | -0.22 | -0.06 | 0 |  | 0.39 | 0.34 | 0.23 | 45.76 | 1218.148 | 1.47
D | 4002 | 2021-05-28 | 16 | ON | 46.85 | 7.32 | 0.62 | 0.08 | 0.16 | 0.34 | 0.02 | -0.32 | 0.03 | -0.06 | 0 |  | 0.39 | 0.34 | 0.23 | 56 | 1211.386 | 1.22
D | 4002 | 2021-05-28 | 17 | ON | 39.75 | 7.32 | 0.62 | 0.08 | 0.17 | 0.33 | 0.06 | -0.1 | -0.16 | -0.06 | 0 |  | 0.39 | 0.34 | 0.23 | 48.97 | 1223.768 | 1.26
D | 4002 | 2021-05-28 | 18 | ON | 43.08 | 7.32 | 0.62 | 0.08 | 0.25 | 0.34 | 0.26 | -0.03 | -0.13 | -0.06 | 0 |  | 0.39 | 0.34 | 0.23 | 52.69 | 1247.128 | 1.55
D | 4002 | 2021-05-28 | 19 | ON | 38.02 | 7.32 | 0.62 | 0.08 | 0.21 | 0.34 | 0.08 | -0.04 | -0.04 | -0.06 | 0 |  | 0.39 | 0.34 | 0.23 | 47.49 | 1245.86 | 1.33
D | 4002 | 2021-05-28 | 20 | ON | 33.4 | 7.32 | 0.62 | 0.08 | 0.18 | 0.35 | 0.03 | -0.04 | -0.06 | -0.06 | 0 |  | 0.39 | 0.34 | 0.23 | 42.78 | 1229.832 | 1.26
D | 4002 | 2021-05-28 | 21 | ON | 35.51 | 7.32 | 0.62 | 0.08 | 0.19 | 0.35 | 0.09 | -0.06 | -0.01 | -0.06 | 0 |  | 0.39 | 0.34 | 0.23 | 44.99 | 1213.487 | 1.33
D | 4002 | 2021-05-28 | 22 | ON | 35.93 | 7.32 | 0.62 | 0.08 | 0.35 | 0.37 | 0.24 | -0.06 | 0.05 | -0.06 | 0 |  | 0.39 | 0.34 | 0.23 | 45.8 | 1142.023 | 1.66
D | 4002 | 2021-05-28 | 23 | ON | 36.77 | 7.32 | 0.62 | 0.08 | 0.25 | 0.4 | 0.56 | -0.12 | -0.11 | -0.06 | 0 |  | 0.39 | 0.34 | 0.23 | 46.67 | 1044.053 | 1.91
D | 4002 | 2021-05-28 | 24 | OFF | 22.75 | 7.32 | 0.62 | 0.08 | 0.18 | 0 | 0.14 | -0.02 | 0.09 | -0.06 | 0 |  | 0.39 | 0.34 | 0.23 | 32.06 | 955.067 | 1.02
D | 4002 | 2021-05-29 | 1 | OFF | 20.87 | 7.32 | 0.41 | 0.04 | 0.08 | 0 | 0 | -0.02 | -0.06 | -0.06 | 0 |  | 0.39 | 0.34 | 0.23 | 29.54 | 893.349 | 0.53
D | 4002 | 2021-05-29 | 2 | OFF | 19.78 | 7.32 | 0.41 | 0.04 | 0.08 | 0 | 0 | -0.01 | -0.02 | -0.06 | 0 |  | 0.39 | 0.34 | 0.23 | 28.5 | 858.033 | 0.53
D | 4002 | 2021-05-29 | 3 | OFF | 19.82 | 7.32 | 0.41 | 0.04 | 0.07 | 0 | 0 | -0.06 | -0.05 | -0.06 | 0 |  | 0.39 | 0.34 | 0.23 | 28.45 | 836.365 | 0.52
D | 4002 | 2021-05-29 | 4 | OFF | 20.25 | 7.32 | 0.41 | 0.04 | 0.07 | 0 | 0 | -0.04 | -0.04 | -0.06 | 0 |  | 0.39 | 0.34 | 0.23 | 28.91 | 831.433 | 0.52
D | 4002 | 2021-05-29 | 5 | OFF | 20.3 | 7.32 | 0.41 | 0.04 | 0.09 | 0 | 0 | -0.06 | -0.03 | -0.06 | 0 |  | 0.39 | 0.34 | 0.23 | 28.97 | 841.168 | 0.54
D | 4002 | 2021-05-29 | 6 | OFF | 20.17 | 7.32 | 0.41 | 0.04 | 0.08 | 0 | 0 | 0.01 | -0.03 | -0.06 | 0 |  | 0.39 | 0.34 | 0.23 | 28.9 | 869.285 | 0.53
D | 4002 | 2021-05-29 | 7 | OFF | 20.36 | 7.32 | 0.41 | 0.04 | 0.15 | 0 | 0 | -0.02 | -0.05 | -0.06 | 0 |  | 0.39 | 0.34 | 0.23 | 29.11 | 921.758 | 0.6
D | 4002 | 2021-05-29 | 8 | OFF | 20.76 | 7.32 | 0.41 | 0.04 | 0.15 | 0 | 0.01 | -0.01 | -0.04 | -0.06 | 0 |  | 0.39 | 0.34 | 0.23 | 29.54 | 1006.663 | 0.61
D | 4002 | 2021-05-29 | 9 | OFF | 31.5 | 7.32 | 0.41 | 0.04 | 0.27 | 0 | 0.34 | 0 | -0.06 | -0.06 | 0 |  | 0.39 | 0.34 | 0.23 | 40.72 | 1102.234 | 1.06
D | 4002 | 2021-05-29 | 10 | OFF | 36.62 | 7.32 | 0.41 | 0.04 | 0.3 | 0 | 0.12 | -0.01 | -0.08 | -0.06 | 0 |  | 0.39 | 0.34 | 0.23 | 45.62 | 1171.72 | 0.87
D | 4002 | 2021-05-29 | 11 | OFF | 36.13 | 7.32 | 0.41 | 0.04 | 0.19 | 0 | 0.11 | 0.05 | -0.09 | -0.06 | 0 |  | 0.39 | 0.34 | 0.23 | 45.06 | 1206.051 | 0.75
D | 4002 | 2021-05-29 | 12 | OFF | 29.8 | 7.32 | 0.41 | 0.04 | 0.12 | 0 | 0.04 | -0.01 | -0.1 | -0.06 | 0 |  | 0.39 | 0.34 | 0.23 | 38.52 | 1218.529 | 0.61
D | 4002 | 2021-05-29 | 13 | OFF | 30.05 | 7.32 | 0.41 | 0.04 | 0.2 | 0 | 0.26 | 0.03 | -0.06 | -0.06 | 0 |  | 0.39 | 0.34 | 0.23 | 39.15 | 1214.885 | 0.91
D | 4002 | 2021-05-29 | 14 | OFF | 28.19 | 7.32 | 0.41 | 0.04 | 0.11 | 0 | 0.23 | 0.02 | -0.06 | -0.06 | 0 |  | 0.39 | 0.34 | 0.23 | 37.16 | 1194.14 | 0.79
D | 4002 | 2021-05-29 | 15 | OFF | 33.98 | 7.32 | 0.41 | 0.04 | 0.28 | 0 | 0.08 | -0.01 | -0.04 | -0.06 | 0 |  | 0.39 | 0.34 | 0.23 | 42.96 | 1170.347 | 0.81
D | 4002 | 2021-05-29 | 16 | OFF | 31.32 | 7.32 | 0.41 | 0.04 | 0.14 | 0 | 0.05 | 0 | -0.03 | -0.06 | 0 |  | 0.39 | 0.34 | 0.23 | 40.15 | 1159.245 | 0.64
D | 4002 | 2021-05-29 | 17 | OFF | 33.88 | 7.32 | 0.41 | 0.04 | 0.24 | 0 | 0.33 | 0 | -0.06 | -0.06 | 0 |  | 0.39 | 0.34 | 0.23 | 43.06 | 1167.168 | 1.02
D | 4002 | 2021-05-29 | 18 | OFF | 31.05 | 7.32 | 0.41 | 0.04 | 0.12 | 0 | 0.26 | 0.01 | -0.1 | -0.06 | 0 |  | 0.39 | 0.34 | 0.23 | 40.01 | 1189.561 | 0.83
D | 4002 | 2021-05-29 | 19 | OFF | 33.79 | 7.32 | 0.41 | 0.04 | 0.22 | 0 | 0 | -0.01 | -0.09 | -0.06 | 0 |  | 0.39 | 0.34 | 0.23 | 42.58 | 1190.56 | 0.67
D | 4002 | 2021-05-29 | 20 | OFF | 34.75 | 7.32 | 0.41 | 0.04 | 0.25 | 0 | 0.05 | -0.05 | -0.11 | -0.06 | 0 |  | 0.39 | 0.34 | 0.23 | 43.56 | 1174.616 | 0.75
D | 4002 | 2021-05-29 | 21 | OFF | 39.87 | 7.32 | 0.41 | 0.04 | 0.18 | 0 | 0.6 | -0.02 | -0.17 | -0.06 | 0 |  | 0.39 | 0.34 | 0.23 | 49.13 | 1167.609 | 1.23
D | 4002 | 2021-05-29 | 22 | OFF | 31.5 | 7.32 | 0.41 | 0.04 | 0.26 | 0 | 0.09 | 0 | -0.03 | -0.06 | 0 |  | 0.39 | 0.34 | 0.23 | 40.49 | 1121.421 | 0.8
D | 4002 | 2021-05-29 | 23 | OFF | 31.85 | 7.32 | 0.41 | 0.04 | 0.31 | 0 | 0.15 | -0.02 | -0.1 | -0.06 | 0 |  | 0.39 | 0.34 | 0.23 | 40.86 | 1036.464 | 0.91
D | 4002 | 2021-05-29 | 24 | OFF | 22.07 | 7.32 | 0.41 | 0.04 | 0.1 | 0 | 0.1 | -0.01 | -0.09 | -0.06 | 0 |  | 0.39 | 0.34 | 0.23 | 30.84 | 955.436 | 0.65
D | 4002 | 2021-05-30 | 1 | OFF | 20.97 | 7.32 | 0.29 | 0.02 | 0.08 | 0 | 0 | -0.02 | -0.08 | -0.06 | 0 |  | 0.39 | 0.34 | 0.23 | 29.48 | 892.583 | 0.39
D | 4002 | 2021-05-30 | 2 | OFF | 21.59 | 7.32 | 0.29 | 0.02 | 0.08 | 0 | 0 | 0.02 | -0.05 | -0.06 | 0 |  | 0.39 | 0.34 | 0.23 | 30.17 | 856.203 | 0.39
D | 4002 | 2021-05-30 | 3 | OFF | 22.81 | 7.32 | 0.29 | 0.02 | 0.07 | 0 | 0 | 0 | -0.09 | -0.06 | 0 |  | 0.39 | 0.34 | 0.23 | 31.32 | 836.485 | 0.38
D | 4002 | 2021-05-30 | 4 | OFF | 23.6 | 7.32 | 0.29 | 0.02 | 0.15 | 0 | 0 | -0.02 | -0.08 | -0.06 | 0 |  | 0.39 | 0.34 | 0.23 | 32.18 | 830.262 | 0.46
D | 4002 | 2021-05-30 | 5 | OFF | 21.94 | 7.32 | 0.29 | 0.02 | 0.09 | 0 | 0 | -0.02 | -0.07 | -0.06 | 0 |  | 0.39 | 0.34 | 0.23 | 30.47 | 836.355 | 0.4
D | 4002 | 2021-05-30 | 6 | OFF | 18.92 | 7.32 | 0.29 | 0.02 | 0.07 | 0 | 0 | -0.01 | -0.06 | -0.06 | 0 |  | 0.39 | 0.34 | 0.23 | 27.45 | 857.418 | 0.38
D | 4002 | 2021-05-30 | 7 | OFF | 20.7 | 7.32 | 0.29 | 0.02 | 0.13 | 0 | 0 | -0.03 | -0.09 | -0.06 | 0 |  | 0.39 | 0.34 | 0.23 | 29.24 | 900.407 | 0.44
D | 4002 | 2021-05-30 | 8 | OFF | 20.73 | 7.32 | 0.29 | 0.02 | 0.14 | 0 | 0 | -0.02 | -0.07 | -0.06 | 0 |  | 0.39 | 0.34 | 0.23 | 29.31 | 974.039 | 0.45
D | 4002 | 2021-05-30 | 9 | OFF | 19.63 | 7.32 | 0.29 | 0.02 | 0.1 | 0 | 0 | 0 | -0.06 | -0.06 | 0 |  | 0.39 | 0.34 | 0.23 | 28.2 | 1065.556 | 0.41
D | 4002 | 2021-05-30 | 10 | OFF | 21.86 | 7.32 | 0.29 | 0.02 | 0.09 | 0 | 0 | -0.03 | -0.09 | -0.06 | 0 |  | 0.39 | 0.34 | 0.23 | 30.36 | 1139.511 | 0.4
D | 4002 | 2021-05-30 | 11 | OFF | 24.81 | 7.32 | 0.29 | 0.02 | 0.09 | 0 | 0.11 | -0.02 | -0.07 | -0.06 | 0 |  | 0.39 | 0.34 | 0.23 | 33.45 | 1177.291 | 0.51
D | 4002 | 2021-05-30 | 12 | OFF | 29.82 | 7.32 | 0.29 | 0.02 | 0.1 | 0 | 0.23 | -0.05 | -0.05 | -0.06 | 0 |  | 0.39 | 0.34 | 0.23 | 38.58 | 1196.701 | 0.64
D | 4002 | 2021-05-30 | 13 | OFF | 32.67 | 7.32 | 0.29 | 0.02 | 0.22 | 0 | 0.21 | -0.03 | -0.06 | -0.06 | 0 |  | 0.39 | 0.34 | 0.23 | 41.54 | 1210.653 | 0.74
D | 4002 | 2021-05-30 | 14 | OFF | 26.1 | 7.32 | 0.29 | 0.02 | 0.12 | 0 | 0.17 | -0.05 | -0.08 | -0.06 | 0 |  | 0.39 | 0.34 | 0.23 | 34.79 | 1205.655 | 0.6
D | 4002 | 2021-05-30 | 15 | OFF | 29.87 | 7.32 | 0.29 | 0.02 | 0.11 | 0 | 0.32 | -0.07 | -0.06 | -0.06 | 0 |  | 0.39 | 0.34 | 0.23 | 38.7 | 1196.201 | 0.74
D | 4002 | 2021-05-30 | 16 | OFF | 30.9 | 7.32 | 0.29 | 0.02 | 0.16 | 0 | 0.13 | -0.06 | -0.02 | -0.06 | 0 |  | 0.39 | 0.34 | 0.23 | 39.64 | 1194.675 | 0.6
D | 4002 | 2021-05-30 | 17 | OFF | 27.3 | 7.32 | 0.29 | 0.02 | 0.12 | 0 | 0.17 | -0.04 | -0.04 | -0.06 | 0 |  | 0.39 | 0.34 | 0.23 | 36.04 | 1214.772 | 0.6
D | 4002 | 2021-05-30 | 18 | OFF | 28.57 | 7.32 | 0.29 | 0.02 | 0.09 | 0 | 0.23 | -0.01 | -0.09 | -0.06 | 0 |  | 0.39 | 0.34 | 0.23 | 37.32 | 1247.402 | 0.63
D | 4002 | 2021-05-30 | 19 | OFF | 23.49 | 7.32 | 0.29 | 0.02 | 0.13 | 0 | 0.01 | 0.01 | -0.13 | -0.06 | 0 |  | 0.39 | 0.34 | 0.23 | 32.04 | 1241.242 | 0.45
D | 4002 | 2021-05-30 | 20 | OFF | 26.98 | 7.32 | 0.29 | 0.02 | 0.13 | 0 | 0.23 | -0.03 | -0.12 | -0.06 | 0 |  | 0.39 | 0.34 | 0.23 | 35.72 | 1213.39 | 0.67
D | 4002 | 2021-05-30 | 21 | OFF | 25.44 | 7.32 | 0.29 | 0.02 | 0.09 | 0 | 0.12 | -0.04 | -0.08 | -0.06 | 0 |  | 0.39 | 0.34 | 0.23 | 34.06 | 1180.563 | 0.52
D | 4002 | 2021-05-30 | 22 | OFF | 21.77 | 7.32 | 0.29 | 0.02 | 0.12 | 0 | 0 | -0.04 | -0.06 | -0.06 | 0 |  | 0.39 | 0.34 | 0.23 | 30.32 | 1115.273 | 0.43
D | 4002 | 2021-05-30 | 23 | OFF | 18.78 | 7.32 | 0.29 | 0.02 | 0.13 | 0 | 0 | -0.02 | -0.01 | -0.06 | 0 |  | 0.39 | 0.34 | 0.23 | 27.41 | 1026.664 | 0.44
D | 4002 | 2021-05-30 | 24 | OFF | 22.37 | 7.32 | 0.29 | 0.02 | 0.15 | 0 | 0.21 | -0.08 | -0.08 | -0.06 | 0 |  | 0.39 | 0.34 | 0.23 | 31.1 | 947.37 | 0.67
D | 4002 | 2021-05-31 | 1 | OFF | 19.31 | 7.32 | 0.14 | 0.01 | 0.08 | 0 | 0 | -0.08 | -0.08 | -0.06 | 0 |  | 0.39 | 0.34 | 0.23 | 27.6 | 890.485 | 0.23
D | 4002 | 2021-05-31 | 2 | OFF | 18.27 | 7.32 | 0.14 | 0.01 | 0.08 | 0 | 0 | -0.01 | -0.02 | -0.06 | 0 |  | 0.39 | 0.34 | 0.23 | 26.69 | 856.677 | 0.23
D | 4002 | 2021-05-31 | 3 | OFF | 18.14 | 7.32 | 0.14 | 0.01 | 0.08 | 0 | 0 | -0.01 | -0.08 | -0.06 | 0 |  | 0.39 | 0.34 | 0.23 | 26.5 | 838.344 | 0.23
D | 4002 | 2021-05-31 | 4 | OFF | 18.69 | 7.32 | 0.14 | 0.01 | 0.1 | 0 | 0 | -0.02 | -0.03 | -0.06 | 0 |  | 0.39 | 0.34 | 0.23 | 27.11 | 833.26 | 0.25
D | 4002 | 2021-05-31 | 5 | OFF | 21.41 | 7.32 | 0.14 | 0.01 | 0.08 | 0 | 0 | 0.01 | -0.01 | -0.06 | 0 |  | 0.39 | 0.34 | 0.23 | 29.86 | 844.085 | 0.23
D | 4002 | 2021-05-31 | 6 | OFF | 21.01 | 7.32 | 0.14 | 0.01 | 0.08 | 0 | 0 | 0 | -0.02 | -0.06 | 0 |  | 0.39 | 0.34 | 0.23 | 29.44 | 872.847 | 0.23
D | 4002 | 2021-05-31 | 7 | OFF | 20.6 | 7.32 | 0.14 | 0.01 | 0.19 | 0 | 0 | 0.03 | -0.05 | -0.06 | 0 |  | 0.39 | 0.34 | 0.23 | 29.14 | 922.662 | 0.34
D | 4002 | 2021-05-31 | 8 | ON | 19.5 | 7.32 | 0.14 | 0.01 | 0.26 | 0 | 0 | -0.02 | -0.05 | -0.06 | 0 |  | 0.39 | 0.34 | 0.23 | 28.06 | 988.093 | 0.41
D | 4002 | 2021-05-31 | 9 | ON | 19.41 | 7.32 | 0.14 | 0.01 | 0.12 | 0 | 0 | -0.02 | -0.07 | -0.06 | 0 |  | 0.39 | 0.34 | 0.23 | 27.81 | 1076.495 | 0.27
D | 4002 | 2021-05-31 | 10 | ON | 20.78 | 7.32 | 0.14 | 0.01 | 0.1 | 0 | 0.01 | -0.03 | -0.08 | -0.06 | 0 |  | 0.39 | 0.34 | 0.23 | 29.15 | 1142.602 | 0.26
D | 4002 | 2021-05-31 | 11 | ON | 21.96 | 7.32 | 0.14 | 0.01 | 0.09 | 0 | 0 | -0.03 | -0.09 | -0.06 | 0 |  | 0.39 | 0.34 | 0.23 | 30.3 | 1180.323 | 0.24
D | 4002 | 2021-05-31 | 12 | ON | 28.42 | 7.32 | 0.14 | 0.01 | 0.11 | 0 | 0.01 | -0.03 | -0.08 | -0.06 | 0 |  | 0.39 | 0.34 | 0.23 | 36.8 | 1189.638 | 0.27
D | 4002 | 2021-05-31 | 13 | ON | 33.19 | 7.32 | 0.14 | 0.01 | 0.15 | 0 | 0.09 | -0.07 | -0.08 | -0.06 | 0 |  | 0.39 | 0.34 | 0.23 | 41.65 | 1194.239 | 0.39
D | 4002 | 2021-05-31 | 14 | ON | 30.26 | 7.32 | 0.14 | 0.01 | 0.34 | 0 | 0.29 | 0.06 | -0.05 | -0.06 | 0 |  | 0.39 | 0.34 | 0.23 | 39.27 | 1184.869 | 0.78
D | 4002 | 2021-05-31 | 15 | ON | 22.04 | 7.32 | 0.14 | 0.01 | 0.11 | 0 | 0 | 0 | -0.1 | -0.06 | 0 |  | 0.39 | 0.34 | 0.23 | 30.42 | 1172.169 | 0.26
D | 4002 | 2021-05-31 | 16 | ON | 19.71 | 7.32 | 0.14 | 0.01 | 0.07 | 0 | 0 | -0.02 | -0.11 | -0.06 | 0 |  | 0.39 | 0.34 | 0.23 | 28.02 | 1169.597 | 0.22
D | 4002 | 2021-05-31 | 17 | ON | 19.5 | 7.32 | 0.14 | 0.01 | 0.08 | 0 | 0 | -0.02 | -0.12 | -0.06 | 0 |  | 0.39 | 0.34 | 0.23 | 27.81 | 1198.786 | 0.23
D | 4002 | 2021-05-31 | 18 | ON | 19.81 | 7.32 | 0.14 | 0.01 | 0.08 | 0 | 0 | -0.01 | -0.13 | -0.06 | 0 |  | 0.39 | 0.34 | 0.23 | 28.12 | 1232.155 | 0.23
D | 4002 | 2021-05-31 | 19 | ON | 17.8 | 7.32 | 0.14 | 0.01 | 0.08 | 0 | 0 | -0.01 | -0.1 | -0.06 | 0 |  | 0.39 | 0.34 | 0.23 | 26.14 | 1222.849 | 0.23
D | 4002 | 2021-05-31 | 20 | ON | 17.89 | 7.32 | 0.14 | 0.01 | 0.08 | 0 | 0 | -0.01 | -0.18 | -0.06 | 0 |  | 0.39 | 0.34 | 0.23 | 26.15 | 1201.755 | 0.23
D | 4002 | 2021-05-31 | 21 | ON | 19.56 | 7.32 | 0.14 | 0.01 | 0.08 | 0 | 0 | -0.03 | -0.26 | -0.06 | 0 |  | 0.39 | 0.34 | 0.23 | 27.72 | 1191.644 | 0.23
D | 4002 | 2021-05-31 | 22 | ON | 18.58 | 7.32 | 0.14 | 0.01 | 0.15 | 0 | 0 | -0.01 | -0.09 | -0.06 | 0 |  | 0.39 | 0.34 | 0.23 | 27 | 1132.474 | 0.3
D | 4002 | 2021-05-31 | 23 | ON | 17.06 | 7.32 | 0.14 | 0.01 | 0.14 | 0 | 0 | -0.02 | -0.04 | -0.06 | 0 |  | 0.39 | 0.34 | 0.23 | 25.51 | 1027.624 | 0.29
D | 4002 | 2021-05-31 | 24 | OFF | 15.44 | 7.32 | 0.14 | 0.01 | 0.23 | 0 | 0 | -0.03 | -0.03 | -0.06 | 0 |  | 0.39 | 0.34 | 0.23 | 23.98 | 937.339 | 0.38
T | 744 lines

## whlsecost_hourly_4002_202106
C | Hourly Wholesale Load Cost Report
C | Filename: whlsecost_hourly_4002_202106.csv
C | Report for: 06 2021
C | Report generated: 04/08/2022 14:22:50 EDT
H | Location ID | Local Date | Local Hour | OnOffPeak | RTLMP | Capacity | First Contingency | Second Contingency | Regulation | Forward Reserves | Real-Time Reserves | Inadvertent | Marginal Loss Rev Fund | Auction Rev Rights | Real-Time Demand Reduction Cost | Price Responsive Demand Cost | ISO Sched 2 | ISO Sched 3 | NEPOOL Exp | Total Cost | RTLO | Total Ancillary & NCPC
H | Number | Date | Number | String | Number | Number | Number | Number | Number | Number | Number | Number | Number | Number | Number | Number | Number | Number | Number | Number | Number
D | 4002 | 2021-06-01 | 1 | OFF | 12.62 | 6.46 | 0.31 | 0.06 | 0.08 | 0 | 0 | 0.01 | -0.11 | -0.04 | 0 |  | 0.39 | 0.35 | 0.23 | 20.36 | 879.376 | 0.45
D | 4002 | 2021-06-01 | 2 | OFF | -16.2 | 6.46 | 0.31 | 0.06 | 0 | 0 | 0 | 0.04 | -0.34 | -0.04 | 0 |  | 0.39 | 0.35 | 0.23 | -8.74 | 852.15 | 0.37
D | 4002 | 2021-06-01 | 3 | OFF | 13.77 | 6.46 | 0.31 | 0.06 | 0.06 | 0 | 0 | -0.02 | -0.14 | -0.04 | 0 |  | 0.39 | 0.35 | 0.23 | 21.43 | 841.15 | 0.43
D | 4002 | 2021-06-01 | 4 | OFF | 11.24 | 6.46 | 0.31 | 0.06 | 0.1 | 0 | 0 | -0.03 | -0.04 | -0.04 | 0 |  | 0.39 | 0.35 | 0.23 | 19.03 | 847.479 | 0.47
D | 4002 | 2021-06-01 | 5 | OFF | 14.14 | 6.46 | 0.31 | 0.06 | 0.07 | 0 | 0 | -0.01 | -0.11 | -0.04 | 0 |  | 0.39 | 0.35 | 0.23 | 21.85 | 883.864 | 0.44
D | 4002 | 2021-06-01 | 6 | OFF | 15.61 | 6.46 | 0.31 | 0.06 | 0.27 | 0 | 0 | -0.03 | 0.06 | -0.04 | 0 |  | 0.39 | 0.35 | 0.23 | 23.67 | 968.219 | 0.64
D | 4002 | 2021-06-01 | 7 | OFF | 15.72 | 6.46 | 0.31 | 0.06 | 0.4 | 0 | 0 | 0 | -0.15 | -0.04 | 0 |  | 0.39 | 0.35 | 0.23 | 23.73 | 1102.02 | 0.77
D | 4002 | 2021-06-01 | 8 | ON | 19.39 | 6.46 | 0.31 | 0.06 | 0.27 | 0.17 | 0 | -0.03 | -0.18 | -0.04 | 0 |  | 0.39 | 0.35 | 0.23 | 27.38 | 1203.033 | 0.81
D | 4002 | 2021-06-01 | 9 | ON | 27.67 | 6.46 | 0.31 | 0.06 | 0.25 | 0.16 | 0.18 | -0.02 | -0.11 | -0.04 | 0 |  | 0.39 | 0.35 | 0.23 | 35.89 | 1240.654 | 0.96
D | 4002 | 2021-06-01 | 10 | ON | 34.05 | 6.46 | 0.31 | 0.06 | 0.21 | 0.16 | 0.51 | 0 | -0.13 | -0.04 | 0 |  | 0.39 | 0.35 | 0.23 | 42.56 | 1257.654 | 1.25
D | 4002 | 2021-06-01 | 11 | ON | 21.06 | 6.46 | 0.31 | 0.06 | 0.09 | 0.16 | 0 | 0.05 | -0.06 | -0.04 | 0 |  | 0.39 | 0.35 | 0.23 | 29.06 | 1280.876 | 0.62
D | 4002 | 2021-06-01 | 12 | ON | 17.79 | 6.46 | 0.31 | 0.06 | 0.05 | 0.25 | 0 | 0.03 | -0.07 | -0.04 | 0 |  | 0.39 | 0.35 | 0.23 | 25.81 | 1284.572 | 0.67
D | 4002 | 2021-06-01 | 13 | ON | 17.9 | 6.46 | 0.31 | 0.06 | 0.04 | 0.25 | 0 | 0.02 | -0.15 | -0.04 | 0 |  | 0.39 | 0.35 | 0.23 | 25.82 | 1288.728 | 0.66
D | 4002 | 2021-06-01 | 14 | ON | 14.9 | 6.46 | 0.31 | 0.06 | 0.05 | 0.25 | 0 | 0.03 | -0.13 | -0.04 | 0 |  | 0.39 | 0.35 | 0.23 | 22.86 | 1288.187 | 0.67
D | 4002 | 2021-06-01 | 15 | ON | 16.16 | 6.46 | 0.31 | 0.06 | 0.06 | 0.25 | 0 | -0.01 | -0.22 | -0.04 | 0 |  | 0.39 | 0.35 | 0.23 | 24 | 1295.155 | 0.68
D | 4002 | 2021-06-01 | 16 | ON | 17.83 | 6.46 | 0.31 | 0.06 | 0.05 | 0.25 | 0 | 0.02 | -0.21 | -0.04 | 0 |  | 0.39 | 0.35 | 0.23 | 25.7 | 1311.661 | 0.67
D | 4002 | 2021-06-01 | 17 | ON | 18 | 6.46 | 0.31 | 0.06 | 0.05 | 0.24 | 0 | -0.01 | -0.14 | -0.04 | 0 |  | 0.39 | 0.35 | 0.23 | 25.9 | 1335.874 | 0.66
D | 4002 | 2021-06-01 | 18 | ON | 21.36 | 6.46 | 0.31 | 0.06 | 0.06 | 0.23 | 0 | 0 | -0.21 | -0.04 | 0 |  | 0.39 | 0.35 | 0.23 | 29.2 | 1370.414 | 0.66
D | 4002 | 2021-06-01 | 19 | ON | 22.66 | 6.46 | 0.31 | 0.06 | 0.07 | 0.23 | 0 | -0.02 | -0.3 | -0.04 | 0 |  | 0.39 | 0.35 | 0.23 | 30.4 | 1381.425 | 0.67
D | 4002 | 2021-06-01 | 20 | ON | 22.56 | 6.46 | 0.31 | 0.06 | 0.07 | 0.23 | 0 | -0.02 | -0.19 | -0.04 | 0 |  | 0.39 | 0.35 | 0.23 | 30.41 | 1355.032 | 0.67
D | 4002 | 2021-06-01 | 21 | ON | 23.83 | 6.46 | 0.31 | 0.06 | 0.06 | 0.23 | 0 | -0.03 | -0.2 | -0.04 | 0 |  | 0.39 | 0.35 | 0.23 | 31.65 | 1330.393 | 0.66
D | 4002 | 2021-06-01 | 22 | ON | 26.26 | 6.46 | 0.31 | 0.06 | 0.12 | 0.25 | 0.01 | 0 | -0.06 | -0.04 | 0 |  | 0.39 | 0.35 | 0.23 | 34.34 | 1256.992 | 0.75
D | 4002 | 2021-06-01 | 23 | ON | 18.67 | 6.46 | 0.31 | 0.06 | 0.22 | 0.27 | 0 | -0.02 | -0.11 | -0.04 | 0 |  | 0.39 | 0.35 | 0.23 | 26.79 | 1130.879 | 0.86
D | 4002 | 2021-06-01 | 24 | OFF | 16.53 | 6.46 | 0.31 | 0.06 | 0.14 | 0 | 0 | -0.01 | -0.09 | -0.04 | 0 |  | 0.39 | 0.35 | 0.23 | 24.33 | 1020.727 | 0.51
D | 4002 | 2021-06-02 | 1 | OFF | 18.61 | 6.46 | 0.33 | 0.02 | 0.08 | 0 | 0 | -0.02 | -0.11 | -0.04 | 0 |  | 0.39 | 0.35 | 0.23 | 26.3 | 947.798 | 0.43
D | 4002 | 2021-06-02 | 2 | OFF | 16.58 | 6.46 | 0.33 | 0.02 | 0.06 | 0 | 0 | 0.01 | -0.02 | -0.04 | 0 |  | 0.39 | 0.35 | 0.23 | 24.37 | 906.474 | 0.41
D | 4002 | 2021-06-02 | 3 | OFF | 15.33 | 6.46 | 0.33 | 0.02 | 0.07 | 0 | 0 | 0.02 | -0.21 | -0.04 | 0 |  | 0.39 | 0.35 | 0.23 | 22.95 | 882.735 | 0.42
D | 4002 | 2021-06-02 | 4 | OFF | 15.14 | 6.46 | 0.33 | 0.02 | 0.07 | 0 | 0 | -0.01 | -0.11 | -0.04 | 0 |  | 0.39 | 0.35 | 0.23 | 22.83 | 880.742 | 0.42
D | 4002 | 2021-06-02 | 5 | OFF | 15.16 | 6.46 | 0.33 | 0.02 | 0.07 | 0 | 0 | 0.01 | -0.07 | -0.04 | 0 |  | 0.39 | 0.35 | 0.23 | 22.91 | 909.659 | 0.42
D | 4002 | 2021-06-02 | 6 | OFF | 15.84 | 6.46 | 0.33 | 0.02 | 0.15 | 0 | 0 | 0.01 | -0.06 | -0.04 | 0 |  | 0.39 | 0.35 | 0.23 | 23.68 | 981.384 | 0.5
D | 4002 | 2021-06-02 | 7 | OFF | 17.64 | 6.46 | 0.33 | 0.02 | 0.28 | 0 | 0 | 0.01 | -0.11 | -0.04 | 0 |  | 0.39 | 0.35 | 0.23 | 25.56 | 1114.237 | 0.63
D | 4002 | 2021-06-02 | 8 | ON | 16.13 | 6.46 | 0.33 | 0.02 | 0.19 | 0.52 | 0 | 0 | -0.12 | -0.04 | 0 |  | 0.39 | 0.35 | 0.23 | 24.46 | 1214.882 | 1.06
D | 4002 | 2021-06-02 | 9 | ON | 16.17 | 6.46 | 0.33 | 0.02 | 0.14 | 0.51 | 0 | 0 | -0.1 | -0.04 | 0 |  | 0.39 | 0.35 | 0.23 | 24.46 | 1259.927 | 1
D | 4002 | 2021-06-02 | 10 | ON | 17.2 | 6.46 | 0.33 | 0.02 | 0.08 | 0.5 | 0 | 0.01 | -0.12 | -0.04 | 0 |  | 0.39 | 0.35 | 0.23 | 25.41 | 1289.261 | 0.93
D | 4002 | 2021-06-02 | 11 | ON | 19.36 | 6.46 | 0.33 | 0.02 | 0.06 | 0.49 | 0 | 0.02 | -0.11 | -0.04 | 0 |  | 0.39 | 0.35 | 0.23 | 27.56 | 1332.679 | 0.9
D | 4002 | 2021-06-02 | 12 | ON | 21.42 | 6.46 | 0.33 | 0.02 | 0.07 | 0.47 | 0 | 0.04 | -0.15 | -0.04 | 0 |  | 0.39 | 0.35 | 0.23 | 29.59 | 1358.422 | 0.89
D | 4002 | 2021-06-02 | 13 | ON | 20.13 | 6.46 | 0.33 | 0.02 | 0.06 | 0.46 | 0 | -0.01 | -0.12 | -0.04 | 0 |  | 0.39 | 0.35 | 0.23 | 28.26 | 1388.567 | 0.87
D | 4002 | 2021-06-02 | 14 | ON | 23.15 | 6.46 | 0.33 | 0.02 | 0.08 | 0.45 | 0 | 0.05 | -0.16 | -0.04 | 0 |  | 0.39 | 0.35 | 0.23 | 31.31 | 1418.613 | 0.88
D | 4002 | 2021-06-02 | 15 | ON | 22.78 | 6.46 | 0.33 | 0.02 | 0.09 | 0.44 | 0 | 0 | -0.18 | -0.04 | 0 |  | 0.39 | 0.35 | 0.23 | 30.87 | 1438.034 | 0.88
D | 4002 | 2021-06-02 | 16 | ON | 30.82 | 6.46 | 0.33 | 0.02 | 0.11 | 0.43 | 0 | 0.03 | -0.19 | -0.04 | 0 |  | 0.39 | 0.35 | 0.23 | 38.94 | 1456.723 | 0.89
D | 4002 | 2021-06-02 | 17 | ON | 32.41 | 6.46 | 0.33 | 0.02 | 0.1 | 0.42 | 0.02 | 0.02 | -0.13 | -0.04 | 0 |  | 0.39 | 0.35 | 0.23 | 40.58 | 1480.256 | 0.89
D | 4002 | 2021-06-02 | 18 | ON | 33.67 | 6.46 | 0.33 | 0.02 | 3.15 | 0.41 | 0.02 | 0.01 | -0.21 | -0.04 | 0 |  | 0.39 | 0.35 | 0.23 | 44.79 | 1499.757 | 3.93
D | 4002 | 2021-06-02 | 19 | ON | 28.17 | 6.46 | 0.33 | 0.02 | 3.99 | 0.42 | 0.03 | 0.02 | -0.17 | -0.04 | 0 |  | 0.39 | 0.35 | 0.23 | 40.2 | 1489.827 | 4.79
D | 4002 | 2021-06-02 | 20 | ON | 24.2 | 6.46 | 0.33 | 0.02 | 0.09 | 0.42 | 0 | 0 | -0.18 | -0.04 | 0 |  | 0.39 | 0.35 | 0.23 | 32.27 | 1463.605 | 0.86
D | 4002 | 2021-06-02 | 21 | ON | 29.06 | 6.46 | 0.33 | 0.02 | 0.09 | 0.42 | 0 | 0.02 | -0.17 | -0.04 | 0 |  | 0.39 | 0.35 | 0.23 | 37.16 | 1450.912 | 0.86
D | 4002 | 2021-06-02 | 22 | ON | 29.25 | 6.46 | 0.33 | 0.02 | 0.06 | 0.45 | 0 | 0.01 | 0.04 | -0.04 | 0 |  | 0.39 | 0.35 | 0.23 | 37.55 | 1369.542 | 0.86
D | 4002 | 2021-06-02 | 23 | ON | 22.61 | 6.46 | 0.33 | 0.02 | 0.09 | 0.49 | 0 | -0.01 | -0.05 | -0.04 | 0 |  | 0.39 | 0.35 | 0.23 | 30.87 | 1239.047 | 0.93
D | 4002 | 2021-06-02 | 24 | OFF | 18.91 | 6.46 | 0.33 | 0.02 | 0.18 | 0 | 0 | -0.03 | -0.08 | -0.04 | 0 |  | 0.39 | 0.35 | 0.23 | 26.72 | 1124.933 | 0.53
D | 4002 | 2021-06-03 | 1 | OFF | 20.44 | 6.46 | 0.37 | 0.03 | 0.07 | 0 | 0 | -0.03 | -0.15 | -0.04 | 0 |  | 0.39 | 0.35 | 0.23 | 28.12 | 1045.528 | 0.47
D | 4002 | 2021-06-03 | 2 | OFF | 20 | 6.46 | 0.37 | 0.03 | 0.04 | 0 | 0 | -0.01 | -0.1 | -0.04 | 0 |  | 0.39 | 0.35 | 0.23 | 27.72 | 998.042 | 0.44
D | 4002 | 2021-06-03 | 3 | OFF | 21.62 | 6.46 | 0.37 | 0.03 | 0.03 | 0 | 0 | 0 | -0.05 | -0.04 | 0 |  | 0.39 | 0.35 | 0.23 | 29.39 | 969.024 | 0.43
D | 4002 | 2021-06-03 | 4 | OFF | 21.27 | 6.46 | 0.37 | 0.03 | 0.05 | 0 | 0 | -0.01 | -0.06 | -0.04 | 0 |  | 0.39 | 0.35 | 0.23 | 29.04 | 963.051 | 0.45
D | 4002 | 2021-06-03 | 5 | OFF | 22.88 | 6.46 | 0.37 | 0.03 | 0.04 | 0 | 0 | 0.04 | 0.12 | -0.04 | 0 |  | 0.39 | 0.35 | 0.23 | 30.87 | 983.882 | 0.44
D | 4002 | 2021-06-03 | 6 | OFF | 23.15 | 6.46 | 0.37 | 0.03 | 0.13 | 0 | 0 | 0.05 | -0.05 | -0.04 | 0 |  | 0.39 | 0.35 | 0.23 | 31.07 | 1053.351 | 0.53
D | 4002 | 2021-06-03 | 7 | OFF | 22.7 | 6.46 | 0.37 | 0.03 | 0.21 | 0 | 0 | 0.01 | -0.18 | -0.04 | 0 |  | 0.39 | 0.35 | 0.23 | 30.53 | 1178.332 | 0.61
D | 4002 | 2021-06-03 | 8 | ON | 20.14 | 6.46 | 0.37 | 0.03 | 0.16 | 0.49 | 0 | 0.01 | -0.18 | -0.04 | 0 |  | 0.39 | 0.35 | 0.23 | 28.41 | 1278.404 | 1.05
D | 4002 | 2021-06-03 | 9 | ON | 23.22 | 6.46 | 0.37 | 0.03 | 0.08 | 0.45 | 0.03 | -0.02 | -0.09 | -0.04 | 0 |  | 0.39 | 0.35 | 0.23 | 31.46 | 1331.556 | 0.96
D | 4002 | 2021-06-03 | 10 | ON | 24.15 | 6.46 | 0.37 | 0.03 | 0.03 | 0.45 | 0 | -0.01 | -0.14 | -0.04 | 0 |  | 0.39 | 0.35 | 0.23 | 32.27 | 1368.276 | 0.88
D | 4002 | 2021-06-03 | 11 | ON | 23.23 | 6.46 | 0.37 | 0.03 | 0.03 | 0.45 | 0 | -0.01 | -0.16 | -0.04 | 0 |  | 0.39 | 0.35 | 0.23 | 31.33 | 1395.204 | 0.88
D | 4002 | 2021-06-03 | 12 | ON | 22.45 | 6.46 | 0.37 | 0.03 | 0.07 | 0.45 | 0 | 0 | -0.17 | -0.04 | 0 |  | 0.39 | 0.35 | 0.23 | 30.59 | 1416.702 | 0.92
D | 4002 | 2021-06-03 | 13 | ON | 23.09 | 6.46 | 0.37 | 0.03 | 0.04 | 0.45 | 0 | -0.01 | -0.17 | -0.04 | 0 |  | 0.39 | 0.35 | 0.23 | 31.19 | 1434.631 | 0.89
D | 4002 | 2021-06-03 | 14 | ON | 29.7 | 6.46 | 0.37 | 0.03 | 0.05 | 0.44 | 0.24 | -0.04 | -0.11 | -0.04 | 0 |  | 0.39 | 0.35 | 0.23 | 38.07 | 1476.39 | 1.13
D | 4002 | 2021-06-03 | 15 | ON | 27.81 | 6.46 | 0.37 | 0.03 | 0.13 | 0.43 | 0.11 | 0.03 | -0.14 | -0.04 | 0 |  | 0.39 | 0.35 | 0.23 | 36.16 | 1500.315 | 1.07
D | 4002 | 2021-06-03 | 16 | ON | 32.22 | 6.46 | 0.37 | 0.03 | 0.16 | 0.43 | 0.13 | -0.08 | -0.13 | -0.04 | 0 |  | 0.39 | 0.35 | 0.23 | 40.52 | 1524.578 | 1.12
D | 4002 | 2021-06-03 | 17 | ON | 32.82 | 6.46 | 0.37 | 0.03 | 0.09 | 0.42 | 0.1 | 0.05 | -0.12 | -0.04 | 0 |  | 0.39 | 0.35 | 0.23 | 41.15 | 1542.794 | 1.01
D | 4002 | 2021-06-03 | 18 | ON | 30.35 | 6.46 | 0.37 | 0.03 | 0.1 | 0.41 | 0.21 | -0.01 | -0.14 | -0.04 | 0 |  | 0.39 | 0.35 | 0.23 | 38.71 | 1565.796 | 1.12
D | 4002 | 2021-06-03 | 19 | ON | 31.16 | 6.46 | 0.37 | 0.03 | 0.07 | 0.41 | 0.05 | 0.01 | -0.17 | -0.04 | 0 |  | 0.39 | 0.35 | 0.23 | 39.32 | 1563.56 | 0.93
D | 4002 | 2021-06-03 | 20 | ON | 31.27 | 6.46 | 0.37 | 0.03 | 0.06 | 0.42 | 0.06 | 0 | -0.16 | -0.04 | 0 |  | 0.39 | 0.35 | 0.23 | 39.44 | 1542.689 | 0.94
D | 4002 | 2021-06-03 | 21 | ON | 30.26 | 6.46 | 0.37 | 0.03 | 0.1 | 0.42 | 0.05 | -0.01 | -0.15 | -0.04 | 0 |  | 0.39 | 0.35 | 0.23 | 38.46 | 1519.405 | 0.97
D | 4002 | 2021-06-03 | 22 | ON | 32.52 | 6.46 | 0.37 | 0.03 | 0.1 | 0.44 | 0.07 | -0.03 | -0.14 | -0.04 | 0 |  | 0.39 | 0.35 | 0.23 | 40.75 | 1433.887 | 1.01
D | 4002 | 2021-06-03 | 23 | ON | 29.23 | 6.46 | 0.37 | 0.03 | 0.17 | 0.48 | 0.07 | -0.04 | -0.12 | -0.04 | 0 |  | 0.39 | 0.35 | 0.23 | 37.58 | 1305.538 | 1.12
D | 4002 | 2021-06-03 | 24 | OFF | 22.61 | 6.46 | 0.37 | 0.03 | 0.17 | 0 | 0 | -0.02 | -0.07 | -0.04 | 0 |  | 0.39 | 0.35 | 0.23 | 30.48 | 1187.784 | 0.57
D | 4002 | 2021-06-04 | 1 | OFF | 26.23 | 6.46 | 0.24 | 0.06 | 0.08 | 0 | 0.14 | -0.09 | -0.12 | -0.04 | 0 |  | 0.39 | 0.35 | 0.23 | 33.93 | 1106.986 | 0.52
D | 4002 | 2021-06-04 | 2 | OFF | 23.17 | 6.46 | 0.24 | 0.06 | 0.04 | 0 | 0 | 0.04 | -0.06 | -0.04 | 0 |  | 0.39 | 0.35 | 0.23 | 30.88 | 1054.753 | 0.34
D | 4002 | 2021-06-04 | 3 | OFF | 21.67 | 6.46 | 0.24 | 0.06 | 0.03 | 0 | 0 | -0.02 | -0.07 | -0.04 | 0 |  | 0.39 | 0.35 | 0.23 | 29.3 | 1027.337 | 0.33
D | 4002 | 2021-06-04 | 4 | OFF | 22.08 | 6.46 | 0.24 | 0.06 | 0.03 | 0 | 0 | 0 | -0.06 | -0.04 | 0 |  | 0.39 | 0.35 | 0.23 | 29.74 | 1020.943 | 0.33
D | 4002 | 2021-06-04 | 5 | OFF | 22.37 | 6.46 | 0.24 | 0.06 | 0.03 | 0 | 0 | -0.03 | -0.07 | -0.04 | 0 |  | 0.39 | 0.35 | 0.23 | 29.99 | 1041.366 | 0.33
D | 4002 | 2021-06-04 | 6 | OFF | 24.1 | 6.46 | 0.24 | 0.06 | 0.15 | 0 | 0 | 0.02 | -0.07 | -0.04 | 0 |  | 0.39 | 0.35 | 0.23 | 31.89 | 1113.527 | 0.45
D | 4002 | 2021-06-04 | 7 | OFF | 35.13 | 6.46 | 0.24 | 0.06 | 0.35 | 0 | 0.02 | -0.01 | 0.01 | -0.04 | 0 |  | 0.39 | 0.35 | 0.23 | 43.19 | 1240.918 | 0.67
D | 4002 | 2021-06-04 | 8 | ON | 32.93 | 6.46 | 0.24 | 0.06 | 0.28 | 0.47 | 0 | 0.01 | -0.07 | -0.04 | 0 |  | 0.39 | 0.35 | 0.23 | 41.31 | 1353.495 | 1.05
D | 4002 | 2021-06-04 | 9 | ON | 43.44 | 6.46 | 0.24 | 0.06 | 0.24 | 0.44 | 0.05 | 0.02 | -0.11 | -0.04 | 0 |  | 0.39 | 0.35 | 0.23 | 51.77 | 1433.114 | 1.03
D | 4002 | 2021-06-04 | 10 | ON | 44.65 | 6.46 | 0.24 | 0.06 | 0.23 | 0.43 | 0.03 | -0.06 | -0.09 | -0.04 | 0 |  | 0.39 | 0.35 | 0.23 | 52.88 | 1491.31 | 0.99
D | 4002 | 2021-06-04 | 11 | ON | 46 | 6.46 | 0.24 | 0.06 | 0.23 | 0.42 | 0.08 | 0.02 | -0.1 | -0.04 | 0 |  | 0.39 | 0.35 | 0.23 | 54.34 | 1524.18 | 1.03
D | 4002 | 2021-06-04 | 12 | ON | 41.58 | 6.46 | 0.24 | 0.06 | 0.19 | 0.42 | 0 | 0 | -0.1 | -0.04 | 0 |  | 0.39 | 0.35 | 0.23 | 49.78 | 1556.396 | 0.91
D | 4002 | 2021-06-04 | 13 | ON | 33.46 | 6.46 | 0.24 | 0.06 | 0.19 | 0.41 | 0 | 0.06 | -0.16 | -0.04 | 0 |  | 0.39 | 0.35 | 0.23 | 41.65 | 1581.976 | 0.9
D | 4002 | 2021-06-04 | 14 | ON | 31.34 | 6.46 | 0.24 | 0.06 | 0.09 | 0.37 | 0.01 | -0.02 | -0.11 | -0.04 | 0 |  | 0.39 | 0.35 | 0.23 | 39.37 | 1614.814 | 0.77
D | 4002 | 2021-06-04 | 15 | ON | 40.53 | 6.46 | 0.24 | 0.06 | 0.14 | 0.37 | 0.09 | 0.01 | -0.1 | -0.04 | 0 |  | 0.39 | 0.35 | 0.23 | 48.73 | 1613.789 | 0.9
D | 4002 | 2021-06-04 | 16 | ON | 40.71 | 6.46 | 0.24 | 0.06 | 0.08 | 0.37 | 0.06 | 0.06 | -0.14 | -0.04 | 0 |  | 0.39 | 0.35 | 0.23 | 48.83 | 1584.655 | 0.81
D | 4002 | 2021-06-04 | 17 | ON | 41.43 | 6.46 | 0.24 | 0.06 | 0.12 | 0.37 | 0.04 | 0.01 | -0.11 | -0.04 | 0 |  | 0.39 | 0.35 | 0.23 | 49.55 | 1601.199 | 0.83
D | 4002 | 2021-06-04 | 18 | ON | 42.88 | 6.46 | 0.24 | 0.06 | 0.13 | 0.37 | 0.02 | 0.05 | -0.15 | -0.04 | 0 |  | 0.39 | 0.35 | 0.23 | 50.99 | 1642.781 | 0.82
D | 4002 | 2021-06-04 | 19 | ON | 39.27 | 6.46 | 0.24 | 0.06 | 0.11 | 0.37 | 0 | -0.05 | -0.1 | -0.04 | 0 |  | 0.39 | 0.35 | 0.23 | 47.29 | 1641.273 | 0.78
D | 4002 | 2021-06-04 | 20 | ON | 44.88 | 6.46 | 0.24 | 0.06 | 0.17 | 0.41 | 0.29 | -0.04 | -0.12 | -0.04 | 0 |  | 0.39 | 0.35 | 0.23 | 53.28 | 1591.838 | 1.17
D | 4002 | 2021-06-04 | 21 | ON | 38.76 | 6.46 | 0.24 | 0.06 | 0.16 | 0.42 | 0.23 | -0.06 | -0.11 | -0.04 | 0 |  | 0.39 | 0.35 | 0.23 | 47.09 | 1550.057 | 1.11
D | 4002 | 2021-06-04 | 22 | ON | 40.49 | 6.46 | 0.24 | 0.06 | 0.17 | 0.43 | 0.36 | 0.05 | 0.04 | -0.04 | 0 |  | 0.39 | 0.35 | 0.23 | 49.23 | 1472.877 | 1.26
D | 4002 | 2021-06-04 | 23 | ON | 27.03 | 6.46 | 0.24 | 0.06 | 0.24 | 0.46 | 0.12 | -0.01 | -0.02 | -0.04 | 0 |  | 0.39 | 0.35 | 0.23 | 35.51 | 1339.8 | 1.12
D | 4002 | 2021-06-04 | 24 | OFF | 27.75 | 6.46 | 0.24 | 0.06 | 0.37 | 0 | 0 | 0.02 | 0.01 | -0.04 | 0 |  | 0.39 | 0.35 | 0.23 | 35.84 | 1207.147 | 0.67
D | 4002 | 2021-06-05 | 1 | OFF | 32.49 | 6.46 | 1.53 | 0.09 | 0.12 | 0 | 0 | -0.11 | 0.03 | -0.04 | 0 |  | 0.39 | 0.35 | 0.23 | 41.54 | 1106.509 | 1.74
D | 4002 | 2021-06-05 | 2 | OFF | 22.7 | 6.46 | 1.53 | 0.09 | 0.05 | 0 | 0 | -0.02 | -0.04 | -0.04 | 0 |  | 0.39 | 0.35 | 0.23 | 31.7 | 1042.22 | 1.67
D | 4002 | 2021-06-05 | 3 | OFF | 18.38 | 6.46 | 1.53 | 0.09 | 0.15 | 0 | 0 | 0.02 | 0.03 | -0.04 | 0 |  | 0.39 | 0.35 | 0.23 | 27.59 | 1000.417 | 1.77
D | 4002 | 2021-06-05 | 4 | OFF | 18.11 | 6.46 | 1.53 | 0.09 | 0.13 | 0 | 0 | -0.03 | -0.03 | -0.04 | 0 |  | 0.39 | 0.35 | 0.23 | 27.19 | 980.877 | 1.75
D | 4002 | 2021-06-05 | 5 | OFF | 17.1 | 6.46 | 1.53 | 0.09 | 0.15 | 0 | 0 | -0.03 | 0.02 | -0.04 | 0 |  | 0.39 | 0.35 | 0.23 | 26.25 | 975.481 | 1.77
D | 4002 | 2021-06-05 | 6 | OFF | 16.49 | 6.46 | 1.53 | 0.09 | 0.08 | 0 | 0 | -0.02 | -0.06 | -0.04 | 0 |  | 0.39 | 0.35 | 0.23 | 25.5 | 988.249 | 1.7
D | 4002 | 2021-06-05 | 7 | OFF | 16.86 | 6.46 | 1.53 | 0.09 | 0.1 | 0 | 0 | 0 | -0.07 | -0.04 | 0 |  | 0.39 | 0.35 | 0.23 | 25.9 | 1057.148 | 1.72
D | 4002 | 2021-06-05 | 8 | OFF | 18.03 | 6.46 | 1.53 | 0.09 | 0.09 | 0 | 0 | -0.01 | -0.16 | -0.04 | 0 |  | 0.39 | 0.35 | 0.23 | 26.96 | 1169.213 | 1.71
D | 4002 | 2021-06-05 | 9 | OFF | 18.47 | 6.46 | 1.53 | 0.09 | 0.19 | 0 | 0 | 0.02 | -0.08 | -0.04 | 0 |  | 0.39 | 0.35 | 0.23 | 27.61 | 1290.955 | 1.81
D | 4002 | 2021-06-05 | 10 | OFF | 19.76 | 6.46 | 1.53 | 0.09 | 0.17 | 0 | 0 | -0.02 | -0.09 | -0.04 | 0 |  | 0.39 | 0.35 | 0.23 | 28.83 | 1396.697 | 1.79
D | 4002 | 2021-06-05 | 11 | OFF | 25.01 | 6.46 | 1.53 | 0.09 | 0.05 | 0 | 0 | 0 | -0.09 | -0.04 | 0 |  | 0.39 | 0.35 | 0.23 | 33.98 | 1486.905 | 1.67
D | 4002 | 2021-06-05 | 12 | OFF | 25.77 | 6.46 | 1.53 | 0.09 | 0.09 | 0 | 0 | -0.01 | -0.1 | -0.04 | 0 |  | 0.39 | 0.35 | 0.23 | 34.76 | 1558.464 | 1.71
D | 4002 | 2021-06-05 | 13 | OFF | 25.8 | 6.46 | 1.53 | 0.09 | 0.04 | 0 | 0 | 0 | -0.11 | -0.04 | 0 |  | 0.39 | 0.35 | 0.23 | 34.74 | 1618.568 | 1.66
D | 4002 | 2021-06-05 | 14 | OFF | 27.61 | 6.46 | 1.53 | 0.09 | 0.05 | 0 | 0 | -0.02 | -0.13 | -0.04 | 0 |  | 0.39 | 0.35 | 0.23 | 36.52 | 1676.487 | 1.67
D | 4002 | 2021-06-05 | 15 | OFF | 28.83 | 6.46 | 1.53 | 0.09 | 0.05 | 0 | 0 | -0.05 | -0.15 | -0.04 | 0 |  | 0.39 | 0.35 | 0.23 | 37.69 | 1723.906 | 1.67
D | 4002 | 2021-06-05 | 16 | OFF | 37.6 | 6.46 | 1.53 | 0.09 | 0.11 | 0 | 0.04 | -0.06 | -0.16 | -0.04 | 0 |  | 0.39 | 0.35 | 0.23 | 46.54 | 1774.139 | 1.77
D | 4002 | 2021-06-05 | 17 | OFF | 45.28 | 6.46 | 1.53 | 0.09 | 1.76 | 0 | 0.03 | -0.03 | -0.17 | -0.04 | 0 |  | 0.39 | 0.35 | 0.23 | 55.88 | 1817.282 | 3.41
D | 4002 | 2021-06-05 | 18 | OFF | 90.87 | 6.46 | 1.53 | 0.09 | 2 | 0 | 5.01 | 0.01 | 0.16 | -0.04 | 0 |  | 0.39 | 0.35 | 0.23 | 107.06 | 1823.129 | 8.63
D | 4002 | 2021-06-05 | 19 | OFF | 105.17 | 6.46 | 1.53 | 0.09 | 0.81 | 0 | 9.79 | 0.68 | -0.11 | -0.04 | 0 |  | 0.39 | 0.35 | 0.23 | 125.35 | 1744.977 | 12.22
D | 4002 | 2021-06-05 | 20 | OFF | 44.04 | 6.46 | 1.53 | 0.09 | 0.2 | 0 | 0.04 | -0.04 | -0.17 | -0.04 | 0 |  | 0.39 | 0.35 | 0.23 | 53.08 | 1674.459 | 1.86
D | 4002 | 2021-06-05 | 21 | OFF | 38.17 | 6.46 | 1.53 | 0.09 | 0.08 | 0 | 0.06 | -0.08 | -0.2 | -0.04 | 0 |  | 0.39 | 0.35 | 0.23 | 47.04 | 1628.645 | 1.76
D | 4002 | 2021-06-05 | 22 | OFF | 32.79 | 6.46 | 1.53 | 0.09 | 0.08 | 0 | 0.03 | -0.07 | -0.1 | -0.04 | 0 |  | 0.39 | 0.35 | 0.23 | 41.74 | 1558.798 | 1.73
D | 4002 | 2021-06-05 | 23 | OFF | 25.5 | 6.46 | 1.53 | 0.09 | 0.1 | 0 | 0 | -0.02 | -0.14 | -0.04 | 0 |  | 0.39 | 0.35 | 0.23 | 34.45 | 1430.457 | 1.72
D | 4002 | 2021-06-05 | 24 | OFF | 24.34 | 6.46 | 1.53 | 0.09 | 0.1 | 0 | 0 | -0.03 | -0.15 | -0.04 | 0 |  | 0.39 | 0.35 | 0.23 | 33.27 | 1304.077 | 1.72
D | 4002 | 2021-06-06 | 1 | OFF | 25.76 | 6.46 | 1.46 | 0.1 | 0.11 | 0 | 0 | -0.07 | -0.16 | -0.04 | 0 |  | 0.39 | 0.35 | 0.23 | 34.59 | 1215.057 | 1.67
D | 4002 | 2021-06-06 | 2 | OFF | 23.35 | 6.46 | 1.46 | 0.1 | 0.09 | 0 | 0 | -0.04 | -0.15 | -0.04 | 0 |  | 0.39 | 0.35 | 0.23 | 32.2 | 1147.581 | 1.65
D | 4002 | 2021-06-06 | 3 | OFF | 21.46 | 6.46 | 1.46 | 0.1 | 0.07 | 0 | 0 | -0.05 | -0.16 | -0.04 | 0 |  | 0.39 | 0.35 | 0.23 | 30.27 | 1101.906 | 1.63
D | 4002 | 2021-06-06 | 4 | OFF | 21.59 | 6.46 | 1.46 | 0.1 | 0.01 | 0 | 0 | 0 | -0.13 | -0.04 | 0 |  | 0.39 | 0.35 | 0.23 | 30.42 | 1072.625 | 1.57
D | 4002 | 2021-06-06 | 5 | OFF | 20.97 | 6.46 | 1.46 | 0.1 | 0.04 | 0 | 0 | -0.05 | -0.11 | -0.04 | 0 |  | 0.39 | 0.35 | 0.23 | 29.8 | 1057.98 | 1.6
D | 4002 | 2021-06-06 | 6 | OFF | 17.73 | 6.46 | 1.46 | 0.1 | 0.11 | 0 | 0 | 0.02 | -0.03 | -0.04 | 0 |  | 0.39 | 0.35 | 0.23 | 26.78 | 1055.639 | 1.67
D | 4002 | 2021-06-06 | 7 | OFF | 15.47 | 6.46 | 1.46 | 0.1 | 0.16 | 0 | 0 | 0 | -0.08 | -0.04 | 0 |  | 0.39 | 0.35 | 0.23 | 24.5 | 1103.796 | 1.72
D | 4002 | 2021-06-06 | 8 | OFF | 13.17 | 6.46 | 1.46 | 0.1 | 0.22 | 0 | 0 | 0 | -0.11 | -0.04 | 0 |  | 0.39 | 0.35 | 0.23 | 22.23 | 1209.438 | 1.78
D | 4002 | 2021-06-06 | 9 | OFF | 20.46 | 6.46 | 1.46 | 0.1 | 0.17 | 0 | 0 | 0.01 | -0.15 | -0.04 | 0 |  | 0.39 | 0.35 | 0.23 | 29.44 | 1349.179 | 1.73
D | 4002 | 2021-06-06 | 10 | OFF | 22.88 | 6.46 | 1.46 | 0.1 | 0.1 | 0 | 0 | -0.03 | -0.2 | -0.04 | 0 |  | 0.39 | 0.35 | 0.23 | 31.7 | 1465.635 | 1.66
D | 4002 | 2021-06-06 | 11 | OFF | 24.24 | 6.46 | 1.46 | 0.1 | 0.03 | 0 | 0 | 0 | -0.19 | -0.04 | 0 |  | 0.39 | 0.35 | 0.23 | 33.03 | 1566.588 | 1.59
D | 4002 | 2021-06-06 | 12 | OFF | 25.77 | 6.46 | 1.46 | 0.1 | 0.07 | 0 | 0 | -0.03 | -0.19 | -0.04 | 0 |  | 0.39 | 0.35 | 0.23 | 34.57 | 1664.897 | 1.63
D | 4002 | 2021-06-06 | 13 | OFF | 29.46 | 6.46 | 1.46 | 0.1 | 0.07 | 0 | 0 | -0.03 | -0.21 | -0.04 | 0 |  | 0.39 | 0.35 | 0.23 | 38.24 | 1746.031 | 1.63
D | 4002 | 2021-06-06 | 14 | OFF | 36.07 | 6.46 | 1.46 | 0.1 | 0.09 | 0 | 0 | -0.02 | -0.22 | -0.04 | 0 |  | 0.39 | 0.35 | 0.23 | 44.87 | 1803.701 | 1.65
D | 4002 | 2021-06-06 | 15 | OFF | 37.75 | 6.46 | 1.46 | 0.1 | 0.06 | 0 | 0 | -0.08 | -0.22 | -0.04 | 0 |  | 0.39 | 0.35 | 0.23 | 46.46 | 1855.451 | 1.62
D | 4002 | 2021-06-06 | 16 | OFF | 42.55 | 6.46 | 1.46 | 0.1 | 0.09 | 0 | 0 | -0.04 | -0.26 | -0.04 | 0 |  | 0.39 | 0.35 | 0.23 | 51.29 | 1907.686 | 1.65
D | 4002 | 2021-06-06 | 17 | OFF | 63.09 | 6.46 | 1.46 | 0.1 | 2.32 | 0 | 0.01 | 0 | -0.26 | -0.04 | 0 |  | 0.39 | 0.35 | 0.23 | 74.11 | 1948.701 | 3.89
D | 4002 | 2021-06-06 | 18 | OFF | 91.74 | 6.46 | 1.46 | 0.1 | 0.5 | 0 | 0.71 | -0.18 | -0.27 | -0.04 | 0 |  | 0.39 | 0.35 | 0.23 | 101.45 | 1974.35 | 2.77
D | 4002 | 2021-06-06 | 19 | OFF | 64.9 | 6.46 | 1.46 | 0.1 | 0.07 | 0 | 0.09 | 0.05 | -0.33 | -0.04 | 0 |  | 0.39 | 0.35 | 0.23 | 73.73 | 1954.611 | 1.72
D | 4002 | 2021-06-06 | 20 | OFF | 57.48 | 6.46 | 1.46 | 0.1 | 0.07 | 0 | 0.05 | 0 | -0.26 | -0.04 | 0 |  | 0.39 | 0.35 | 0.23 | 66.29 | 1924.041 | 1.68
D | 4002 | 2021-06-06 | 21 | OFF | 44.88 | 6.46 | 1.46 | 0.1 | 0.05 | 0 | 0 | 0.03 | -0.29 | -0.04 | 0 |  | 0.39 | 0.35 | 0.23 | 53.62 | 1861.707 | 1.61
D | 4002 | 2021-06-06 | 22 | OFF | 39.37 | 6.46 | 1.46 | 0.1 | 0.07 | 0 | 0 | -0.02 | -0.1 | -0.04 | 0 |  | 0.39 | 0.35 | 0.23 | 48.27 | 1746.27 | 1.63
D | 4002 | 2021-06-06 | 23 | OFF | 29.13 | 6.46 | 1.46 | 0.1 | 0.12 | 0 | 0 | 0 | -0.07 | -0.04 | 0 |  | 0.39 | 0.35 | 0.23 | 38.13 | 1571.072 | 1.68
D | 4002 | 2021-06-06 | 24 | OFF | 26.33 | 6.46 | 1.46 | 0.1 | 0.1 | 0 | 0 | -0.02 | -0.13 | -0.04 | 0 |  | 0.39 | 0.35 | 0.23 | 35.23 | 1413.643 | 1.66
D | 4002 | 2021-06-07 | 1 | OFF | 27.96 | 6.46 | 0.37 | 0.1 | 0.05 | 0 | 0 | -0.1 | -0.17 | -0.04 | 0 |  | 0.39 | 0.35 | 0.23 | 35.6 | 1311.884 | 0.52
D | 4002 | 2021-06-07 | 2 | OFF | 28.24 | 6.46 | 0.37 | 0.1 | 0.04 | 0 | 0 | 0.06 | -0.06 | -0.04 | 0 |  | 0.39 | 0.35 | 0.23 | 36.14 | 1237.2 | 0.51
D | 4002 | 2021-06-07 | 3 | OFF | 24.83 | 6.46 | 0.37 | 0.1 | 0.04 | 0 | 0 | 0 | -0.07 | -0.04 | 0 |  | 0.39 | 0.35 | 0.23 | 32.66 | 1190.361 | 0.51
D | 4002 | 2021-06-07 | 4 | OFF | 24.17 | 6.46 | 0.37 | 0.1 | 0.04 | 0 | 0 | -0.01 | -0.08 | -0.04 | 0 |  | 0.39 | 0.35 | 0.23 | 31.98 | 1170.495 | 0.51
D | 4002 | 2021-06-07 | 5 | OFF | 23.46 | 6.46 | 0.37 | 0.1 | 0.05 | 0 | 0 | 0 | -0.08 | -0.04 | 0 |  | 0.39 | 0.35 | 0.23 | 31.29 | 1186.761 | 0.52
D | 4002 | 2021-06-07 | 6 | OFF | 23.52 | 6.46 | 0.37 | 0.1 | 0.11 | 0 | 0 | 0.03 | -0.1 | -0.04 | 0 |  | 0.39 | 0.35 | 0.23 | 31.42 | 1251.007 | 0.58
D | 4002 | 2021-06-07 | 7 | OFF | 28.69 | 6.46 | 0.37 | 0.1 | 0.16 | 0 | 0 | 0.02 | -0.11 | -0.04 | 0 |  | 0.39 | 0.35 | 0.23 | 36.62 | 1401.293 | 0.63
D | 4002 | 2021-06-07 | 8 | ON | 30.59 | 6.46 | 0.37 | 0.1 | 0.16 | 0.4 | 0 | 0.02 | -0.19 | -0.04 | 0 |  | 0.39 | 0.35 | 0.23 | 38.84 | 1563.242 | 1.03
D | 4002 | 2021-06-07 | 9 | ON | 28.48 | 6.46 | 0.37 | 0.1 | 0.16 | 0.38 | 0 | -0.01 | -0.15 | -0.04 | 0 |  | 0.39 | 0.35 | 0.23 | 36.72 | 1701.025 | 1.01
D | 4002 | 2021-06-07 | 10 | ON | 36.85 | 6.46 | 0.37 | 0.1 | 0.11 | 0.35 | 0.02 | -0.04 | -0.18 | -0.04 | 0 |  | 0.39 | 0.35 | 0.23 | 44.97 | 1818.117 | 0.95
D | 4002 | 2021-06-07 | 11 | ON | 49.07 | 6.46 | 0.37 | 0.1 | 0.09 | 0.33 | 0.12 | 0.03 | -0.11 | -0.04 | 0 |  | 0.39 | 0.35 | 0.23 | 57.39 | 1934.265 | 1.01
D | 4002 | 2021-06-07 | 12 | ON | 52.41 | 6.46 | 0.37 | 0.1 | 0.1 | 0.31 | 0.01 | -0.02 | -0.16 | -0.04 | 0 |  | 0.39 | 0.35 | 0.23 | 60.51 | 2027.814 | 0.89
D | 4002 | 2021-06-07 | 13 | ON | 52.86 | 6.46 | 0.37 | 0.1 | 0.09 | 0.3 | 0 | -0.11 | -0.17 | -0.04 | 0 |  | 0.39 | 0.35 | 0.23 | 60.83 | 2089.937 | 0.86
D | 4002 | 2021-06-07 | 14 | ON | 97.06 | 6.46 | 0.37 | 0.1 | 0.4 | 0.29 | 0.56 | -0.08 | -0.31 | -0.04 | 0 |  | 0.39 | 0.35 | 0.23 | 105.78 | 2137.441 | 1.72
D | 4002 | 2021-06-07 | 15 | ON | 66.03 | 6.46 | 0.37 | 0.1 | 0.36 | 0.28 | 0 | 0.05 | -0.32 | -0.04 | 0 |  | 0.39 | 0.35 | 0.23 | 74.26 | 2167.584 | 1.11
D | 4002 | 2021-06-07 | 16 | ON | 99.47 | 6.46 | 0.37 | 0.1 | 0.19 | 0.28 | 0.6 | -0.22 | -0.2 | -0.04 | -0.44 |  | 0.39 | 0.35 | 0.23 | 107.54 | 2191.85 | 1.1
D | 4002 | 2021-06-07 | 17 | ON | 187.07 | 6.46 | 0.37 | 0.1 | 2.97 | 0.27 | 1.27 | -0.02 | -0.51 | -0.04 | -0.59 |  | 0.39 | 0.35 | 0.23 | 198.32 | 2224.6 | 4.39
D | 4002 | 2021-06-07 | 18 | ON | 125.54 | 6.46 | 0.37 | 0.1 | 2.68 | 0.27 | 0.89 | -0.03 | -0.32 | -0.04 | 0 |  | 0.39 | 0.35 | 0.23 | 136.89 | 2255.61 | 4.31
D | 4002 | 2021-06-07 | 19 | ON | 80.48 | 6.46 | 0.37 | 0.1 | 2.27 | 0.28 | 0.15 | 0.01 | -0.4 | -0.04 | 0 |  | 0.39 | 0.35 | 0.23 | 90.65 | 2236.457 | 3.17
D | 4002 | 2021-06-07 | 20 | ON | 55.7 | 6.46 | 0.37 | 0.1 | 0.45 | 0.28 | 0 | -0.02 | -0.25 | -0.04 | 0 |  | 0.39 | 0.35 | 0.23 | 64.02 | 2150.79 | 1.2
D | 4002 | 2021-06-07 | 21 | ON | 51.26 | 6.46 | 0.37 | 0.1 | 0.11 | 0.29 | 0.03 | 0.03 | -0.22 | -0.04 | 0 |  | 0.39 | 0.35 | 0.23 | 59.36 | 2047.615 | 0.9
D | 4002 | 2021-06-07 | 22 | ON | 54.77 | 6.46 | 0.37 | 0.1 | 0.13 | 0.31 | 0.01 | -0.06 | -0.18 | -0.04 | 0 |  | 0.39 | 0.35 | 0.23 | 62.84 | 1912.555 | 0.92
D | 4002 | 2021-06-07 | 23 | ON | 48.73 | 6.46 | 0.37 | 0.1 | 0.23 | 0.34 | 0.01 | -0.07 | -0.12 | -0.04 | 0 |  | 0.39 | 0.35 | 0.23 | 56.98 | 1727.487 | 1.05
D | 4002 | 2021-06-07 | 24 | OFF | 32.73 | 6.46 | 0.37 | 0.1 | 0.14 | 0 | 0.06 | -0.01 | -0.11 | -0.04 | 0 |  | 0.39 | 0.35 | 0.23 | 40.67 | 1571.045 | 0.67
D | 4002 | 2021-06-08 | 1 | OFF | 34.11 | 6.46 | 0.58 | 1.36 | 0.1 | 0 | 0 | -0.08 | -0.22 | -0.04 | 0 |  | 0.39 | 0.35 | 0.23 | 43.24 | 1469.704 | 2.04
D | 4002 | 2021-06-08 | 2 | OFF | 32.44 | 6.46 | 0.58 | 1.36 | 0.05 | 0 | 0 | -0.02 | -0.11 | -0.04 | 0 |  | 0.39 | 0.35 | 0.23 | 41.69 | 1405.019 | 1.99
D | 4002 | 2021-06-08 | 3 | OFF | 30.47 | 6.46 | 0.58 | 1.36 | 0.04 | 0 | 0 | -0.03 | -0.12 | -0.04 | 0 |  | 0.39 | 0.35 | 0.23 | 39.69 | 1361.209 | 1.98
D | 4002 | 2021-06-08 | 4 | OFF | 29.32 | 6.46 | 0.58 | 1.36 | 0.05 | 0 | 0 | 0.02 | -0.11 | -0.04 | 0 |  | 0.39 | 0.35 | 0.23 | 38.61 | 1339.609 | 1.99
D | 4002 | 2021-06-08 | 5 | OFF | 27.37 | 6.46 | 0.58 | 1.36 | 0.03 | 0 | 0 | -0.02 | -0.1 | -0.04 | 0 |  | 0.39 | 0.35 | 0.23 | 36.61 | 1353.726 | 1.97
D | 4002 | 2021-06-08 | 6 | OFF | 29.64 | 6.46 | 0.58 | 1.36 | 0.11 | 0 | 0 | 0 | -0.12 | -0.04 | 0 |  | 0.39 | 0.35 | 0.23 | 38.96 | 1425.102 | 2.05
D | 4002 | 2021-06-08 | 7 | OFF | 30.5 | 6.46 | 0.58 | 1.36 | 0.22 | 0 | 0 | 0.04 | -0.15 | -0.04 | 0 |  | 0.39 | 0.35 | 0.23 | 39.94 | 1570.958 | 2.16
D | 4002 | 2021-06-08 | 8 | ON | 28.72 | 6.46 | 0.58 | 1.36 | 0.14 | 0.36 | 0 | -0.01 | -0.26 | -0.04 | 0 |  | 0.39 | 0.35 | 0.23 | 38.28 | 1737.325 | 2.44
D | 4002 | 2021-06-08 | 9 | ON | 30.17 | 6.46 | 0.58 | 1.36 | 0.06 | 0.34 | 0 | -0.01 | -0.27 | -0.04 | 0 |  | 0.39 | 0.35 | 0.23 | 39.62 | 1866.747 | 2.34
D | 4002 | 2021-06-08 | 10 | ON | 32.68 | 6.46 | 0.58 | 1.36 | 0.05 | 0.32 | 0 | 0 | -0.2 | -0.04 | 0 |  | 0.39 | 0.35 | 0.23 | 42.18 | 1963.079 | 2.31
D | 4002 | 2021-06-08 | 11 | ON | 38.87 | 6.46 | 0.58 | 1.36 | 0.06 | 0.3 | 0 | 0.03 | -0.26 | -0.04 | 0 |  | 0.39 | 0.35 | 0.23 | 48.33 | 2043.883 | 2.3
D | 4002 | 2021-06-08 | 12 | ON | 46 | 6.46 | 0.58 | 1.36 | 0.05 | 0.28 | 0.01 | -0.09 | -0.13 | -0.04 | 0 |  | 0.39 | 0.35 | 0.23 | 55.45 | 2113.796 | 2.28
D | 4002 | 2021-06-08 | 13 | ON | 57.49 | 6.46 | 0.58 | 1.36 | 0.07 | 0.27 | 0.01 | -0.12 | -0.13 | -0.04 | 0 |  | 0.39 | 0.35 | 0.23 | 66.92 | 2173.072 | 2.29
D | 4002 | 2021-06-08 | 14 | ON | 182.99 | 6.46 | 0.58 | 1.36 | 0.36 | 0.01 | 4.37 | -0.85 | 0.53 | -0.04 | 0 |  | 0.39 | 0.35 | 0.23 | 196.74 | 2226.1 | 6.68
D | 4002 | 2021-06-08 | 15 | ON | 200.58 | 6.46 | 0.58 | 1.36 | 1.05 | -0.07 | 6.77 | 0.1 | -0.6 | -0.04 | 0 |  | 0.39 | 0.35 | 0.23 | 217.16 | 2263.595 | 9.69
D | 4002 | 2021-06-08 | 16 | ON | 65.95 | 6.46 | 0.58 | 1.36 | 0.25 | 0.26 | 0.01 | 0 | -0.48 | -0.04 | 0 |  | 0.39 | 0.35 | 0.23 | 75.32 | 2251.852 | 2.46
D | 4002 | 2021-06-08 | 17 | ON | 57.95 | 6.46 | 0.58 | 1.36 | 0.15 | 0.26 | 0.03 | -0.04 | -0.51 | -0.04 | 0 |  | 0.39 | 0.35 | 0.23 | 67.17 | 2172.4 | 2.38
D | 4002 | 2021-06-08 | 18 | ON | 50.95 | 6.46 | 0.58 | 1.36 | 0.09 | 0.27 | 0 | -0.07 | -0.42 | -0.04 | 0 |  | 0.39 | 0.35 | 0.23 | 60.15 | 2120.98 | 2.3
D | 4002 | 2021-06-08 | 19 | ON | 47.69 | 6.46 | 0.58 | 1.36 | 0.09 | 0.28 | 0 | 0.03 | -0.39 | -0.04 | 0 |  | 0.39 | 0.35 | 0.23 | 57.03 | 2058.649 | 2.31
D | 4002 | 2021-06-08 | 20 | ON | 40.73 | 6.46 | 0.58 | 1.36 | 0.06 | 0.29 | 0 | -0.05 | -0.33 | -0.04 | 0 |  | 0.39 | 0.35 | 0.23 | 50.03 | 1988.279 | 2.29
D | 4002 | 2021-06-08 | 21 | ON | 40.47 | 6.46 | 0.58 | 1.36 | 0.05 | 0.31 | 0 | 0.01 | -0.17 | -0.04 | 0 |  | 0.39 | 0.35 | 0.23 | 50 | 1913.037 | 2.3
D | 4002 | 2021-06-08 | 22 | ON | 44.15 | 6.46 | 0.58 | 1.36 | 0.09 | 0.32 | 0.02 | -0.03 | -0.08 | -0.04 | 0 |  | 0.39 | 0.35 | 0.23 | 53.8 | 1778.356 | 2.37
D | 4002 | 2021-06-08 | 23 | ON | 45.12 | 6.46 | 0.58 | 1.36 | 0.16 | 0.35 | 0.17 | -0.07 | -0.23 | -0.04 | 0 |  | 0.39 | 0.35 | 0.23 | 54.83 | 1615.377 | 2.62
D | 4002 | 2021-06-08 | 24 | OFF | 54.6 | 6.46 | 0.58 | 1.36 | 0.42 | 0 | 0.67 | -0.14 | -0.01 | -0.04 | 0 |  | 0.39 | 0.35 | 0.23 | 64.87 | 1476.024 | 3.03
D | 4002 | 2021-06-09 | 1 | OFF | 36.85 | 6.46 | 2 | 1.01 | 0.14 | 0 | 0.3 | -0.04 | 0.02 | -0.04 | 0 |  | 0.39 | 0.35 | 0.23 | 47.67 | 1381.393 | 3.45
D | 4002 | 2021-06-09 | 2 | OFF | 29.1 | 6.46 | 2 | 1.01 | 0.07 | 0 | 0 | -0.02 | -0.05 | -0.04 | 0 |  | 0.39 | 0.35 | 0.23 | 39.5 | 1320.728 | 3.08
D | 4002 | 2021-06-09 | 3 | OFF | 27.91 | 6.46 | 2 | 1.01 | 0.06 | 0 | 0 | -0.03 | -0.05 | -0.04 | 0 |  | 0.39 | 0.35 | 0.23 | 38.29 | 1280.852 | 3.07
D | 4002 | 2021-06-09 | 4 | OFF | 27.75 | 6.46 | 2 | 1.01 | 0.04 | 0 | 0 | -0.01 | -0.06 | -0.04 | 0 |  | 0.39 | 0.35 | 0.23 | 38.12 | 1262.04 | 3.05
D | 4002 | 2021-06-09 | 5 | OFF | 27.98 | 6.46 | 2 | 1.01 | 0.04 | 0 | 0 | -0.04 | -0.09 | -0.04 | 0 |  | 0.39 | 0.35 | 0.23 | 38.29 | 1279.125 | 3.05
D | 4002 | 2021-06-09 | 6 | OFF | 29.46 | 6.46 | 2 | 1.01 | 0.1 | 0 | 0 | 0.01 | -0.17 | -0.04 | 0 |  | 0.39 | 0.35 | 0.23 | 39.8 | 1350.792 | 3.11
D | 4002 | 2021-06-09 | 7 | OFF | 45.47 | 6.46 | 2 | 1.01 | 0.29 | 0 | 0 | 0.03 | 0.05 | -0.04 | 0 |  | 0.39 | 0.35 | 0.23 | 56.24 | 1494.144 | 3.3
D | 4002 | 2021-06-09 | 8 | ON | 54.25 | 6.46 | 2 | 1.01 | 0.32 | 0.38 | 0.22 | -0.02 | -0.22 | -0.04 | 0 |  | 0.39 | 0.35 | 0.23 | 65.33 | 1630.87 | 3.93
D | 4002 | 2021-06-09 | 9 | ON | 55.65 | 6.46 | 2 | 1.01 | 0.18 | 0.36 | 0.26 | 0.05 | -0.27 | -0.04 | 0 |  | 0.39 | 0.35 | 0.23 | 66.63 | 1722.68 | 3.81
D | 4002 | 2021-06-09 | 10 | ON | 41.41 | 6.46 | 2 | 1.01 | 0.06 | 0.34 | 0.01 | 0.05 | -0.25 | -0.04 | 0 |  | 0.39 | 0.35 | 0.23 | 52.02 | 1804.583 | 3.42
D | 4002 | 2021-06-09 | 11 | ON | 38.72 | 6.46 | 2 | 1.01 | 0.16 | 0.33 | 0.05 | 0.06 | -0.26 | -0.04 | 0 |  | 0.39 | 0.35 | 0.23 | 49.46 | 1878.197 | 3.55
D | 4002 | 2021-06-09 | 12 | ON | 44.7 | 6.46 | 2 | 1.01 | 0.08 | 0.32 | 0.04 | -0.02 | -0.21 | -0.04 | 0 |  | 0.39 | 0.35 | 0.23 | 55.31 | 1943.65 | 3.45
D | 4002 | 2021-06-09 | 13 | ON | 51.53 | 6.46 | 2 | 1.01 | 0.08 | 0.3 | 0.04 | -0.05 | -0.17 | -0.04 | 0 |  | 0.39 | 0.35 | 0.23 | 62.13 | 2013.955 | 3.43
D | 4002 | 2021-06-09 | 14 | ON | 66.5 | 6.46 | 2 | 1.01 | 0.07 | 0.29 | 0.14 | -0.03 | -0.21 | -0.04 | 0 |  | 0.39 | 0.35 | 0.23 | 77.16 | 2075.959 | 3.51
D | 4002 | 2021-06-09 | 15 | ON | 73 | 6.46 | 2 | 1.01 | 0.05 | 0.28 | 0.39 | -0.03 | -0.22 | -0.04 | 0 |  | 0.39 | 0.35 | 0.23 | 83.87 | 2106.669 | 3.73
D | 4002 | 2021-06-09 | 16 | ON | 85.48 | 6.46 | 2 | 1.01 | 0.08 | 0.28 | 0.54 | 0.06 | -0.25 | -0.04 | 0 |  | 0.39 | 0.35 | 0.23 | 96.59 | 2117.974 | 3.91
D | 4002 | 2021-06-09 | 17 | ON | 183.88 | 6.46 | 2 | 1.01 | 2.03 | 0.17 | 4.53 | -0.06 | 0.16 | -0.04 | 0 |  | 0.39 | 0.35 | 0.23 | 201.11 | 2129.429 | 9.74
D | 4002 | 2021-06-09 | 18 | ON | 142.22 | 6.46 | 2 | 1.01 | 3.36 | 0.26 | 1.05 | 0.06 | -0.22 | -0.04 | 0 |  | 0.39 | 0.35 | 0.23 | 157.13 | 2129.654 | 7.68
D | 4002 | 2021-06-09 | 19 | ON | 100.98 | 6.46 | 2 | 1.01 | 3.4 | 0.28 | 0.13 | -0.06 | -0.06 | -0.04 | 0 |  | 0.39 | 0.35 | 0.23 | 115.07 | 2077.571 | 6.82
D | 4002 | 2021-06-09 | 20 | ON | 74.78 | 6.46 | 2 | 1.01 | 0.68 | 0.29 | 0 | 0.05 | -0.17 | -0.04 | 0 |  | 0.39 | 0.35 | 0.23 | 86.03 | 1980.299 | 3.98
D | 4002 | 2021-06-09 | 21 | ON | 51.84 | 6.46 | 2 | 1.01 | 0.16 | 0.3 | 0.02 | 0 | -0.2 | -0.04 | 0 |  | 0.39 | 0.35 | 0.23 | 62.52 | 1861.599 | 3.49
D | 4002 | 2021-06-09 | 22 | ON | 52.9 | 6.46 | 2 | 1.01 | 0.13 | 0.32 | 0.01 | -0.08 | -0.19 | -0.04 | 0 |  | 0.39 | 0.35 | 0.23 | 63.49 | 1717.049 | 3.47
D | 4002 | 2021-06-09 | 23 | ON | 40.91 | 6.46 | 2 | 1.01 | 0.21 | 0.35 | 0 | -0.03 | -0.01 | -0.04 | 0 |  | 0.39 | 0.35 | 0.23 | 51.83 | 1519.876 | 3.57
D | 4002 | 2021-06-09 | 24 | OFF | 39.38 | 6.46 | 2 | 1.01 | 0.18 | 0 | 0.08 | -0.04 | -0.15 | -0.04 | 0 |  | 0.39 | 0.35 | 0.23 | 49.85 | 1347.374 | 3.27
D | 4002 | 2021-06-10 | 1 | OFF | 32.65 | 6.46 | 0.36 | 0.02 | 0.03 | 0 | 0.1 | 0.04 | -0.03 | -0.04 | 0 |  | 0.39 | 0.35 | 0.23 | 40.56 | 1226.391 | 0.51
D | 4002 | 2021-06-10 | 2 | OFF | 28.76 | 6.46 | 0.36 | 0.02 | 0.04 | 0 | 0 | 0.01 | -0.07 | -0.04 | 0 |  | 0.39 | 0.35 | 0.23 | 36.51 | 1146.08 | 0.42
D | 4002 | 2021-06-10 | 3 | OFF | 28.38 | 6.46 | 0.36 | 0.02 | 0.03 | 0 | 0 | -0.01 | -0.07 | -0.04 | 0 |  | 0.39 | 0.35 | 0.23 | 36.1 | 1096.462 | 0.41
D | 4002 | 2021-06-10 | 4 | OFF | 28.71 | 6.46 | 0.36 | 0.02 | 0.03 | 0 | 0 | -0.05 | -0.06 | -0.04 | 0 |  | 0.39 | 0.35 | 0.23 | 36.4 | 1075.54 | 0.41
D | 4002 | 2021-06-10 | 5 | OFF | 29.06 | 6.46 | 0.36 | 0.02 | 0.02 | 0 | 0 | -0.02 | -0.11 | -0.04 | 0 |  | 0.39 | 0.35 | 0.23 | 36.72 | 1084.701 | 0.4
D | 4002 | 2021-06-10 | 6 | OFF | 30.82 | 6.46 | 0.36 | 0.02 | 0.08 | 0 | 0 | 0 | -0.08 | -0.04 | 0 |  | 0.39 | 0.35 | 0.23 | 38.59 | 1140.593 | 0.46
D | 4002 | 2021-06-10 | 7 | OFF | 33.19 | 6.46 | 0.36 | 0.02 | 0.14 | 0 | 0 | 0 | -0.07 | -0.04 | 0 |  | 0.39 | 0.35 | 0.23 | 41.03 | 1250.797 | 0.52
D | 4002 | 2021-06-10 | 8 | ON | 48.94 | 6.46 | 0.36 | 0.02 | 0.43 | 0.44 | 0.24 | 0 | -0.16 | -0.04 | 0 |  | 0.39 | 0.35 | 0.23 | 57.66 | 1355.169 | 1.49
D | 4002 | 2021-06-10 | 9 | ON | 41.93 | 6.46 | 0.36 | 0.02 | 0.22 | 0.43 | 0.21 | 0.05 | -0.06 | -0.04 | 0 |  | 0.39 | 0.35 | 0.23 | 50.55 | 1412.789 | 1.24
D | 4002 | 2021-06-10 | 10 | ON | 28.05 | 6.46 | 0.36 | 0.02 | 0.03 | 0.43 | 0.02 | 0 | -0.07 | -0.04 | 0 |  | 0.39 | 0.35 | 0.23 | 36.23 | 1443.904 | 0.86
D | 4002 | 2021-06-10 | 11 | ON | 23.88 | 6.46 | 0.36 | 0.02 | 0.05 | 0.42 | 0 | -0.01 | -0.06 | -0.04 | 0 |  | 0.39 | 0.35 | 0.23 | 32.05 | 1463.122 | 0.85
D | 4002 | 2021-06-10 | 12 | ON | 23.48 | 6.46 | 0.36 | 0.02 | 0.07 | 0.39 | 0 | 0.02 | -0.13 | -0.04 | 0 |  | 0.39 | 0.35 | 0.23 | 31.6 | 1478.189 | 0.84
D | 4002 | 2021-06-10 | 13 | ON | 22.97 | 6.46 | 0.36 | 0.02 | 0.08 | 0.39 | 0 | -0.03 | -0.25 | -0.04 | 0 |  | 0.39 | 0.35 | 0.23 | 30.93 | 1500.399 | 0.85
D | 4002 | 2021-06-10 | 14 | ON | 24.32 | 6.46 | 0.36 | 0.02 | 0.07 | 0.41 | 0 | -0.01 | -0.15 | -0.04 | 0 |  | 0.39 | 0.35 | 0.23 | 32.41 | 1517.603 | 0.86
D | 4002 | 2021-06-10 | 15 | ON | 25.57 | 6.46 | 0.36 | 0.02 | 0.07 | 0.4 | 0 | -0.01 | -0.14 | -0.04 | 0 |  | 0.39 | 0.35 | 0.23 | 33.66 | 1525.346 | 0.85
D | 4002 | 2021-06-10 | 16 | ON | 27.44 | 6.46 | 0.36 | 0.02 | 0.07 | 0.4 | 0 | -0.04 | -0.2 | -0.04 | 0 |  | 0.39 | 0.35 | 0.23 | 35.44 | 1531.363 | 0.85
D | 4002 | 2021-06-10 | 17 | ON | 33.87 | 6.46 | 0.36 | 0.02 | 0.05 | 0.39 | 0.01 | -0.04 | -0.16 | -0.04 | 0 |  | 0.39 | 0.35 | 0.23 | 41.89 | 1538.854 | 0.83
D | 4002 | 2021-06-10 | 18 | ON | 35.82 | 6.46 | 0.36 | 0.02 | 0.08 | 0.38 | 0.04 | 0 | -0.2 | -0.04 | 0 |  | 0.39 | 0.35 | 0.23 | 43.89 | 1543.549 | 0.88
D | 4002 | 2021-06-10 | 19 | ON | 47.38 | 6.46 | 0.36 | 0.02 | 0.14 | 0.39 | 0.03 | 0 | -0.11 | -0.04 | 0 |  | 0.39 | 0.35 | 0.23 | 55.6 | 1528.559 | 0.94
D | 4002 | 2021-06-10 | 20 | ON | 40.55 | 6.46 | 0.36 | 0.02 | 0.09 | 0.4 | 0.04 | 0.07 | -0.09 | -0.04 | 0 |  | 0.39 | 0.35 | 0.23 | 48.83 | 1476.437 | 0.91
D | 4002 | 2021-06-10 | 21 | ON | 31.39 | 6.46 | 0.36 | 0.02 | 0.09 | 0.42 | 0.03 | 0.03 | -0.1 | -0.04 | 0 |  | 0.39 | 0.35 | 0.23 | 39.63 | 1417.37 | 0.92
D | 4002 | 2021-06-10 | 22 | ON | 29.18 | 6.46 | 0.36 | 0.02 | 0.08 | 0.44 | 0 | 0.05 | -0.09 | -0.04 | 0 |  | 0.39 | 0.35 | 0.23 | 37.43 | 1340.183 | 0.9
D | 4002 | 2021-06-10 | 23 | ON | 26.27 | 6.46 | 0.36 | 0.02 | 0.09 | 0.48 | 0 | -0.02 | -0.06 | -0.04 | 0 |  | 0.39 | 0.35 | 0.23 | 34.53 | 1207.232 | 0.95
D | 4002 | 2021-06-10 | 24 | OFF | 27.64 | 6.46 | 0.36 | 0.02 | 0.13 | 0 | 0.07 | -0.03 | -0.05 | -0.04 | 0 |  | 0.39 | 0.35 | 0.23 | 35.53 | 1089.574 | 0.58
D | 4002 | 2021-06-11 | 1 | OFF | 30.12 | 6.46 | 0.43 | 0.04 | 0.03 | 0 | 0.05 | -0.07 | -0.05 | -0.04 | 0 |  | 0.39 | 0.35 | 0.23 | 37.94 | 1009.734 | 0.55
D | 4002 | 2021-06-11 | 2 | OFF | 39.82 | 6.46 | 0.43 | 0.04 | 0.12 | 0 | 0.12 | -0.04 | -0.02 | -0.04 | 0 |  | 0.39 | 0.35 | 0.23 | 47.86 | 960.443 | 0.71
D | 4002 | 2021-06-11 | 3 | OFF | 33.72 | 6.46 | 0.43 | 0.04 | 0.11 | 0 | 0 | -0.03 | 0.01 | -0.04 | 0 |  | 0.39 | 0.35 | 0.23 | 41.67 | 936.04 | 0.58
D | 4002 | 2021-06-11 | 4 | OFF | 34.42 | 6.46 | 0.43 | 0.04 | 0.09 | 0 | 0 | -0.01 | -0.01 | -0.04 | 0 |  | 0.39 | 0.35 | 0.23 | 42.35 | 932.201 | 0.56
D | 4002 | 2021-06-11 | 5 | OFF | 35.75 | 6.46 | 0.43 | 0.04 | 0.1 | 0 | 0 | -0.01 | 0.02 | -0.04 | 0 |  | 0.39 | 0.35 | 0.23 | 43.72 | 958.451 | 0.57
D | 4002 | 2021-06-11 | 6 | OFF | 26.79 | 6.46 | 0.43 | 0.04 | 0.15 | 0 | 0 | 0 | -0.02 | -0.04 | 0 |  | 0.39 | 0.35 | 0.23 | 34.78 | 1022.062 | 0.62
D | 4002 | 2021-06-11 | 7 | OFF | 36.81 | 6.46 | 0.43 | 0.04 | 0.31 | 0 | 0.06 | 0 | 0.02 | -0.04 | 0 |  | 0.39 | 0.35 | 0.23 | 45.06 | 1134.376 | 0.84
D | 4002 | 2021-06-11 | 8 | ON | 30.85 | 6.46 | 0.43 | 0.04 | 0.13 | 0.51 | 0 | -0.03 | -0.07 | -0.04 | 0 |  | 0.39 | 0.35 | 0.23 | 39.25 | 1234.318 | 1.11
D | 4002 | 2021-06-11 | 9 | ON | 28.42 | 6.46 | 0.43 | 0.04 | 0.08 | 0.49 | 0 | -0.03 | -0.09 | -0.04 | 0 |  | 0.39 | 0.35 | 0.23 | 36.73 | 1293.238 | 1.04
D | 4002 | 2021-06-11 | 10 | ON | 27.88 | 6.46 | 0.43 | 0.04 | 0.06 | 0.49 | 0 | -0.01 | -0.09 | -0.04 | 0 |  | 0.39 | 0.35 | 0.23 | 36.19 | 1324.442 | 1.02
D | 4002 | 2021-06-11 | 11 | ON | 30.25 | 6.46 | 0.43 | 0.04 | 0.09 | 0.48 | 0.01 | -0.02 | -0.1 | -0.04 | 0 |  | 0.39 | 0.35 | 0.23 | 38.57 | 1348.406 | 1.05
D | 4002 | 2021-06-11 | 12 | ON | 28.62 | 6.46 | 0.43 | 0.04 | 0.08 | 0.48 | 0.02 | 0.01 | -0.1 | -0.04 | 0 |  | 0.39 | 0.35 | 0.23 | 36.97 | 1361.132 | 1.05
D | 4002 | 2021-06-11 | 13 | ON | 26.76 | 6.46 | 0.43 | 0.04 | 0.06 | 0.48 | 0 | -0.01 | -0.12 | -0.04 | 0 |  | 0.39 | 0.35 | 0.23 | 35.03 | 1359.878 | 1.01
D | 4002 | 2021-06-11 | 14 | ON | 33.61 | 6.46 | 0.43 | 0.04 | 0.15 | 0.47 | 0.14 | -0.01 | -0.07 | -0.04 | 0 |  | 0.39 | 0.35 | 0.23 | 42.15 | 1349.779 | 1.23
D | 4002 | 2021-06-11 | 15 | ON | 38.02 | 6.46 | 0.43 | 0.04 | 0.13 | 0.46 | 0.02 | -0.12 | -0.07 | -0.04 | 0 |  | 0.39 | 0.35 | 0.23 | 46.3 | 1327.812 | 1.08
D | 4002 | 2021-06-11 | 16 | ON | 43.59 | 6.46 | 0.43 | 0.04 | 0.22 | 0.45 | 0.02 | -0.01 | -0.1 | -0.04 | 0 |  | 0.39 | 0.35 | 0.23 | 52.03 | 1307.55 | 1.16
D | 4002 | 2021-06-11 | 17 | ON | 44.67 | 6.46 | 0.43 | 0.04 | 0.24 | 0.44 | 0.01 | 0.05 | -0.08 | -0.04 | 0 |  | 0.39 | 0.35 | 0.23 | 53.19 | 1311.982 | 1.16
D | 4002 | 2021-06-11 | 18 | ON | 41.97 | 6.46 | 0.43 | 0.04 | 0.11 | 0.44 | 0 | 0.09 | -0.09 | -0.04 | 0 |  | 0.39 | 0.35 | 0.23 | 50.38 | 1319.454 | 1.02
D | 4002 | 2021-06-11 | 19 | ON | 45.32 | 6.46 | 0.43 | 0.04 | 0.14 | 0.45 | 0.03 | 0.05 | -0.12 | -0.04 | 0 |  | 0.39 | 0.35 | 0.23 | 53.73 | 1300.145 | 1.09
D | 4002 | 2021-06-11 | 20 | ON | 43.35 | 6.46 | 0.43 | 0.04 | 0.15 | 0.46 | 0.07 | -0.08 | -0.11 | -0.04 | 0 |  | 0.39 | 0.35 | 0.23 | 51.7 | 1270.525 | 1.15
D | 4002 | 2021-06-11 | 21 | ON | 49.58 | 6.46 | 0.43 | 0.04 | 0.17 | 0.46 | 0.26 | 0 | -0.1 | -0.04 | 0 |  | 0.39 | 0.35 | 0.23 | 58.23 | 1250.232 | 1.36
D | 4002 | 2021-06-11 | 22 | ON | 42.59 | 6.46 | 0.43 | 0.04 | 0.18 | 0.48 | 0.06 | -0.14 | -0.02 | -0.04 | 0 |  | 0.39 | 0.35 | 0.23 | 51.01 | 1193.751 | 1.19
D | 4002 | 2021-06-11 | 23 | ON | 44.94 | 6.46 | 0.43 | 0.04 | 0.55 | 0.51 | 0.3 | -0.04 | 0.05 | -0.04 | 0 |  | 0.39 | 0.35 | 0.23 | 54.17 | 1100.261 | 1.83
D | 4002 | 2021-06-11 | 24 | OFF | 41.02 | 6.46 | 0.43 | 0.04 | 0.83 | 0 | 0.13 | -0.02 | 0.24 | -0.04 | 0 |  | 0.39 | 0.35 | 0.23 | 50.06 | 1007.173 | 1.43
D | 4002 | 2021-06-12 | 1 | OFF | 24.56 | 6.46 | 0.22 | 0.02 | 0.16 | 0 | 0 | -0.01 | -0.02 | -0.04 | 0 |  | 0.39 | 0.35 | 0.23 | 32.32 | 942.626 | 0.4
D | 4002 | 2021-06-12 | 2 | OFF | 24.66 | 6.46 | 0.22 | 0.02 | 0.05 | 0 | 0 | -0.01 | -0.04 | -0.04 | 0 |  | 0.39 | 0.35 | 0.23 | 32.29 | 903.668 | 0.29
D | 4002 | 2021-06-12 | 3 | OFF | 24.55 | 6.46 | 0.22 | 0.02 | 0.05 | 0 | 0 | -0.01 | -0.05 | -0.04 | 0 |  | 0.39 | 0.35 | 0.23 | 32.17 | 882.159 | 0.29
D | 4002 | 2021-06-12 | 4 | OFF | 24.56 | 6.46 | 0.22 | 0.02 | 0.06 | 0 | 0 | -0.01 | -0.03 | -0.04 | 0 |  | 0.39 | 0.35 | 0.23 | 32.21 | 875.805 | 0.3
D | 4002 | 2021-06-12 | 5 | OFF | 24.6 | 6.46 | 0.22 | 0.02 | 0.05 | 0 | 0 | 0.01 | -0.03 | -0.04 | 0 |  | 0.39 | 0.35 | 0.23 | 32.26 | 883.239 | 0.29
D | 4002 | 2021-06-12 | 6 | OFF | 25.31 | 6.46 | 0.22 | 0.02 | 0.05 | 0 | 0 | 0.03 | -0.04 | -0.04 | 0 |  | 0.39 | 0.35 | 0.23 | 32.98 | 910.469 | 0.29
D | 4002 | 2021-06-12 | 7 | OFF | 24.82 | 6.46 | 0.22 | 0.02 | 0.12 | 0 | 0 | 0 | -0.01 | -0.04 | 0 |  | 0.39 | 0.35 | 0.23 | 32.56 | 963.758 | 0.36
D | 4002 | 2021-06-12 | 8 | OFF | 26.26 | 6.46 | 0.22 | 0.02 | 0.13 | 0 | 0.03 | -0.01 | 0.01 | -0.04 | 0 |  | 0.39 | 0.35 | 0.23 | 34.05 | 1043.23 | 0.4
D | 4002 | 2021-06-12 | 9 | OFF | 37.67 | 6.46 | 0.22 | 0.02 | 0.27 | 0 | 0.1 | 0.04 | 0.03 | -0.04 | 0 |  | 0.39 | 0.35 | 0.23 | 45.74 | 1120.892 | 0.61
D | 4002 | 2021-06-12 | 10 | OFF | 36.62 | 6.46 | 0.22 | 0.02 | 0.17 | 0 | 0.06 | -0.01 | -0.03 | -0.04 | 0 |  | 0.39 | 0.35 | 0.23 | 44.44 | 1168.181 | 0.47
D | 4002 | 2021-06-12 | 11 | OFF | 34.44 | 6.46 | 0.22 | 0.02 | 0.18 | 0 | 0.03 | 0.03 | -0.03 | -0.04 | 0 |  | 0.39 | 0.35 | 0.23 | 42.28 | 1187.881 | 0.45
D | 4002 | 2021-06-12 | 12 | OFF | 30.24 | 6.46 | 0.22 | 0.02 | 0.12 | 0 | 0.11 | 0.02 | -0.04 | -0.04 | 0 |  | 0.39 | 0.35 | 0.23 | 38.08 | 1197.836 | 0.47
D | 4002 | 2021-06-12 | 13 | OFF | 28.08 | 6.46 | 0.22 | 0.02 | 0.12 | 0 | 0.02 | 0.02 | -0.05 | -0.04 | 0 |  | 0.39 | 0.35 | 0.23 | 35.82 | 1205.796 | 0.38
D | 4002 | 2021-06-12 | 14 | OFF | 24.84 | 6.46 | 0.22 | 0.02 | 0.06 | 0 | 0 | 0.01 | -0.06 | -0.04 | 0 |  | 0.39 | 0.35 | 0.23 | 32.48 | 1215.229 | 0.3
D | 4002 | 2021-06-12 | 15 | OFF | 24.52 | 6.46 | 0.22 | 0.02 | 0.05 | 0 | 0 | 0.01 | -0.07 | -0.04 | 0 |  | 0.39 | 0.35 | 0.23 | 32.14 | 1226.577 | 0.29
D | 4002 | 2021-06-12 | 16 | OFF | 25 | 6.46 | 0.22 | 0.02 | 0.06 | 0 | 0 | 0 | -0.06 | -0.04 | 0 |  | 0.39 | 0.35 | 0.23 | 32.63 | 1252.283 | 0.3
D | 4002 | 2021-06-12 | 17 | OFF | 29.6 | 6.46 | 0.22 | 0.02 | 0.07 | 0 | 0.1 | 0.01 | 0.02 | -0.04 | 0 |  | 0.39 | 0.35 | 0.23 | 37.43 | 1291.952 | 0.41
D | 4002 | 2021-06-12 | 18 | OFF | 39.22 | 6.46 | 0.22 | 0.02 | 0.12 | 0 | 0.04 | -0.04 | -0.01 | -0.04 | 0 |  | 0.39 | 0.35 | 0.23 | 46.96 | 1331.787 | 0.4
D | 4002 | 2021-06-12 | 19 | OFF | 44.09 | 6.46 | 0.22 | 0.02 | 0.29 | 0 | 0.06 | -0.02 | -0.11 | -0.04 | 0 |  | 0.39 | 0.35 | 0.23 | 51.94 | 1343.208 | 0.59
D | 4002 | 2021-06-12 | 20 | OFF | 44.6 | 6.46 | 0.22 | 0.02 | 0.3 | 0 | 0.02 | -0.08 | -0.07 | -0.04 | 0 |  | 0.39 | 0.35 | 0.23 | 52.4 | 1315.558 | 0.56
D | 4002 | 2021-06-12 | 21 | OFF | 43.74 | 6.46 | 0.22 | 0.02 | 0.3 | 0 | 0.04 | 0 | -0.11 | -0.04 | 0 |  | 0.39 | 0.35 | 0.23 | 51.6 | 1284.926 | 0.58
D | 4002 | 2021-06-12 | 22 | OFF | 41.09 | 6.46 | 0.22 | 0.02 | 0.3 | 0 | 0 | 0.03 | -0.05 | -0.04 | 0 |  | 0.39 | 0.35 | 0.23 | 49 | 1240.318 | 0.54
D | 4002 | 2021-06-12 | 23 | OFF | 32.49 | 6.46 | 0.22 | 0.02 | 0.29 | 0 | 0.01 | -0.06 | 0.08 | -0.04 | 0 |  | 0.39 | 0.35 | 0.23 | 40.44 | 1141.194 | 0.54
D | 4002 | 2021-06-12 | 24 | OFF | 23.91 | 6.46 | 0.22 | 0.02 | 0.14 | 0 | 0 | -0.01 | -0.02 | -0.04 | 0 |  | 0.39 | 0.35 | 0.23 | 31.65 | 1043.794 | 0.38
D | 4002 | 2021-06-13 | 1 | OFF | 24.73 | 6.46 | 0.27 | 0.05 | 0.2 | 0 | 0 | -0.02 | -0.04 | -0.04 | 0 |  | 0.39 | 0.35 | 0.23 | 32.58 | 968.319 | 0.52
D | 4002 | 2021-06-13 | 2 | OFF | 24.07 | 6.46 | 0.27 | 0.05 | 0.04 | 0 | 0 | -0.01 | -0.01 | -0.04 | 0 |  | 0.39 | 0.35 | 0.23 | 31.8 | 917.707 | 0.36
D | 4002 | 2021-06-13 | 3 | OFF | 23.37 | 6.46 | 0.27 | 0.05 | 0.03 | 0 | 0 | 0.02 | -0.02 | -0.04 | 0 |  | 0.39 | 0.35 | 0.23 | 31.11 | 886.341 | 0.35
D | 4002 | 2021-06-13 | 4 | OFF | 21.59 | 6.46 | 0.27 | 0.05 | 0.12 | 0 | 0 | -0.02 | -0.04 | -0.04 | 0 |  | 0.39 | 0.35 | 0.23 | 29.36 | 870.49 | 0.44
D | 4002 | 2021-06-13 | 5 | OFF | 20.95 | 6.46 | 0.27 | 0.05 | 0.15 | 0 | 0 | 0 | -0.01 | -0.04 | 0 |  | 0.39 | 0.35 | 0.23 | 28.8 | 868.692 | 0.47
D | 4002 | 2021-06-13 | 6 | OFF | 19.66 | 6.46 | 0.27 | 0.05 | 0.01 | 0 | 0 | 0.02 | 0.05 | -0.04 | 0 |  | 0.39 | 0.35 | 0.23 | 27.45 | 874.849 | 0.33
D | 4002 | 2021-06-13 | 7 | OFF | 18.68 | 6.46 | 0.27 | 0.05 | 0.1 | 0 | 0 | 0 | 0.01 | -0.04 | 0 |  | 0.39 | 0.35 | 0.23 | 26.5 | 917.607 | 0.42
D | 4002 | 2021-06-13 | 8 | OFF | 19.15 | 6.46 | 0.27 | 0.05 | 0.17 | 0 | 0 | -0.02 | -0.05 | -0.04 | 0 |  | 0.39 | 0.35 | 0.23 | 26.96 | 993.817 | 0.49
D | 4002 | 2021-06-13 | 9 | OFF | 21.29 | 6.46 | 0.27 | 0.05 | 0.15 | 0 | 0 | -0.05 | -0.13 | -0.04 | 0 |  | 0.39 | 0.35 | 0.23 | 28.97 | 1089.521 | 0.47
D | 4002 | 2021-06-13 | 10 | OFF | 22.49 | 6.46 | 0.27 | 0.05 | 0.05 | 0 | 0 | -0.04 | -0.05 | -0.04 | 0 |  | 0.39 | 0.35 | 0.23 | 30.16 | 1168.097 | 0.37
D | 4002 | 2021-06-13 | 11 | OFF | 22.87 | 6.46 | 0.27 | 0.05 | 0.03 | 0 | 0 | -0.03 | -0.05 | -0.04 | 0 |  | 0.39 | 0.35 | 0.23 | 30.53 | 1229.039 | 0.35
D | 4002 | 2021-06-13 | 12 | OFF | 21.94 | 6.46 | 0.27 | 0.05 | 0.04 | 0 | 0 | -0.05 | -0.06 | -0.04 | 0 |  | 0.39 | 0.35 | 0.23 | 29.58 | 1283.499 | 0.36
D | 4002 | 2021-06-13 | 13 | OFF | 23.09 | 6.46 | 0.27 | 0.05 | 0.03 | 0 | 0 | -0.05 | -0.08 | -0.04 | 0 |  | 0.39 | 0.35 | 0.23 | 30.7 | 1320.283 | 0.35
D | 4002 | 2021-06-13 | 14 | OFF | 30.3 | 6.46 | 0.27 | 0.05 | 0.05 | 0 | 0.3 | -0.07 | -0.03 | -0.04 | 0 |  | 0.39 | 0.35 | 0.23 | 38.26 | 1345.132 | 0.67
D | 4002 | 2021-06-13 | 15 | OFF | 34.12 | 6.46 | 0.27 | 0.05 | 0.09 | 0 | 0.47 | -0.11 | -0.09 | -0.04 | 0 |  | 0.39 | 0.35 | 0.23 | 42.19 | 1376.268 | 0.88
D | 4002 | 2021-06-13 | 16 | OFF | 36.54 | 6.46 | 0.27 | 0.05 | 0.14 | 0 | 0.14 | -0.07 | -0.11 | -0.04 | 0 |  | 0.39 | 0.35 | 0.23 | 44.35 | 1418.513 | 0.6
D | 4002 | 2021-06-13 | 17 | OFF | 46.27 | 6.46 | 0.27 | 0.05 | 0.16 | 0 | 0.31 | -0.05 | 0.12 | -0.04 | 0 |  | 0.39 | 0.35 | 0.23 | 54.52 | 1478.683 | 0.79
D | 4002 | 2021-06-13 | 18 | OFF | 51.58 | 6.46 | 0.27 | 0.05 | 0.3 | 0 | 0.43 | 0.02 | -0.19 | -0.04 | 0 |  | 0.39 | 0.35 | 0.23 | 59.85 | 1535.217 | 1.05
D | 4002 | 2021-06-13 | 19 | OFF | 49.16 | 6.46 | 0.27 | 0.05 | 0.29 | 0 | 0.03 | -0.05 | -0.16 | -0.04 | 0 |  | 0.39 | 0.35 | 0.23 | 56.98 | 1547.115 | 0.64
D | 4002 | 2021-06-13 | 20 | OFF | 52.66 | 6.46 | 0.27 | 0.05 | 0.15 | 0 | 0.09 | -0.02 | -0.08 | -0.04 | 0 |  | 0.39 | 0.35 | 0.23 | 60.51 | 1510.701 | 0.56
D | 4002 | 2021-06-13 | 21 | OFF | 50.97 | 6.46 | 0.27 | 0.05 | 0.14 | 0 | 0.11 | -0.05 | -0.1 | -0.04 | 0 |  | 0.39 | 0.35 | 0.23 | 58.78 | 1461.479 | 0.57
D | 4002 | 2021-06-13 | 22 | OFF | 47.39 | 6.46 | 0.27 | 0.05 | 0.17 | 0 | 0.68 | -0.02 | 0.05 | -0.04 | 0 |  | 0.39 | 0.35 | 0.23 | 55.98 | 1391.56 | 1.17
D | 4002 | 2021-06-13 | 23 | OFF | 30.85 | 6.46 | 0.27 | 0.05 | 0.32 | 0 | 0.46 | -0.06 | 0.16 | -0.04 | 0 |  | 0.39 | 0.35 | 0.23 | 39.44 | 1254.695 | 1.1
D | 4002 | 2021-06-13 | 24 | OFF | 22.63 | 6.46 | 0.27 | 0.05 | 0.16 | 0 | 0 | -0.05 | -0.04 | -0.04 | 0 |  | 0.39 | 0.35 | 0.23 | 30.41 | 1131.153 | 0.48
D | 4002 | 2021-06-14 | 1 | OFF | 24.77 | 6.46 | 0.15 | 0.02 | 0.03 | 0 | 0 | -0.09 | 0.02 | -0.04 | 0 |  | 0.39 | 0.35 | 0.23 | 32.29 | 1046.89 | 0.2
D | 4002 | 2021-06-14 | 2 | OFF | 22.77 | 6.46 | 0.15 | 0.02 | 0.03 | 0 | 0 | -0.03 | 0.06 | -0.04 | 0 |  | 0.39 | 0.35 | 0.23 | 30.39 | 991.246 | 0.2
D | 4002 | 2021-06-14 | 3 | OFF | 20.53 | 6.46 | 0.15 | 0.02 | 0.14 | 0 | 0 | -0.04 | 0.04 | -0.04 | 0 |  | 0.39 | 0.35 | 0.23 | 28.23 | 961.216 | 0.31
D | 4002 | 2021-06-14 | 4 | OFF | 19.99 | 6.46 | 0.15 | 0.02 | 0.13 | 0 | 0 | -0.05 | 0.06 | -0.04 | 0 |  | 0.39 | 0.35 | 0.23 | 27.69 | 952.865 | 0.3
D | 4002 | 2021-06-14 | 5 | OFF | 20.8 | 6.46 | 0.15 | 0.02 | 0.16 | 0 | 0 | -0.04 | -0.05 | -0.04 | 0 |  | 0.39 | 0.35 | 0.23 | 28.43 | 977.243 | 0.33
D | 4002 | 2021-06-14 | 6 | OFF | 21.45 | 6.46 | 0.15 | 0.02 | 0.27 | 0 | 0 | -0.06 | 0.01 | -0.04 | 0 |  | 0.39 | 0.35 | 0.23 | 29.23 | 1043.118 | 0.44
D | 4002 | 2021-06-14 | 7 | OFF | 22.68 | 6.46 | 0.15 | 0.02 | 0.16 | 0 | 0 | -0.06 | -0.05 | -0.04 | 0 |  | 0.39 | 0.35 | 0.23 | 30.29 | 1177.065 | 0.33
D | 4002 | 2021-06-14 | 8 | ON | 30.23 | 6.46 | 0.15 | 0.02 | 0.18 | 0.48 | 0.16 | -0.01 | 0.01 | -0.04 | 0 |  | 0.39 | 0.35 | 0.23 | 38.61 | 1290.835 | 0.99
D | 4002 | 2021-06-14 | 9 | ON | 47.11 | 6.46 | 0.15 | 0.02 | 0.32 | 0.45 | 0.45 | -0.01 | -0.02 | -0.04 | 0 |  | 0.39 | 0.35 | 0.23 | 55.86 | 1369.071 | 1.39
D | 4002 | 2021-06-14 | 10 | ON | 42.99 | 6.46 | 0.15 | 0.02 | 0.18 | 0.44 | 0.12 | 0 | -0.06 | -0.04 | 0 |  | 0.39 | 0.35 | 0.23 | 51.23 | 1400.382 | 0.91
D | 4002 | 2021-06-14 | 11 | ON | 38.46 | 6.46 | 0.15 | 0.02 | 0.21 | 0.43 | 0.02 | 0.04 | -0.06 | -0.04 | 0 |  | 0.39 | 0.35 | 0.23 | 46.66 | 1422.542 | 0.83
D | 4002 | 2021-06-14 | 12 | ON | 26.08 | 6.46 | 0.15 | 0.02 | 0.1 | 0.43 | 0 | -0.02 | -0.09 | -0.04 | 0 |  | 0.39 | 0.35 | 0.23 | 34.06 | 1424.279 | 0.7
D | 4002 | 2021-06-14 | 13 | ON | 27.86 | 6.46 | 0.15 | 0.02 | 0.06 | 0.44 | 0.03 | 0.02 | -0.1 | -0.04 | 0 |  | 0.39 | 0.35 | 0.23 | 35.87 | 1422.305 | 0.7
D | 4002 | 2021-06-14 | 14 | ON | 25.72 | 6.46 | 0.15 | 0.02 | 0.06 | 0.43 | 0 | 0.01 | -0.13 | -0.04 | 0 |  | 0.39 | 0.35 | 0.23 | 33.65 | 1436.037 | 0.66
D | 4002 | 2021-06-14 | 15 | ON | 25.81 | 6.46 | 0.15 | 0.02 | 0.06 | 0.39 | 0 | -0.01 | -0.13 | -0.04 | 0 |  | 0.39 | 0.35 | 0.23 | 33.68 | 1428.196 | 0.62
D | 4002 | 2021-06-14 | 16 | ON | 24.68 | 6.46 | 0.15 | 0.02 | 0.07 | 0.41 | 0 | -0.02 | -0.14 | -0.04 | 0 |  | 0.39 | 0.35 | 0.23 | 32.56 | 1418.358 | 0.65
D | 4002 | 2021-06-14 | 17 | ON | 24.18 | 6.46 | 0.15 | 0.02 | 0.08 | 0.41 | 0 | -0.01 | -0.15 | -0.04 | 0 |  | 0.39 | 0.35 | 0.23 | 32.07 | 1426.599 | 0.66
D | 4002 | 2021-06-14 | 18 | ON | 24.27 | 6.46 | 0.15 | 0.02 | 0.08 | 0.4 | 0 | -0.01 | -0.18 | -0.04 | 0 |  | 0.39 | 0.35 | 0.23 | 32.12 | 1448.691 | 0.65
D | 4002 | 2021-06-14 | 19 | ON | 25.24 | 6.46 | 0.15 | 0.02 | 0.07 | 0.42 | 0 | -0.03 | -0.18 | -0.04 | 0 |  | 0.39 | 0.35 | 0.23 | 33.08 | 1430.689 | 0.66
D | 4002 | 2021-06-14 | 20 | ON | 24.67 | 6.46 | 0.15 | 0.02 | 0.07 | 0.44 | 0 | -0.03 | -0.19 | -0.04 | 0 |  | 0.39 | 0.35 | 0.23 | 32.52 | 1398.94 | 0.68
D | 4002 | 2021-06-14 | 21 | ON | 24.89 | 6.46 | 0.15 | 0.02 | 0.07 | 0.45 | 0 | 0.01 | -0.16 | -0.04 | 0 |  | 0.39 | 0.35 | 0.23 | 32.82 | 1358.842 | 0.69
D | 4002 | 2021-06-14 | 22 | ON | 27.11 | 6.46 | 0.15 | 0.02 | 0.06 | 0.47 | 0.05 | -0.06 | -0.07 | -0.04 | 0 |  | 0.39 | 0.35 | 0.23 | 35.12 | 1283.679 | 0.75
D | 4002 | 2021-06-14 | 23 | ON | 22.62 | 6.46 | 0.15 | 0.02 | 0.1 | 0.51 | 0 | -0.01 | 0.03 | -0.04 | 0 |  | 0.39 | 0.35 | 0.23 | 30.81 | 1173.786 | 0.78
D | 4002 | 2021-06-14 | 24 | OFF | 21.52 | 6.46 | 0.15 | 0.02 | 0.22 | 0 | 0 | -0.09 | 0.03 | -0.04 | 0 |  | 0.39 | 0.35 | 0.23 | 29.24 | 1080.202 | 0.39
D | 4002 | 2021-06-15 | 1 | OFF | 20.38 | 6.46 | 0.32 | 0.02 | 0.03 | 0 | 0 | -0.06 | -0.13 | -0.04 | 0 |  | 0.39 | 0.35 | 0.23 | 27.95 | 1015.605 | 0.37
D | 4002 | 2021-06-15 | 2 | OFF | 18.74 | 6.46 | 0.32 | 0.02 | 0.1 | 0 | 0 | -0.07 | 0.04 | -0.04 | 0 |  | 0.39 | 0.35 | 0.23 | 26.54 | 976.27 | 0.44
D | 4002 | 2021-06-15 | 3 | OFF | 18.42 | 6.46 | 0.32 | 0.02 | 0.11 | 0 | 0 | -0.09 | 0.02 | -0.04 | 0 |  | 0.39 | 0.35 | 0.23 | 26.19 | 956.746 | 0.45
D | 4002 | 2021-06-15 | 4 | OFF | 18.14 | 6.46 | 0.32 | 0.02 | 0.11 | 0 | 0 | -0.09 | 0.02 | -0.04 | 0 |  | 0.39 | 0.35 | 0.23 | 25.91 | 955.975 | 0.45
D | 4002 | 2021-06-15 | 5 | OFF | 18.48 | 6.46 | 0.32 | 0.02 | 0.13 | 0 | 0 | -0.09 | -0.01 | -0.04 | 0 |  | 0.39 | 0.35 | 0.23 | 26.24 | 987.646 | 0.47
D | 4002 | 2021-06-15 | 6 | OFF | 19.02 | 6.46 | 0.32 | 0.02 | 0.12 | 0 | 0 | -0.06 | -0.04 | -0.04 | 0 |  | 0.39 | 0.35 | 0.23 | 26.77 | 1062.369 | 0.46
D | 4002 | 2021-06-15 | 7 | OFF | 22.15 | 6.46 | 0.32 | 0.02 | 0.16 | 0 | 0 | -0.06 | -0.08 | -0.04 | 0 |  | 0.39 | 0.35 | 0.23 | 29.9 | 1194.157 | 0.5
D | 4002 | 2021-06-15 | 8 | ON | 21.87 | 6.46 | 0.32 | 0.02 | 0.14 | 0.48 | 0 | -0.01 | -0.11 | -0.04 | 0 |  | 0.39 | 0.35 | 0.23 | 30.1 | 1293.366 | 0.96
D | 4002 | 2021-06-15 | 9 | ON | 20.15 | 6.46 | 0.32 | 0.02 | 0.1 | 0.45 | 0 | 0.01 | -0.14 | -0.04 | 0 |  | 0.39 | 0.35 | 0.23 | 28.3 | 1356.281 | 0.89
D | 4002 | 2021-06-15 | 10 | ON | 21.9 | 6.46 | 0.32 | 0.02 | 0.08 | 0.43 | 0 | -0.02 | -0.13 | -0.04 | 0 |  | 0.39 | 0.35 | 0.23 | 29.99 | 1408.856 | 0.85
D | 4002 | 2021-06-15 | 11 | ON | 23.27 | 6.46 | 0.32 | 0.02 | 0.03 | 0.43 | 0 | -0.02 | -0.12 | -0.04 | -0.14 |  | 0.39 | 0.35 | 0.23 | 31.18 | 1431.46 | 0.66
D | 4002 | 2021-06-15 | 12 | ON | 24.29 | 6.46 | 0.32 | 0.02 | 0.07 | 0.42 | 0 | -0.02 | -0.12 | -0.04 | -0.22 |  | 0.39 | 0.35 | 0.23 | 32.15 | 1442.685 | 0.61
D | 4002 | 2021-06-15 | 13 | ON | 25.42 | 6.46 | 0.32 | 0.02 | 0.07 | 0.43 | 0 | -0.01 | -0.15 | -0.04 | -0.02 |  | 0.39 | 0.35 | 0.23 | 33.47 | 1458.233 | 0.82
D | 4002 | 2021-06-15 | 14 | ON | 28.96 | 6.46 | 0.32 | 0.02 | 0.08 | 0.42 | 0.02 | -0.05 | -0.14 | -0.04 | -0.01 |  | 0.39 | 0.35 | 0.23 | 37.01 | 1481.763 | 0.85
D | 4002 | 2021-06-15 | 15 | ON | 29.19 | 6.46 | 0.32 | 0.02 | 0.06 | 0.41 | 0.02 | 0.01 | -0.17 | -0.04 | -0.04 |  | 0.39 | 0.35 | 0.23 | 37.21 | 1493.152 | 0.79
D | 4002 | 2021-06-15 | 16 | ON | 29.07 | 6.46 | 0.32 | 0.02 | 0.06 | 0.41 | 0.01 | -0.05 | -0.15 | -0.04 | -0.02 |  | 0.39 | 0.35 | 0.23 | 37.06 | 1520.679 | 0.8
D | 4002 | 2021-06-15 | 17 | ON | 28.74 | 6.46 | 0.32 | 0.02 | 0.05 | 0.4 | 0.01 | -0.03 | -0.14 | -0.04 | 0 |  | 0.39 | 0.35 | 0.23 | 36.76 | 1531.579 | 0.8
D | 4002 | 2021-06-15 | 18 | ON | 39.71 | 6.46 | 0.32 | 0.02 | 0.06 | 0.39 | 0.24 | -0.06 | -0.1 | -0.04 | 0 |  | 0.39 | 0.35 | 0.23 | 47.97 | 1539.465 | 1.03
D | 4002 | 2021-06-15 | 19 | ON | 38.37 | 6.46 | 0.32 | 0.02 | 0.11 | 0.39 | 0.28 | 0.02 | -0.19 | -0.04 | 0 |  | 0.39 | 0.35 | 0.23 | 46.71 | 1525.881 | 1.12
D | 4002 | 2021-06-15 | 20 | ON | 36.72 | 6.46 | 0.32 | 0.02 | 0.17 | 0.4 | 0.15 | -0.04 | -0.17 | -0.04 | 0 |  | 0.39 | 0.35 | 0.23 | 44.96 | 1481.543 | 1.06
D | 4002 | 2021-06-15 | 21 | ON | 28.45 | 6.46 | 0.32 | 0.02 | 0.08 | 0.41 | 0 | -0.03 | -0.19 | -0.04 | 0 |  | 0.39 | 0.35 | 0.23 | 36.45 | 1434.1 | 0.83
D | 4002 | 2021-06-15 | 22 | ON | 24.64 | 6.46 | 0.32 | 0.02 | 0.06 | 0.43 | 0 | -0.02 | -0.06 | -0.04 | 0 |  | 0.39 | 0.35 | 0.23 | 32.78 | 1365.118 | 0.83
D | 4002 | 2021-06-15 | 23 | ON | 25.2 | 6.46 | 0.32 | 0.02 | 0.13 | 0.47 | 0.11 | -0.03 | 0 | -0.04 | 0 |  | 0.39 | 0.35 | 0.23 | 33.61 | 1237.129 | 1.05
D | 4002 | 2021-06-15 | 24 | OFF | 23.51 | 6.46 | 0.32 | 0.02 | 0.14 | 0 | 0 | -0.06 | -0.04 | -0.04 | 0 |  | 0.39 | 0.35 | 0.23 | 31.28 | 1122.442 | 0.48
D | 4002 | 2021-06-16 | 1 | OFF | 24.77 | 6.46 | 1.56 | 0.01 | 0.01 | 0 | 0 | -0.06 | 0.02 | -0.04 | 0 |  | 0.39 | 0.35 | 0.23 | 33.7 | 1041.911 | 1.58
D | 4002 | 2021-06-16 | 2 | OFF | 22.97 | 6.46 | 1.56 | 0.01 | 0.03 | 0 | 0 | -0.05 | 0.02 | -0.04 | 0 |  | 0.39 | 0.35 | 0.23 | 31.93 | 991.77 | 1.6
D | 4002 | 2021-06-16 | 3 | OFF | 20.35 | 6.46 | 1.56 | 0.01 | 0.03 | 0 | 0 | -0.01 | 0 | -0.04 | 0 |  | 0.39 | 0.35 | 0.23 | 29.33 | 960.843 | 1.6
D | 4002 | 2021-06-16 | 4 | OFF | 19.34 | 6.46 | 1.56 | 0.01 | 0.14 | 0 | 0 | -0.04 | 0.04 | -0.04 | 0 |  | 0.39 | 0.35 | 0.23 | 28.44 | 948.233 | 1.71
D | 4002 | 2021-06-16 | 5 | OFF | 20.33 | 6.46 | 1.56 | 0.01 | 0.15 | 0 | 0 | -0.02 | -0.06 | -0.04 | 0 |  | 0.39 | 0.35 | 0.23 | 29.36 | 967.739 | 1.72
D | 4002 | 2021-06-16 | 6 | OFF | 22.35 | 6.46 | 1.56 | 0.01 | 0.16 | 0 | 0 | -0.02 | -0.02 | -0.04 | 0 |  | 0.39 | 0.35 | 0.23 | 31.43 | 1032.945 | 1.73
D | 4002 | 2021-06-16 | 7 | OFF | 22.35 | 6.46 | 1.56 | 0.01 | 0.33 | 0 | 0 | -0.02 | -0.04 | -0.04 | 0 |  | 0.39 | 0.35 | 0.23 | 31.58 | 1152.928 | 1.9
D | 4002 | 2021-06-16 | 8 | ON | 20.64 | 6.46 | 1.56 | 0.01 | 0.24 | 0.51 | 0 | -0.01 | -0.07 | -0.04 | 0 |  | 0.39 | 0.35 | 0.23 | 30.27 | 1257.906 | 2.32
D | 4002 | 2021-06-16 | 9 | ON | 19.71 | 6.46 | 1.56 | 0.01 | 0.13 | 0.44 | 0 | -0.01 | -0.02 | -0.04 | 0 |  | 0.39 | 0.35 | 0.23 | 29.21 | 1306.555 | 2.14
D | 4002 | 2021-06-16 | 10 | ON | 19.52 | 6.46 | 1.56 | 0.01 | 0.1 | 0.43 | 0 | 0 | -0.09 | -0.04 | 0 |  | 0.39 | 0.35 | 0.23 | 28.92 | 1326.648 | 2.1
D | 4002 | 2021-06-16 | 11 | ON | 20.02 | 6.46 | 1.56 | 0.01 | 0.11 | 0.43 | 0 | 0.02 | -0.11 | -0.04 | 0 |  | 0.39 | 0.35 | 0.23 | 29.43 | 1339.903 | 2.11
D | 4002 | 2021-06-16 | 12 | ON | 19.94 | 6.46 | 1.56 | 0.01 | 0.1 | 0.42 | 0 | 0 | -0.09 | -0.04 | 0 |  | 0.39 | 0.35 | 0.23 | 29.33 | 1358.677 | 2.09
D | 4002 | 2021-06-16 | 13 | ON | 19.8 | 6.46 | 1.56 | 0.01 | 0.14 | 0.42 | 0 | 0.03 | -0.07 | -0.04 | 0 |  | 0.39 | 0.35 | 0.23 | 29.28 | 1367.45 | 2.13
D | 4002 | 2021-06-16 | 14 | ON | 20.09 | 6.46 | 1.56 | 0.01 | 0.1 | 0.42 | 0 | 0 | -0.11 | -0.04 | 0 |  | 0.39 | 0.35 | 0.23 | 29.46 | 1385.621 | 2.09
D | 4002 | 2021-06-16 | 15 | ON | 21 | 6.46 | 1.56 | 0.01 | 0.09 | 0.45 | 0 | -0.03 | -0.09 | -0.04 | 0 |  | 0.39 | 0.35 | 0.23 | 30.38 | 1387.602 | 2.11
D | 4002 | 2021-06-16 | 16 | ON | 22.17 | 6.46 | 1.56 | 0.01 | 0.09 | 0.45 | 0 | -0.02 | -0.09 | -0.04 | 0 |  | 0.39 | 0.35 | 0.23 | 31.56 | 1396.306 | 2.11
D | 4002 | 2021-06-16 | 17 | ON | 23.01 | 6.46 | 1.56 | 0.01 | 0.23 | 0.44 | 0 | -0.01 | -0.08 | -0.04 | 0 |  | 0.39 | 0.35 | 0.23 | 32.55 | 1412.401 | 2.24
D | 4002 | 2021-06-16 | 18 | ON | 25.07 | 6.46 | 1.56 | 0.01 | 0.06 | 0.43 | 0 | -0.02 | -0.15 | -0.04 | 0 |  | 0.39 | 0.35 | 0.23 | 34.35 | 1438.943 | 2.06
D | 4002 | 2021-06-16 | 19 | ON | 26.93 | 6.46 | 1.56 | 0.01 | 0.06 | 0.42 | 0 | -0.02 | -0.18 | -0.04 | 0 |  | 0.39 | 0.35 | 0.23 | 36.17 | 1434.744 | 2.05
D | 4002 | 2021-06-16 | 20 | ON | 30.9 | 6.46 | 1.56 | 0.01 | 0.06 | 0.43 | 0.02 | 0 | -0.13 | -0.04 | 0 |  | 0.39 | 0.35 | 0.23 | 40.24 | 1396.498 | 2.08
D | 4002 | 2021-06-16 | 21 | ON | 31.74 | 6.46 | 1.56 | 0.01 | 0.08 | 0.45 | 0.06 | -0.02 | -0.1 | -0.04 | 0 |  | 0.39 | 0.35 | 0.23 | 41.17 | 1353.837 | 2.16
D | 4002 | 2021-06-16 | 22 | ON | 30.62 | 6.46 | 1.56 | 0.01 | 0.15 | 0.46 | 0.04 | -0.06 | -0.03 | -0.04 | 0 |  | 0.39 | 0.35 | 0.23 | 40.14 | 1292.952 | 2.22
D | 4002 | 2021-06-16 | 23 | ON | 23.27 | 6.46 | 1.56 | 0.01 | 0.13 | 0.51 | 0 | -0.04 | -0.01 | -0.04 | 0 |  | 0.39 | 0.35 | 0.23 | 32.82 | 1170.144 | 2.21
D | 4002 | 2021-06-16 | 24 | OFF | 20.82 | 6.46 | 1.56 | 0.01 | 0.12 | 0 | 0 | -0.02 | -0.02 | -0.04 | 0 |  | 0.39 | 0.35 | 0.23 | 29.86 | 1058.416 | 1.69
D | 4002 | 2021-06-17 | 1 | OFF | 22.26 | 6.46 | 0.33 | 0.02 | 0.04 | 0 | 0 | -0.02 | -0.07 | -0.04 | 0 |  | 0.39 | 0.35 | 0.23 | 29.95 | 979.251 | 0.39
D | 4002 | 2021-06-17 | 2 | OFF | 22.29 | 6.46 | 0.33 | 0.02 | 0.02 | 0 | 0 | -0.01 | -0.05 | -0.04 | 0 |  | 0.39 | 0.35 | 0.23 | 29.99 | 937.445 | 0.37
D | 4002 | 2021-06-17 | 3 | OFF | 20.14 | 6.46 | 0.33 | 0.02 | 0.05 | 0 | 0 | -0.02 | 0.07 | -0.04 | 0 |  | 0.39 | 0.35 | 0.23 | 27.98 | 911.713 | 0.4
D | 4002 | 2021-06-17 | 4 | OFF | 19.86 | 6.46 | 0.33 | 0.02 | 0.05 | 0 | 0 | 0 | -0.02 | -0.04 | 0 |  | 0.39 | 0.35 | 0.23 | 27.63 | 908.407 | 0.4
D | 4002 | 2021-06-17 | 5 | OFF | 19.9 | 6.46 | 0.33 | 0.02 | 0.05 | 0 | 0 | -0.02 | -0.12 | -0.04 | 0 |  | 0.39 | 0.35 | 0.23 | 27.55 | 934.544 | 0.4
D | 4002 | 2021-06-17 | 6 | OFF | 22.58 | 6.46 | 0.33 | 0.02 | 0.17 | 0 | 0 | -0.01 | -0.04 | -0.04 | 0 |  | 0.39 | 0.35 | 0.23 | 30.44 | 1002.135 | 0.52
D | 4002 | 2021-06-17 | 7 | OFF | 23.76 | 6.46 | 0.33 | 0.02 | 0.2 | 0 | 0 | 0.01 | -0.04 | -0.04 | 0 |  | 0.39 | 0.35 | 0.23 | 31.67 | 1124.142 | 0.55
D | 4002 | 2021-06-17 | 8 | ON | 23.75 | 6.46 | 0.33 | 0.02 | 0.17 | 0.53 | 0.01 | -0.03 | -0.16 | -0.04 | 0 |  | 0.39 | 0.35 | 0.23 | 32.01 | 1227.22 | 1.06
D | 4002 | 2021-06-17 | 9 | ON | 21.44 | 6.46 | 0.33 | 0.02 | 0.12 | 0.51 | 0 | -0.02 | -0.12 | -0.04 | 0 |  | 0.39 | 0.35 | 0.23 | 29.67 | 1283.777 | 0.98
D | 4002 | 2021-06-17 | 10 | ON | 20.74 | 6.46 | 0.33 | 0.02 | 0.05 | 0.51 | 0 | -0.01 | -0.03 | -0.04 | 0 |  | 0.39 | 0.35 | 0.23 | 29 | 1313.438 | 0.91
D | 4002 | 2021-06-17 | 11 | ON | 21.16 | 6.46 | 0.33 | 0.02 | 0.04 | 0.5 | 0 | -0.02 | -0.09 | -0.04 | 0 |  | 0.39 | 0.35 | 0.23 | 29.33 | 1339.857 | 0.89
D | 4002 | 2021-06-17 | 12 | ON | 20.82 | 6.46 | 0.33 | 0.02 | 0.04 | 0.49 | 0 | -0.01 | -0.07 | -0.04 | 0 |  | 0.39 | 0.35 | 0.23 | 29.01 | 1356.476 | 0.88
D | 4002 | 2021-06-17 | 13 | ON | 20.63 | 6.46 | 0.33 | 0.02 | 0.08 | 0.49 | 0 | -0.01 | -0.06 | -0.04 | 0 |  | 0.39 | 0.35 | 0.23 | 28.87 | 1363.227 | 0.92
D | 4002 | 2021-06-17 | 14 | ON | 20.95 | 6.46 | 0.33 | 0.02 | 0.07 | 0.48 | 0 | -0.01 | -0.11 | -0.04 | 0 |  | 0.39 | 0.35 | 0.23 | 29.12 | 1384.131 | 0.9
D | 4002 | 2021-06-17 | 15 | ON | 21.83 | 6.46 | 0.33 | 0.02 | 0.11 | 0.47 | 0 | -0.01 | -0.11 | -0.04 | 0 |  | 0.39 | 0.35 | 0.23 | 30.03 | 1394.849 | 0.93
D | 4002 | 2021-06-17 | 16 | ON | 24.93 | 6.46 | 0.33 | 0.02 | 0.09 | 0.45 | 0 | -0.01 | -0.11 | -0.04 | 0 |  | 0.39 | 0.35 | 0.23 | 33.09 | 1423.114 | 0.89
D | 4002 | 2021-06-17 | 17 | ON | 28.92 | 6.46 | 0.33 | 0.02 | 0.09 | 0.36 | 0.04 | -0.01 | 0 | -0.04 | 0 |  | 0.39 | 0.35 | 0.23 | 37.14 | 1454.235 | 0.84
D | 4002 | 2021-06-17 | 18 | ON | 42.48 | 6.46 | 0.33 | 0.02 | 0.05 | 0.42 | 0.21 | -0.01 | 0 | -0.04 | 0 |  | 0.39 | 0.35 | 0.23 | 50.89 | 1492.007 | 1.03
D | 4002 | 2021-06-17 | 19 | ON | 46.34 | 6.46 | 0.33 | 0.02 | 0.15 | 0.42 | 0.11 | -0.05 | -0.18 | -0.04 | 0 |  | 0.39 | 0.35 | 0.23 | 54.53 | 1490.639 | 1.03
D | 4002 | 2021-06-17 | 20 | ON | 44.8 | 6.46 | 0.33 | 0.02 | 0.21 | 0.43 | 0.09 | -0.01 | -0.13 | -0.04 | 0 |  | 0.39 | 0.35 | 0.23 | 53.13 | 1452.774 | 1.08
D | 4002 | 2021-06-17 | 21 | ON | 37.24 | 6.46 | 0.33 | 0.02 | 0.13 | 0.44 | 0.17 | -0.04 | -0.18 | -0.04 | 0 |  | 0.39 | 0.35 | 0.23 | 45.5 | 1405.909 | 1.09
D | 4002 | 2021-06-17 | 22 | ON | 37.98 | 6.46 | 0.33 | 0.02 | 0.23 | 0.46 | 0.13 | 0 | -0.05 | -0.04 | 0 |  | 0.39 | 0.35 | 0.23 | 46.49 | 1338.85 | 1.17
D | 4002 | 2021-06-17 | 23 | ON | 26.36 | 6.46 | 0.33 | 0.02 | 0.15 | 0.5 | 0.01 | 0 | 0.04 | -0.04 | 0 |  | 0.39 | 0.35 | 0.23 | 34.8 | 1208.251 | 1.01
D | 4002 | 2021-06-17 | 24 | OFF | 24.4 | 6.46 | 0.33 | 0.02 | 0.17 | 0 | 0 | -0.02 | -0.02 | -0.04 | 0 |  | 0.39 | 0.35 | 0.23 | 32.27 | 1087.893 | 0.52
D | 4002 | 2021-06-18 | 1 | OFF | 24.86 | 6.46 | 0.22 | 0.02 | 0.08 | 0 | 0 | -0.04 | -0.01 | -0.04 | 0 |  | 0.39 | 0.35 | 0.23 | 32.52 | 1003.651 | 0.32
D | 4002 | 2021-06-18 | 2 | OFF | 23.8 | 6.46 | 0.22 | 0.02 | 0.04 | 0 | 0 | -0.02 | -0.02 | -0.04 | 0 |  | 0.39 | 0.35 | 0.23 | 31.43 | 954.934 | 0.28
D | 4002 | 2021-06-18 | 3 | OFF | 23.06 | 6.46 | 0.22 | 0.02 | 0.04 | 0 | 0 | -0.01 | -0.03 | -0.04 | 0 |  | 0.39 | 0.35 | 0.23 | 30.69 | 928.353 | 0.28
D | 4002 | 2021-06-18 | 4 | OFF | 22.25 | 6.46 | 0.22 | 0.02 | 0.06 | 0 | 0 | -0.01 | -0.02 | -0.04 | 0 |  | 0.39 | 0.35 | 0.23 | 29.91 | 920.238 | 0.3
D | 4002 | 2021-06-18 | 5 | OFF | 22.37 | 6.46 | 0.22 | 0.02 | 0.06 | 0 | 0 | 0 | -0.04 | -0.04 | 0 |  | 0.39 | 0.35 | 0.23 | 30.02 | 941.097 | 0.3
D | 4002 | 2021-06-18 | 6 | OFF | 21.62 | 6.46 | 0.22 | 0.02 | 0.13 | 0 | 0 | -0.01 | -0.02 | -0.04 | 0 |  | 0.39 | 0.35 | 0.23 | 29.35 | 1000.262 | 0.37
D | 4002 | 2021-06-18 | 7 | OFF | 23.65 | 6.46 | 0.22 | 0.02 | 0.19 | 0 | 0 | -0.02 | -0.08 | -0.04 | 0 |  | 0.39 | 0.35 | 0.23 | 31.37 | 1112.952 | 0.43
D | 4002 | 2021-06-18 | 8 | ON | 23.09 | 6.46 | 0.22 | 0.02 | 0.15 | 0.53 | 0 | -0.02 | -0.11 | -0.04 | 0 |  | 0.39 | 0.35 | 0.23 | 31.27 | 1219.86 | 0.92
D | 4002 | 2021-06-18 | 9 | ON | 24.37 | 6.46 | 0.22 | 0.02 | 0.2 | 0.5 | 0 | -0.01 | -0.1 | -0.04 | 0 |  | 0.39 | 0.35 | 0.23 | 32.59 | 1292.401 | 0.94
D | 4002 | 2021-06-18 | 10 | ON | 23.68 | 6.46 | 0.22 | 0.02 | 0.04 | 0.49 | 0 | 0 | -0.09 | -0.04 | 0 |  | 0.39 | 0.35 | 0.23 | 31.75 | 1339.807 | 0.77
D | 4002 | 2021-06-18 | 11 | ON | 22.94 | 6.46 | 0.22 | 0.02 | 0.06 | 0.48 | 0 | -0.01 | -0.08 | -0.04 | 0 |  | 0.39 | 0.35 | 0.23 | 31.02 | 1383.262 | 0.78
D | 4002 | 2021-06-18 | 12 | ON | 24.65 | 6.46 | 0.22 | 0.02 | 0.05 | 0.45 | 0 | -0.01 | -0.07 | -0.04 | 0 |  | 0.39 | 0.35 | 0.23 | 32.7 | 1416.824 | 0.74
D | 4002 | 2021-06-18 | 13 | ON | 24.09 | 6.46 | 0.22 | 0.02 | 0.08 | 0.46 | 0 | 0.01 | -0.08 | -0.04 | 0 |  | 0.39 | 0.35 | 0.23 | 32.19 | 1439.806 | 0.78
D | 4002 | 2021-06-18 | 14 | ON | 24.62 | 6.46 | 0.22 | 0.02 | 0.05 | 0.44 | 0 | 0 | -0.08 | -0.04 | 0 |  | 0.39 | 0.35 | 0.23 | 32.66 | 1479.218 | 0.73
D | 4002 | 2021-06-18 | 15 | ON | 24.96 | 6.46 | 0.22 | 0.02 | 0.04 | 0.43 | 0 | -0.01 | -0.11 | -0.04 | 0 |  | 0.39 | 0.35 | 0.23 | 32.94 | 1512.804 | 0.71
D | 4002 | 2021-06-18 | 16 | ON | 26.94 | 6.46 | 0.22 | 0.02 | 0.05 | 0.41 | 0 | -0.01 | -0.14 | -0.04 | 0 |  | 0.39 | 0.35 | 0.23 | 34.88 | 1544.607 | 0.7
D | 4002 | 2021-06-18 | 17 | ON | 38.62 | 6.46 | 0.22 | 0.02 | 0.08 | 0.4 | 0.02 | -0.01 | -0.04 | -0.04 | 0 |  | 0.39 | 0.35 | 0.23 | 46.7 | 1580.949 | 0.74
D | 4002 | 2021-06-18 | 18 | ON | 44.17 | 6.46 | 0.22 | 0.02 | 0.08 | 0.39 | 0.01 | 0.01 | -0.16 | -0.04 | 0 |  | 0.39 | 0.35 | 0.23 | 52.13 | 1603.582 | 0.72
D | 4002 | 2021-06-18 | 19 | ON | 34.67 | 6.46 | 0.22 | 0.02 | 0.07 | 0.4 | 0 | -0.01 | -0.18 | -0.04 | 0 |  | 0.39 | 0.35 | 0.23 | 42.58 | 1578.218 | 0.71
D | 4002 | 2021-06-18 | 20 | ON | 33.91 | 6.46 | 0.22 | 0.02 | 0.07 | 0.41 | 0 | 0 | -0.14 | -0.04 | 0 |  | 0.39 | 0.35 | 0.23 | 41.88 | 1528.3 | 0.72
D | 4002 | 2021-06-18 | 21 | ON | 29.08 | 6.46 | 0.22 | 0.02 | 0.08 | 0.42 | 0.03 | 0.01 | -0.13 | -0.04 | 0 |  | 0.39 | 0.35 | 0.23 | 37.12 | 1497.988 | 0.77
D | 4002 | 2021-06-18 | 22 | ON | 28.89 | 6.46 | 0.22 | 0.02 | 0.12 | 0.43 | 0.02 | -0.02 | -0.06 | -0.04 | 0 |  | 0.39 | 0.35 | 0.23 | 37.01 | 1440.954 | 0.81
D | 4002 | 2021-06-18 | 23 | ON | 23.76 | 6.46 | 0.22 | 0.02 | 0.12 | 0.47 | 0 | -0.02 | -0.06 | -0.04 | 0 |  | 0.39 | 0.35 | 0.23 | 31.9 | 1326.862 | 0.83
D | 4002 | 2021-06-18 | 24 | OFF | 20.75 | 6.46 | 0.22 | 0.02 | 0.12 | 0 | 0 | -0.01 | -0.02 | -0.04 | 0 |  | 0.39 | 0.35 | 0.23 | 28.47 | 1211.394 | 0.36
D | 4002 | 2021-06-19 | 1 | OFF | 23.85 | 6.46 | 0.11 | 0.01 | 0.01 | 0 | 0 | -0.04 | -0.13 | -0.04 | 0 |  | 0.39 | 0.35 | 0.23 | 31.2 | 1116.545 | 0.13
D | 4002 | 2021-06-19 | 2 | OFF | 23.75 | 6.46 | 0.11 | 0.01 | 0.02 | 0 | 0 | 0 | -0.05 | -0.04 | 0 |  | 0.39 | 0.35 | 0.23 | 31.23 | 1060.356 | 0.14
D | 4002 | 2021-06-19 | 3 | OFF | 23.37 | 6.46 | 0.11 | 0.01 | 0.02 | 0 | 0 | 0 | -0.05 | -0.04 | 0 |  | 0.39 | 0.35 | 0.23 | 30.85 | 1026.262 | 0.14
D | 4002 | 2021-06-19 | 4 | OFF | 23.01 | 6.46 | 0.11 | 0.01 | 0.03 | 0 | 0 | -0.01 | -0.06 | -0.04 | 0 |  | 0.39 | 0.35 | 0.23 | 30.48 | 1008.563 | 0.15
D | 4002 | 2021-06-19 | 5 | OFF | 23.98 | 6.46 | 0.11 | 0.01 | 0.02 | 0 | 0 | -0.01 | -0.04 | -0.04 | 0 |  | 0.39 | 0.35 | 0.23 | 31.46 | 1008.573 | 0.14
D | 4002 | 2021-06-19 | 6 | OFF | 22.65 | 6.46 | 0.11 | 0.01 | 0.03 | 0 | 0 | 0 | -0.02 | -0.04 | 0 |  | 0.39 | 0.35 | 0.23 | 30.17 | 1031.403 | 0.15
D | 4002 | 2021-06-19 | 7 | OFF | 22.19 | 6.46 | 0.11 | 0.01 | 0.05 | 0 | 0 | -0.03 | -0.04 | -0.04 | 0 |  | 0.39 | 0.35 | 0.23 | 29.68 | 1084.795 | 0.17
D | 4002 | 2021-06-19 | 8 | OFF | 19.82 | 6.46 | 0.11 | 0.01 | 0.06 | 0 | 0 | -0.01 | -0.01 | -0.04 | 0 |  | 0.39 | 0.35 | 0.23 | 27.37 | 1169.279 | 0.18
D | 4002 | 2021-06-19 | 9 | OFF | 19.49 | 6.46 | 0.11 | 0.01 | 0.09 | 0 | 0 | 0.01 | -0.07 | -0.04 | 0 |  | 0.39 | 0.35 | 0.23 | 27.03 | 1274.135 | 0.21
D | 4002 | 2021-06-19 | 10 | OFF | 20.06 | 6.46 | 0.11 | 0.01 | 0.05 | 0 | 0 | -0.02 | -0.14 | -0.04 | 0 |  | 0.39 | 0.35 | 0.23 | 27.46 | 1370.703 | 0.17
D | 4002 | 2021-06-19 | 11 | OFF | 21.33 | 6.46 | 0.11 | 0.01 | 0.09 | 0 | 0 | -0.02 | -0.11 | -0.04 | 0 |  | 0.39 | 0.35 | 0.23 | 28.8 | 1459.892 | 0.21
D | 4002 | 2021-06-19 | 12 | OFF | 23.4 | 6.46 | 0.11 | 0.01 | 0.09 | 0 | 0 | 0 | -0.18 | -0.04 | 0 |  | 0.39 | 0.35 | 0.23 | 30.82 | 1537.159 | 0.21
D | 4002 | 2021-06-19 | 13 | OFF | 24.92 | 6.46 | 0.11 | 0.01 | 0.05 | 0 | 0 | -0.02 | -0.16 | -0.04 | 0 |  | 0.39 | 0.35 | 0.23 | 32.3 | 1596.318 | 0.17
D | 4002 | 2021-06-19 | 14 | OFF | 27.04 | 6.46 | 0.11 | 0.01 | 0.06 | 0 | 0.03 | -0.01 | -0.13 | -0.04 | 0 |  | 0.39 | 0.35 | 0.23 | 34.5 | 1647.231 | 0.21
D | 4002 | 2021-06-19 | 15 | OFF | 34.02 | 6.46 | 0.11 | 0.01 | 0.07 | 0 | 0.04 | 0.02 | -0.18 | -0.04 | 0 |  | 0.39 | 0.35 | 0.23 | 41.48 | 1677.518 | 0.23
D | 4002 | 2021-06-19 | 16 | OFF | 33.19 | 6.46 | 0.11 | 0.01 | 0.05 | 0 | 0.01 | -0.02 | -0.17 | -0.04 | 0 |  | 0.39 | 0.35 | 0.23 | 40.57 | 1689.219 | 0.18
D | 4002 | 2021-06-19 | 17 | OFF | 40.69 | 6.46 | 0.11 | 0.01 | 0.05 | 0 | 0.03 | 0.04 | -0.27 | -0.04 | 0 |  | 0.39 | 0.35 | 0.23 | 48.05 | 1690.907 | 0.2
D | 4002 | 2021-06-19 | 18 | OFF | 30.03 | 6.46 | 0.11 | 0.01 | 0.06 | 0 | 0 | -0.01 | -0.3 | -0.04 | 0 |  | 0.39 | 0.35 | 0.23 | 37.29 | 1684.885 | 0.18
D | 4002 | 2021-06-19 | 19 | OFF | 27.55 | 6.46 | 0.11 | 0.01 | 0.04 | 0 | 0 | -0.03 | -0.31 | -0.04 | 0 |  | 0.39 | 0.35 | 0.23 | 34.76 | 1667.432 | 0.16
D | 4002 | 2021-06-19 | 20 | OFF | 28.02 | 6.46 | 0.11 | 0.01 | 0.07 | 0 | 0 | 0 | -0.27 | -0.04 | 0 |  | 0.39 | 0.35 | 0.23 | 35.33 | 1617.533 | 0.19
D | 4002 | 2021-06-19 | 21 | OFF | 27.19 | 6.46 | 0.11 | 0.01 | 0.05 | 0 | 0 | 0.01 | -0.24 | -0.04 | 0 |  | 0.39 | 0.35 | 0.23 | 34.52 | 1581.63 | 0.17
D | 4002 | 2021-06-19 | 22 | OFF | 25.02 | 6.46 | 0.11 | 0.01 | 0.04 | 0 | 0 | -0.02 | -0.2 | -0.04 | 0 |  | 0.39 | 0.35 | 0.23 | 32.35 | 1523.92 | 0.16
D | 4002 | 2021-06-19 | 23 | OFF | 22.6 | 6.46 | 0.11 | 0.01 | 0.11 | 0 | 0 | -0.02 | -0.11 | -0.04 | 0 |  | 0.39 | 0.35 | 0.23 | 30.09 | 1406.584 | 0.23
D | 4002 | 2021-06-19 | 24 | OFF | 20.69 | 6.46 | 0.11 | 0.01 | 0.14 | 0 | 0 | 0.01 | -0.03 | -0.04 | 0 |  | 0.39 | 0.35 | 0.23 | 28.32 | 1286.633 | 0.26
D | 4002 | 2021-06-20 | 1 | OFF | 22.81 | 6.46 | 0.22 | 0.02 | 0.1 | 0 | 0 | -0.02 | -0.21 | -0.04 | 0 |  | 0.39 | 0.35 | 0.23 | 30.31 | 1187.878 | 0.34
D | 4002 | 2021-06-20 | 2 | OFF | 23.25 | 6.46 | 0.22 | 0.02 | 0.09 | 0 | 0 | -0.01 | -0.09 | -0.04 | 0 |  | 0.39 | 0.35 | 0.23 | 30.87 | 1121.893 | 0.33
D | 4002 | 2021-06-20 | 3 | OFF | 21.05 | 6.46 | 0.22 | 0.02 | 0.05 | 0 | 0 | -0.01 | -0.12 | -0.04 | 0 |  | 0.39 | 0.35 | 0.23 | 28.6 | 1076.014 | 0.29
D | 4002 | 2021-06-20 | 4 | OFF | 20.3 | 6.46 | 0.22 | 0.02 | 0.04 | 0 | 0 | -0.02 | -0.04 | -0.04 | 0 |  | 0.39 | 0.35 | 0.23 | 27.91 | 1048.559 | 0.28
D | 4002 | 2021-06-20 | 5 | OFF | 19.72 | 6.46 | 0.22 | 0.02 | 0.05 | 0 | 0 | -0.01 | -0.05 | -0.04 | 0 |  | 0.39 | 0.35 | 0.23 | 27.34 | 1036.641 | 0.29
D | 4002 | 2021-06-20 | 6 | OFF | 6.09 | 6.46 | 0.22 | 0.02 | 0.1 | 0 | 0 | 0 | -0.09 | -0.04 | 0 |  | 0.39 | 0.35 | 0.23 | 13.73 | 1037.942 | 0.34
D | 4002 | 2021-06-20 | 7 | OFF | 15.77 | 6.46 | 0.22 | 0.02 | 0.13 | 0 | 0 | -0.02 | -0.13 | -0.04 | 0 |  | 0.39 | 0.35 | 0.23 | 23.38 | 1089.728 | 0.37
D | 4002 | 2021-06-20 | 8 | OFF | 1.56 | 6.46 | 0.22 | 0.02 | 0.31 | 0 | 0 | 0.01 | -0.01 | -0.04 | 0 |  | 0.39 | 0.35 | 0.23 | 9.5 | 1194.323 | 0.55
D | 4002 | 2021-06-20 | 9 | OFF | 18.27 | 6.46 | 0.22 | 0.02 | 0.11 | 0 | 0 | 0 | -0.13 | -0.04 | 0 |  | 0.39 | 0.35 | 0.23 | 25.88 | 1319.607 | 0.35
D | 4002 | 2021-06-20 | 10 | OFF | 19.62 | 6.46 | 0.22 | 0.02 | 0.09 | 0 | 0 | 0 | -0.15 | -0.04 | 0 |  | 0.39 | 0.35 | 0.23 | 27.19 | 1423.645 | 0.33
D | 4002 | 2021-06-20 | 11 | OFF | 21.52 | 6.46 | 0.22 | 0.02 | 0.08 | 0 | 0 | -0.02 | -0.1 | -0.04 | 0 |  | 0.39 | 0.35 | 0.23 | 29.11 | 1502.814 | 0.32
D | 4002 | 2021-06-20 | 12 | OFF | 23.67 | 6.46 | 0.22 | 0.02 | 0.07 | 0 | 0 | -0.01 | -0.28 | -0.04 | 0 |  | 0.39 | 0.35 | 0.23 | 31.08 | 1570.203 | 0.31
D | 4002 | 2021-06-20 | 13 | OFF | 25.56 | 6.46 | 0.22 | 0.02 | 0.08 | 0 | 0 | -0.01 | -0.19 | -0.04 | 0 |  | 0.39 | 0.35 | 0.23 | 33.07 | 1628.942 | 0.32
D | 4002 | 2021-06-20 | 14 | OFF | 26.36 | 6.46 | 0.22 | 0.02 | 0.06 | 0 | 0 | -0.01 | -0.2 | -0.04 | 0 |  | 0.39 | 0.35 | 0.23 | 33.84 | 1660.41 | 0.3
D | 4002 | 2021-06-20 | 15 | OFF | 26.45 | 6.46 | 0.22 | 0.02 | 0.06 | 0 | 0 | -0.02 | -0.22 | -0.04 | 0 |  | 0.39 | 0.35 | 0.23 | 33.9 | 1685.707 | 0.3
D | 4002 | 2021-06-20 | 16 | OFF | 31.15 | 6.46 | 0.22 | 0.02 | 0.08 | 0 | 0 | -0.03 | -0.2 | -0.04 | 0 |  | 0.39 | 0.35 | 0.23 | 38.63 | 1725.862 | 0.32
D | 4002 | 2021-06-20 | 17 | OFF | 34.59 | 6.46 | 0.22 | 0.02 | 0.08 | 0 | 0 | -0.05 | -0.26 | -0.04 | 0 |  | 0.39 | 0.35 | 0.23 | 41.99 | 1779.059 | 0.32
D | 4002 | 2021-06-20 | 18 | OFF | 39.24 | 6.46 | 0.22 | 0.02 | 0.07 | 0 | 0 | -0.01 | -0.38 | -0.04 | 0 |  | 0.39 | 0.35 | 0.23 | 46.55 | 1820.931 | 0.31
D | 4002 | 2021-06-20 | 19 | OFF | 48.6 | 6.46 | 0.22 | 0.02 | 0.13 | 0 | 0 | -0.04 | -0.41 | -0.04 | 0 |  | 0.39 | 0.35 | 0.23 | 55.91 | 1821.758 | 0.37
D | 4002 | 2021-06-20 | 20 | OFF | 46.16 | 6.46 | 0.22 | 0.02 | 0.05 | 0 | 0 | -0.02 | -0.27 | -0.04 | 0 |  | 0.39 | 0.35 | 0.23 | 53.55 | 1771.633 | 0.29
D | 4002 | 2021-06-20 | 21 | OFF | 50.79 | 6.46 | 0.22 | 0.02 | 0.09 | 0 | 0.01 | -0.11 | -0.27 | -0.04 | 0 |  | 0.39 | 0.35 | 0.23 | 58.14 | 1712.484 | 0.34
D | 4002 | 2021-06-20 | 22 | OFF | 49.56 | 6.46 | 0.22 | 0.02 | 0.11 | 0 | 0.17 | 0 | -0.16 | -0.04 | 0 |  | 0.39 | 0.35 | 0.23 | 57.31 | 1641.403 | 0.52
D | 4002 | 2021-06-20 | 23 | OFF | 36.73 | 6.46 | 0.22 | 0.02 | 0.16 | 0 | 0.05 | -0.01 | -0.12 | -0.04 | 0 |  | 0.39 | 0.35 | 0.23 | 44.44 | 1490.742 | 0.45
D | 4002 | 2021-06-20 | 24 | OFF | 31.24 | 6.46 | 0.22 | 0.02 | 0.17 | 0 | 0 | -0.02 | -0.04 | -0.04 | 0 |  | 0.39 | 0.35 | 0.23 | 38.98 | 1355.703 | 0.41
D | 4002 | 2021-06-21 | 1 | OFF | 28.62 | 6.46 | 0.14 | 1.8 | 0.06 | 0 | 0 | -0.03 | -0.14 | -0.04 | 0 |  | 0.39 | 0.35 | 0.23 | 37.84 | 1262.558 | 2
D | 4002 | 2021-06-21 | 2 | OFF | 29.61 | 6.46 | 0.14 | 1.8 | 0.06 | 0 | 0 | 0 | -0.08 | -0.04 | 0 |  | 0.39 | 0.35 | 0.23 | 38.92 | 1197.193 | 2
D | 4002 | 2021-06-21 | 3 | OFF | 25.69 | 6.46 | 0.14 | 1.8 | 0.03 | 0 | 0 | -0.01 | -0.05 | -0.04 | 0 |  | 0.39 | 0.35 | 0.23 | 34.99 | 1156.159 | 1.97
D | 4002 | 2021-06-21 | 4 | OFF | 24.45 | 6.46 | 0.14 | 1.8 | 0.04 | 0 | 0 | -0.01 | -0.06 | -0.04 | 0 |  | 0.39 | 0.35 | 0.23 | 33.75 | 1140.975 | 1.98
D | 4002 | 2021-06-21 | 5 | OFF | 23.39 | 6.46 | 0.14 | 1.8 | 0.1 | 0 | 0 | 0 | -0.07 | -0.04 | 0 |  | 0.39 | 0.35 | 0.23 | 32.75 | 1160.131 | 2.04
D | 4002 | 2021-06-21 | 6 | OFF | 25.11 | 6.46 | 0.14 | 1.8 | 0.14 | 0 | 0 | 0.01 | -0.07 | -0.04 | 0 |  | 0.39 | 0.35 | 0.23 | 34.52 | 1201.993 | 2.08
D | 4002 | 2021-06-21 | 7 | OFF | 28.74 | 6.46 | 0.14 | 1.8 | 0.24 | 0 | 0 | -0.02 | -0.11 | -0.04 | 0 |  | 0.39 | 0.35 | 0.23 | 38.18 | 1343.009 | 2.18
D | 4002 | 2021-06-21 | 8 | ON | 29.13 | 6.46 | 0.14 | 1.8 | 0.12 | 0.41 | 0 | 0 | -0.29 | -0.04 | 0 |  | 0.39 | 0.35 | 0.23 | 38.7 | 1496.535 | 2.47
D | 4002 | 2021-06-21 | 9 | ON | 26.62 | 6.46 | 0.14 | 1.8 | 0.04 | 0.39 | 0 | 0.01 | -0.29 | -0.04 | 0 |  | 0.39 | 0.35 | 0.23 | 36.1 | 1635.903 | 2.37
D | 4002 | 2021-06-21 | 10 | ON | 27.5 | 6.46 | 0.14 | 1.8 | 0.03 | 0.37 | 0 | 0.01 | -0.26 | -0.04 | 0 |  | 0.39 | 0.35 | 0.23 | 36.98 | 1763.505 | 2.34
D | 4002 | 2021-06-21 | 11 | ON | 32.04 | 6.46 | 0.14 | 1.8 | 0.05 | 0.35 | 0 | 0.04 | -0.25 | -0.04 | 0 |  | 0.39 | 0.35 | 0.23 | 41.56 | 1877.535 | 2.34
D | 4002 | 2021-06-21 | 12 | ON | 34.26 | 6.46 | 0.14 | 1.8 | 0.07 | 0.34 | 0 | 0.02 | -0.27 | -0.04 | 0 |  | 0.39 | 0.35 | 0.23 | 43.75 | 1987.221 | 2.35
D | 4002 | 2021-06-21 | 13 | ON | 34.25 | 6.46 | 0.14 | 1.8 | 0.06 | 0.32 | 0 | 0.02 | -0.27 | -0.04 | 0 |  | 0.39 | 0.35 | 0.23 | 43.71 | 2068.001 | 2.32
D | 4002 | 2021-06-21 | 14 | ON | 35.94 | 6.46 | 0.14 | 1.8 | 0.07 | 0.31 | 0 | -0.02 | -0.33 | -0.04 | 0 |  | 0.39 | 0.35 | 0.23 | 45.3 | 2126.549 | 2.32
D | 4002 | 2021-06-21 | 15 | ON | 35.71 | 6.46 | 0.14 | 1.8 | 0.05 | 0.31 | 0 | -0.01 | -0.41 | -0.04 | 0 |  | 0.39 | 0.35 | 0.23 | 44.98 | 2147.731 | 2.3
D | 4002 | 2021-06-21 | 16 | ON | 31.92 | 6.46 | 0.14 | 1.8 | 0.06 | 0.31 | 0 | -0.05 | -0.46 | -0.04 | 0 |  | 0.39 | 0.35 | 0.23 | 41.11 | 2176.447 | 2.31
D | 4002 | 2021-06-21 | 17 | ON | 32.06 | 6.46 | 0.14 | 1.8 | 0.05 | 0.3 | 0 | 0.02 | -0.49 | -0.04 | 0 |  | 0.39 | 0.35 | 0.23 | 41.27 | 2200.662 | 2.29
D | 4002 | 2021-06-21 | 18 | ON | 33.92 | 6.46 | 0.14 | 1.8 | 0.08 | 0.3 | 0 | 0 | -0.55 | -0.04 | 0 |  | 0.39 | 0.35 | 0.23 | 43.08 | 2215.924 | 2.32
D | 4002 | 2021-06-21 | 19 | ON | 39.05 | 6.46 | 0.14 | 1.8 | 0.11 | 0.31 | 0 | -0.05 | -0.48 | -0.04 | 0 |  | 0.39 | 0.35 | 0.23 | 48.27 | 2184.342 | 2.36
D | 4002 | 2021-06-21 | 20 | ON | 38.84 | 6.46 | 0.14 | 1.8 | 0.07 | 0.32 | 0 | 0.02 | -0.31 | -0.04 | 0 |  | 0.39 | 0.35 | 0.23 | 48.27 | 2082.491 | 2.33
D | 4002 | 2021-06-21 | 21 | ON | 37.64 | 6.46 | 0.14 | 1.8 | 0.07 | 0.33 | 0 | 0.01 | -0.32 | -0.04 | 0 |  | 0.39 | 0.35 | 0.23 | 47.06 | 1994.807 | 2.34
D | 4002 | 2021-06-21 | 22 | ON | 36.07 | 6.46 | 0.14 | 1.8 | 0.08 | 0.34 | 0 | -0.01 | -0.29 | -0.04 | 0 |  | 0.39 | 0.35 | 0.23 | 45.52 | 1870.753 | 2.36
D | 4002 | 2021-06-21 | 23 | ON | 34.19 | 6.46 | 0.14 | 1.8 | 0.16 | 0.37 | 0 | 0 | -0.25 | -0.04 | 0 |  | 0.39 | 0.35 | 0.23 | 43.8 | 1703.719 | 2.47
D | 4002 | 2021-06-21 | 24 | OFF | 28.17 | 6.46 | 0.14 | 1.8 | 0.12 | 0 | 0 | 0 | -0.1 | -0.04 | 0 |  | 0.39 | 0.35 | 0.23 | 37.52 | 1553.006 | 2.06
D | 4002 | 2021-06-22 | 1 | OFF | 24.24 | 6.46 | 0.24 | 0.15 | 0.04 | 0 | 0 | -0.02 | -0.13 | -0.04 | 0 |  | 0.39 | 0.35 | 0.23 | 31.91 | 1439.898 | 0.43
D | 4002 | 2021-06-22 | 2 | OFF | 22.79 | 6.46 | 0.24 | 0.15 | 0.07 | 0 | 0 | -0.01 | -0.08 | -0.04 | 0 |  | 0.39 | 0.35 | 0.23 | 30.55 | 1360.952 | 0.46
D | 4002 | 2021-06-22 | 3 | OFF | 22.88 | 6.46 | 0.24 | 0.15 | 0.05 | 0 | 0 | 0 | -0.1 | -0.04 | 0 |  | 0.39 | 0.35 | 0.23 | 30.61 | 1307.621 | 0.44
D | 4002 | 2021-06-22 | 4 | OFF | 23.75 | 6.46 | 0.24 | 0.15 | 0.03 | 0 | 0 | -0.01 | -0.14 | -0.04 | 0 |  | 0.39 | 0.35 | 0.23 | 31.41 | 1282.891 | 0.42
D | 4002 | 2021-06-22 | 5 | OFF | 23.96 | 6.46 | 0.24 | 0.15 | 0.02 | 0 | 0 | 0 | -0.12 | -0.04 | 0 |  | 0.39 | 0.35 | 0.23 | 31.64 | 1294.407 | 0.41
D | 4002 | 2021-06-22 | 6 | OFF | 25.96 | 6.46 | 0.24 | 0.15 | 0.06 | 0 | 0 | 0 | -0.1 | -0.04 | 0 |  | 0.39 | 0.35 | 0.23 | 33.7 | 1354.835 | 0.45
D | 4002 | 2021-06-22 | 7 | OFF | 38.9 | 6.46 | 0.24 | 0.15 | 0.62 | 0 | 0.01 | -0.05 | 0.08 | -0.04 | 0 |  | 0.39 | 0.35 | 0.23 | 47.34 | 1472.49 | 1.02
D | 4002 | 2021-06-22 | 8 | ON | 48.26 | 6.46 | 0.24 | 0.15 | 0.4 | 0.41 | 0.02 | 0 | -0.31 | -0.04 | 0 |  | 0.39 | 0.35 | 0.23 | 56.56 | 1595.113 | 1.22
D | 4002 | 2021-06-22 | 9 | ON | 43.77 | 6.46 | 0.24 | 0.15 | 0.26 | 0.39 | 0.03 | -0.03 | -0.28 | -0.04 | 0 |  | 0.39 | 0.35 | 0.23 | 51.92 | 1683.658 | 1.07
D | 4002 | 2021-06-22 | 10 | ON | 58.17 | 6.46 | 0.24 | 0.15 | 0.14 | 0.37 | 0.43 | 0.03 | -0.15 | -0.04 | 0 |  | 0.39 | 0.35 | 0.23 | 66.77 | 1737.874 | 1.33
D | 4002 | 2021-06-22 | 11 | ON | 51.16 | 6.46 | 0.24 | 0.15 | 0.1 | 0.36 | 0.24 | -0.02 | -0.24 | -0.04 | 0 |  | 0.39 | 0.35 | 0.23 | 59.38 | 1779.726 | 1.09
D | 4002 | 2021-06-22 | 12 | ON | 48.53 | 6.46 | 0.24 | 0.15 | 0.09 | 0.35 | 0.01 | -0.03 | -0.26 | -0.04 | 0 |  | 0.39 | 0.35 | 0.23 | 56.47 | 1798.176 | 0.84
D | 4002 | 2021-06-22 | 13 | ON | 50.26 | 6.46 | 0.24 | 0.15 | 0.14 | 0.35 | 0.2 | -0.04 | -0.24 | -0.04 | 0 |  | 0.39 | 0.35 | 0.23 | 58.45 | 1765.271 | 1.08
D | 4002 | 2021-06-22 | 14 | ON | 44.67 | 6.46 | 0.24 | 0.15 | 0.08 | 0.35 | 0 | 0.02 | -0.18 | -0.04 | 0 |  | 0.39 | 0.35 | 0.23 | 52.72 | 1725.76 | 0.82
D | 4002 | 2021-06-22 | 15 | ON | 38.01 | 6.46 | 0.24 | 0.15 | 0.11 | 0.36 | 0.01 | -0.02 | -0.17 | -0.04 | 0 |  | 0.39 | 0.35 | 0.23 | 46.08 | 1648.068 | 0.87
D | 4002 | 2021-06-22 | 16 | ON | 28.69 | 6.46 | 0.24 | 0.15 | 0.1 | 0.38 | 0.01 | -0.03 | -0.15 | -0.04 | 0 |  | 0.39 | 0.35 | 0.23 | 36.78 | 1592.737 | 0.88
D | 4002 | 2021-06-22 | 17 | ON | 23.86 | 6.46 | 0.24 | 0.15 | 0.1 | 0.39 | 0 | -0.02 | -0.2 | -0.04 | 0 |  | 0.39 | 0.35 | 0.23 | 31.91 | 1577.692 | 0.88
D | 4002 | 2021-06-22 | 18 | ON | 25.6 | 6.46 | 0.24 | 0.15 | 0.08 | 0.4 | 0 | -0.01 | -0.22 | -0.04 | 0 |  | 0.39 | 0.35 | 0.23 | 33.63 | 1583.513 | 0.87
D | 4002 | 2021-06-22 | 19 | ON | 26.45 | 6.46 | 0.24 | 0.15 | 0.05 | 0.4 | 0 | 0.02 | -0.19 | -0.04 | 0 |  | 0.39 | 0.35 | 0.23 | 34.51 | 1561.473 | 0.84
D | 4002 | 2021-06-22 | 20 | ON | 23.89 | 6.46 | 0.24 | 0.15 | 0.07 | 0.42 | 0 | -0.02 | -0.18 | -0.04 | 0 |  | 0.39 | 0.35 | 0.23 | 31.96 | 1503.168 | 0.88
D | 4002 | 2021-06-22 | 21 | ON | 21.78 | 6.46 | 0.24 | 0.15 | 0.12 | 0.42 | 0 | 0.01 | -0.13 | -0.04 | 0 |  | 0.39 | 0.35 | 0.23 | 29.98 | 1446.357 | 0.93
D | 4002 | 2021-06-22 | 22 | ON | 20.54 | 6.46 | 0.24 | 0.15 | 0.15 | 0.44 | 0 | -0.01 | -0.11 | -0.04 | 0 |  | 0.39 | 0.35 | 0.23 | 28.79 | 1358.447 | 0.98
D | 4002 | 2021-06-22 | 23 | ON | 19.57 | 6.46 | 0.24 | 0.15 | 0.14 | 0.49 | 0 | -0.05 | -0.08 | -0.04 | 0 |  | 0.39 | 0.35 | 0.23 | 27.85 | 1235.9 | 1.02
D | 4002 | 2021-06-22 | 24 | OFF | 19.81 | 6.46 | 0.24 | 0.15 | 0.11 | 0 | 0 | -0.03 | -0.08 | -0.04 | 0 |  | 0.39 | 0.35 | 0.23 | 27.59 | 1126.066 | 0.5
D | 4002 | 2021-06-23 | 1 | OFF | 22.12 | 6.46 | 0.31 | 0.01 | 0.03 | 0 | 0 | -0.09 | -0.11 | -0.04 | 0 |  | 0.39 | 0.35 | 0.23 | 29.66 | 1044.587 | 0.35
D | 4002 | 2021-06-23 | 2 | OFF | 21.99 | 6.46 | 0.31 | 0.01 | 0.03 | 0 | 0 | 0.03 | -0.02 | -0.04 | 0 |  | 0.39 | 0.35 | 0.23 | 29.74 | 992.789 | 0.35
D | 4002 | 2021-06-23 | 3 | OFF | 20.76 | 6.46 | 0.31 | 0.01 | 0.03 | 0 | 0 | 0.02 | -0.05 | -0.04 | 0 |  | 0.39 | 0.35 | 0.23 | 28.47 | 962.109 | 0.35
D | 4002 | 2021-06-23 | 4 | OFF | 20.01 | 6.46 | 0.31 | 0.01 | 0.05 | 0 | 0 | -0.02 | -0.05 | -0.04 | 0 |  | 0.39 | 0.35 | 0.23 | 27.7 | 955.794 | 0.37
D | 4002 | 2021-06-23 | 5 | OFF | 20.04 | 6.46 | 0.31 | 0.01 | 0.05 | 0 | 0 | 0.03 | -0.06 | -0.04 | 0 |  | 0.39 | 0.35 | 0.23 | 27.77 | 976.861 | 0.37
D | 4002 | 2021-06-23 | 6 | OFF | 20.19 | 6.46 | 0.31 | 0.01 | 0.26 | 0 | 0 | -0.01 | -0.05 | -0.04 | 0 |  | 0.39 | 0.35 | 0.23 | 28.1 | 1035.707 | 0.58
D | 4002 | 2021-06-23 | 7 | OFF | 21.87 | 6.46 | 0.31 | 0.01 | 0.26 | 0 | 0 | -0.04 | -0.07 | -0.04 | 0 |  | 0.39 | 0.35 | 0.23 | 29.73 | 1145.576 | 0.58
D | 4002 | 2021-06-23 | 8 | ON | 21.65 | 6.46 | 0.31 | 0.01 | 0.3 | 0.53 | 0 | -0.01 | -0.12 | -0.04 | 0 |  | 0.39 | 0.35 | 0.23 | 30.06 | 1245.632 | 1.15
D | 4002 | 2021-06-23 | 9 | ON | 21.11 | 6.46 | 0.31 | 0.01 | 0.14 | 0.51 | 0 | 0.01 | -0.09 | -0.04 | 0 |  | 0.39 | 0.35 | 0.23 | 29.39 | 1301.573 | 0.97
D | 4002 | 2021-06-23 | 10 | ON | 20.66 | 6.46 | 0.31 | 0.01 | 0.11 | 0.51 | 0 | -0.01 | -0.1 | -0.04 | 0 |  | 0.39 | 0.35 | 0.23 | 28.88 | 1324.853 | 0.94
D | 4002 | 2021-06-23 | 11 | ON | 21.9 | 6.46 | 0.31 | 0.01 | 0.16 | 0.5 | 0 | -0.05 | -0.06 | -0.04 | 0 |  | 0.39 | 0.35 | 0.23 | 30.16 | 1344.336 | 0.98
D | 4002 | 2021-06-23 | 12 | ON | 22.88 | 6.46 | 0.31 | 0.01 | 0.15 | 0.5 | 0 | 0.01 | -0.12 | -0.04 | 0 |  | 0.39 | 0.35 | 0.23 | 31.13 | 1364.5 | 0.97
D | 4002 | 2021-06-23 | 13 | ON | 23.38 | 6.46 | 0.31 | 0.01 | 0.07 | 0.49 | 0 | -0.02 | -0.1 | -0.04 | 0 |  | 0.39 | 0.35 | 0.23 | 31.53 | 1370.028 | 0.88
D | 4002 | 2021-06-23 | 14 | ON | 23.82 | 6.46 | 0.31 | 0.01 | 0.05 | 0.48 | 0 | 0.02 | -0.09 | -0.04 | 0 |  | 0.39 | 0.35 | 0.23 | 31.99 | 1393.868 | 0.85
D | 4002 | 2021-06-23 | 15 | ON | 24.29 | 6.46 | 0.31 | 0.01 | 0.05 | 0.47 | 0 | -0.01 | -0.07 | -0.04 | 0 |  | 0.39 | 0.35 | 0.23 | 32.44 | 1398.585 | 0.84
D | 4002 | 2021-06-23 | 16 | ON | 25.3 | 6.46 | 0.31 | 0.01 | 0.1 | 0.46 | 0 | 0.01 | -0.07 | -0.04 | 0 |  | 0.39 | 0.35 | 0.23 | 33.51 | 1403.642 | 0.88
D | 4002 | 2021-06-23 | 17 | ON | 31.47 | 6.46 | 0.31 | 0.01 | 0.09 | 0.45 | 0.04 | 0.01 | -0.01 | -0.04 | 0 |  | 0.39 | 0.35 | 0.23 | 39.76 | 1421.983 | 0.9
D | 4002 | 2021-06-23 | 18 | ON | 35.88 | 6.46 | 0.31 | 0.01 | 0.08 | 0.44 | 0 | -0.05 | -0.13 | -0.04 | 0 |  | 0.39 | 0.35 | 0.23 | 43.93 | 1457.362 | 0.84
D | 4002 | 2021-06-23 | 19 | ON | 40.42 | 6.46 | 0.31 | 0.01 | 0.08 | 0.43 | 0.02 | -0.01 | -0.17 | -0.04 | 0 |  | 0.39 | 0.35 | 0.23 | 48.48 | 1458.209 | 0.85
D | 4002 | 2021-06-23 | 20 | ON | 41.1 | 6.46 | 0.31 | 0.01 | 0.11 | 0.44 | 0.06 | -0.03 | -0.13 | -0.04 | 0 |  | 0.39 | 0.35 | 0.23 | 49.26 | 1422.826 | 0.93
D | 4002 | 2021-06-23 | 21 | ON | 35.64 | 6.46 | 0.31 | 0.01 | 0.11 | 0.45 | 0.14 | -0.01 | -0.12 | -0.04 | 0 |  | 0.39 | 0.35 | 0.23 | 43.92 | 1375.609 | 1.02
D | 4002 | 2021-06-23 | 22 | ON | 26.43 | 6.46 | 0.31 | 0.01 | 0.09 | 0.47 | 0.02 | -0.01 | -0.07 | -0.04 | 0 |  | 0.39 | 0.35 | 0.23 | 34.64 | 1309.697 | 0.9
D | 4002 | 2021-06-23 | 23 | ON | 24.78 | 6.46 | 0.31 | 0.01 | 0.13 | 0.51 | 0 | 0 | -0.04 | -0.04 | 0 |  | 0.39 | 0.35 | 0.23 | 33.09 | 1183.76 | 0.96
D | 4002 | 2021-06-23 | 24 | OFF | 25.08 | 6.46 | 0.31 | 0.01 | 0.12 | 0 | 0 | -0.03 | 0.24 | -0.04 | 0 |  | 0.39 | 0.35 | 0.23 | 33.12 | 1067.529 | 0.44
D | 4002 | 2021-06-24 | 1 | OFF | 23.18 | 6.46 | 0.19 | 0.04 | 0.09 | 0 | 0 | -0.01 | 0.09 | -0.04 | 0 |  | 0.39 | 0.35 | 0.23 | 30.97 | 991.193 | 0.32
D | 4002 | 2021-06-24 | 2 | OFF | 22.81 | 6.46 | 0.19 | 0.04 | 0.06 | 0 | 0 | -0.05 | -0.02 | -0.04 | 0 |  | 0.39 | 0.35 | 0.23 | 30.42 | 942.829 | 0.29
D | 4002 | 2021-06-24 | 3 | OFF | 21.94 | 6.46 | 0.19 | 0.04 | 0.11 | 0 | 0 | -0.03 | -0.01 | -0.04 | 0 |  | 0.39 | 0.35 | 0.23 | 29.63 | 917.309 | 0.34
D | 4002 | 2021-06-24 | 4 | OFF | 21.62 | 6.46 | 0.19 | 0.04 | 0.19 | 0 | 0 | -0.03 | -0.02 | -0.04 | 0 |  | 0.39 | 0.35 | 0.23 | 29.38 | 914.198 | 0.42
D | 4002 | 2021-06-24 | 5 | OFF | 21.77 | 6.46 | 0.19 | 0.04 | 0.17 | 0 | 0 | -0.03 | -0.01 | -0.04 | 0 |  | 0.39 | 0.35 | 0.23 | 29.52 | 940.328 | 0.4
D | 4002 | 2021-06-24 | 6 | OFF | 23.39 | 6.46 | 0.19 | 0.04 | 0.14 | 0 | 0 | -0.03 | -0.03 | -0.04 | 0 |  | 0.39 | 0.35 | 0.23 | 31.09 | 1001.705 | 0.37
D | 4002 | 2021-06-24 | 7 | OFF | 33.36 | 6.46 | 0.19 | 0.04 | 0.46 | 0 | 0.12 | -0.06 | 0.03 | -0.04 | 0 |  | 0.39 | 0.35 | 0.23 | 41.53 | 1114.209 | 0.81
D | 4002 | 2021-06-24 | 8 | ON | 38.35 | 6.46 | 0.19 | 0.04 | 0.54 | 0.51 | 0.07 | 0.01 | -0.39 | -0.04 | 0 |  | 0.39 | 0.35 | 0.23 | 46.71 | 1218.073 | 1.35
D | 4002 | 2021-06-24 | 9 | ON | 36.19 | 6.46 | 0.19 | 0.04 | 0.22 | 0.49 | 0.54 | 0.01 | -0.44 | -0.04 | -0.01 |  | 0.39 | 0.35 | 0.23 | 44.62 | 1285.095 | 1.47
D | 4002 | 2021-06-24 | 10 | ON | 22.95 | 6.46 | 0.19 | 0.04 | 0.12 | 0.4 | 0 | -0.01 | -0.19 | -0.04 | -0.01 |  | 0.39 | 0.35 | 0.23 | 30.88 | 1324.845 | 0.74
D | 4002 | 2021-06-24 | 11 | ON | 28.07 | 6.46 | 0.19 | 0.04 | 0.12 | 0.4 | 0.05 | 0.01 | -0.14 | -0.04 | 0 |  | 0.39 | 0.35 | 0.23 | 36.13 | 1354.849 | 0.8
D | 4002 | 2021-06-24 | 12 | ON | 28.06 | 6.46 | 0.19 | 0.04 | 0.08 | 0.47 | 0.05 | 0.01 | -0.15 | -0.04 | 0 |  | 0.39 | 0.35 | 0.23 | 36.14 | 1376.218 | 0.83
D | 4002 | 2021-06-24 | 13 | ON | 25.78 | 6.46 | 0.19 | 0.04 | 0.06 | 0.46 | 0 | 0.03 | -0.14 | -0.04 | 0 |  | 0.39 | 0.35 | 0.23 | 33.81 | 1394.855 | 0.75
D | 4002 | 2021-06-24 | 14 | ON | 25.08 | 6.46 | 0.19 | 0.04 | 0.13 | 0.46 | 0 | -0.01 | -0.13 | -0.04 | 0 |  | 0.39 | 0.35 | 0.23 | 33.15 | 1425.189 | 0.82
D | 4002 | 2021-06-24 | 15 | ON | 22.08 | 6.46 | 0.19 | 0.04 | 0.15 | 0.45 | 0 | -0.02 | -0.08 | -0.04 | 0 |  | 0.39 | 0.35 | 0.23 | 30.2 | 1444.073 | 0.83
D | 4002 | 2021-06-24 | 16 | ON | 21.83 | 6.46 | 0.19 | 0.04 | 0.13 | 0.44 | 0 | 0.02 | -0.14 | -0.04 | 0 |  | 0.39 | 0.35 | 0.23 | 29.9 | 1468.048 | 0.8
D | 4002 | 2021-06-24 | 17 | ON | 25.51 | 6.46 | 0.19 | 0.04 | 0.07 | 0.42 | 0 | -0.02 | -0.15 | -0.04 | 0 |  | 0.39 | 0.35 | 0.23 | 33.45 | 1489.942 | 0.72
D | 4002 | 2021-06-24 | 18 | ON | 33.53 | 6.46 | 0.19 | 0.04 | 0.07 | 0.41 | 0.08 | 0 | -0.14 | -0.04 | 0 |  | 0.39 | 0.35 | 0.23 | 41.57 | 1511.006 | 0.79
D | 4002 | 2021-06-24 | 19 | ON | 42.11 | 6.46 | 0.19 | 0.04 | 0.14 | 0.41 | 0.06 | 0.01 | -0.19 | -0.04 | 0 |  | 0.39 | 0.35 | 0.23 | 50.16 | 1495.333 | 0.84
D | 4002 | 2021-06-24 | 20 | ON | 40.54 | 6.46 | 0.19 | 0.04 | 0.13 | 0.42 | 0.09 | 0.02 | -0.09 | -0.04 | 0 |  | 0.39 | 0.35 | 0.23 | 48.73 | 1441.932 | 0.87
D | 4002 | 2021-06-24 | 21 | ON | 36.46 | 6.46 | 0.19 | 0.04 | 0.16 | 0.44 | 0.2 | 0 | -0.11 | -0.04 | 0 |  | 0.39 | 0.35 | 0.23 | 44.77 | 1390.502 | 1.03
D | 4002 | 2021-06-24 | 22 | ON | 35.58 | 6.46 | 0.19 | 0.04 | 0.17 | 0.46 | 0.14 | -0.02 | -0.07 | -0.04 | 0 |  | 0.39 | 0.35 | 0.23 | 43.88 | 1324.785 | 1
D | 4002 | 2021-06-24 | 23 | ON | 31.36 | 6.46 | 0.19 | 0.04 | 0.3 | 0.49 | 0.06 | -0.01 | -0.06 | -0.04 | 0 |  | 0.39 | 0.35 | 0.23 | 39.76 | 1201.764 | 1.08
D | 4002 | 2021-06-24 | 24 | OFF | 39.51 | 6.46 | 0.19 | 0.04 | 0.67 | 0 | 0.18 | -0.02 | 0.08 | -0.04 | 0 |  | 0.39 | 0.35 | 0.23 | 48.04 | 1082.934 | 1.08
D | 4002 | 2021-06-25 | 1 | OFF | 31.05 | 6.46 | 0.23 | 0.04 | 0.25 | 0 | 0.01 | -0.01 | 0 | -0.04 | 0 |  | 0.39 | 0.35 | 0.23 | 38.96 | 1006.038 | 0.53
D | 4002 | 2021-06-25 | 2 | OFF | 26.63 | 6.46 | 0.23 | 0.04 | 0.09 | 0 | 0 | -0.02 | -0.05 | -0.04 | 0 |  | 0.39 | 0.35 | 0.23 | 34.31 | 960.06 | 0.36
D | 4002 | 2021-06-25 | 3 | OFF | 24.76 | 6.46 | 0.23 | 0.04 | 0.06 | 0 | 0 | 0.04 | -0.06 | -0.04 | 0 |  | 0.39 | 0.35 | 0.23 | 32.46 | 936.965 | 0.33
D | 4002 | 2021-06-25 | 4 | OFF | 23.94 | 6.46 | 0.23 | 0.04 | 0.03 | 0 | 0 | 0.02 | -0.05 | -0.04 | 0 |  | 0.39 | 0.35 | 0.23 | 31.6 | 933.206 | 0.3
D | 4002 | 2021-06-25 | 5 | OFF | 24.42 | 6.46 | 0.23 | 0.04 | 0.02 | 0 | 0 | -0.02 | -0.05 | -0.04 | 0 |  | 0.39 | 0.35 | 0.23 | 32.03 | 958.815 | 0.29
D | 4002 | 2021-06-25 | 6 | OFF | 28.95 | 6.46 | 0.23 | 0.04 | 0.17 | 0 | 0 | 0.03 | 0.02 | -0.04 | 0 |  | 0.39 | 0.35 | 0.23 | 36.83 | 1023.445 | 0.44
D | 4002 | 2021-06-25 | 7 | OFF | 25.51 | 6.46 | 0.23 | 0.04 | 0.31 | 0 | 0.01 | 0 | -0.1 | -0.04 | 0 |  | 0.39 | 0.35 | 0.23 | 33.39 | 1133.964 | 0.59
D | 4002 | 2021-06-25 | 8 | ON | 30.93 | 6.46 | 0.23 | 0.04 | 0.3 | 0.49 | 0 | -0.01 | -0.01 | -0.04 | 0 |  | 0.39 | 0.35 | 0.23 | 39.36 | 1237.454 | 1.06
D | 4002 | 2021-06-25 | 9 | ON | 44.94 | 6.46 | 0.23 | 0.04 | 0.21 | 0.46 | 0.05 | -0.01 | -0.11 | -0.04 | 0 |  | 0.39 | 0.35 | 0.23 | 53.2 | 1311.664 | 0.99
D | 4002 | 2021-06-25 | 10 | ON | 41.58 | 6.46 | 0.23 | 0.04 | 0.21 | 0.45 | 0.11 | 0.1 | -0.09 | -0.04 | 0 |  | 0.39 | 0.35 | 0.23 | 50.02 | 1348.23 | 1.04
D | 4002 | 2021-06-25 | 11 | ON | 49.98 | 6.46 | 0.23 | 0.04 | 0.27 | 0.44 | 0 | -0.02 | -0.1 | -0.04 | 0 |  | 0.39 | 0.35 | 0.23 | 58.23 | 1376.425 | 0.98
D | 4002 | 2021-06-25 | 12 | ON | 43.17 | 6.46 | 0.23 | 0.04 | 0.11 | 0.44 | 0.14 | 0.04 | -0.12 | -0.04 | 0 |  | 0.39 | 0.35 | 0.23 | 51.44 | 1399.317 | 0.96
D | 4002 | 2021-06-25 | 13 | ON | 28.72 | 6.46 | 0.23 | 0.04 | 0.16 | 0.44 | 0.06 | 0.04 | -0.14 | -0.04 | 0 |  | 0.39 | 0.35 | 0.23 | 36.94 | 1408.037 | 0.93
D | 4002 | 2021-06-25 | 14 | ON | 26.87 | 6.46 | 0.23 | 0.04 | 0.06 | 0.44 | 0 | 0.01 | -0.12 | -0.04 | 0 |  | 0.39 | 0.35 | 0.23 | 34.92 | 1409.137 | 0.77
D | 4002 | 2021-06-25 | 15 | ON | 25.9 | 6.46 | 0.23 | 0.04 | 0.04 | 0.44 | 0 | 0.03 | -0.17 | -0.04 | 0 |  | 0.39 | 0.35 | 0.23 | 33.9 | 1401.909 | 0.75
D | 4002 | 2021-06-25 | 16 | ON | 28.95 | 6.46 | 0.23 | 0.04 | 0.06 | 0.44 | 0 | -0.02 | -0.17 | -0.04 | 0 |  | 0.39 | 0.35 | 0.23 | 36.92 | 1384.764 | 0.77
D | 4002 | 2021-06-25 | 17 | ON | 33.27 | 6.46 | 0.23 | 0.04 | 0.08 | 0.43 | 0 | 0.03 | -0.17 | -0.04 | 0 |  | 0.39 | 0.35 | 0.23 | 41.3 | 1390.64 | 0.78
D | 4002 | 2021-06-25 | 18 | ON | 30.68 | 6.46 | 0.23 | 0.04 | 0.06 | 0.42 | 0 | 0.02 | -0.21 | -0.04 | 0 |  | 0.39 | 0.35 | 0.23 | 38.63 | 1398.812 | 0.75
D | 4002 | 2021-06-25 | 19 | ON | 30.8 | 6.46 | 0.23 | 0.04 | 0.09 | 0.42 | 0 | 0.04 | -0.23 | -0.04 | 0 |  | 0.39 | 0.35 | 0.23 | 38.78 | 1391.874 | 0.78
D | 4002 | 2021-06-25 | 20 | ON | 26.76 | 6.46 | 0.23 | 0.04 | 0.06 | 0.43 | 0 | 0 | -0.21 | -0.04 | 0 |  | 0.39 | 0.35 | 0.23 | 34.7 | 1365.966 | 0.76
D | 4002 | 2021-06-25 | 21 | ON | 25.72 | 6.46 | 0.23 | 0.04 | 0.04 | 0.44 | 0 | -0.02 | -0.19 | -0.04 | 0 |  | 0.39 | 0.35 | 0.23 | 33.65 | 1344.031 | 0.75
D | 4002 | 2021-06-25 | 22 | ON | 24.7 | 6.46 | 0.23 | 0.04 | 0.04 | 0.45 | 0 | 0 | -0.12 | -0.04 | 0 |  | 0.39 | 0.35 | 0.23 | 32.73 | 1299.55 | 0.76
D | 4002 | 2021-06-25 | 23 | ON | 25.33 | 6.46 | 0.23 | 0.04 | 0.17 | 0.48 | 0 | -0.07 | -0.13 | -0.04 | 0 |  | 0.39 | 0.35 | 0.23 | 33.44 | 1205.11 | 0.92
D | 4002 | 2021-06-25 | 24 | OFF | 24.86 | 6.46 | 0.23 | 0.04 | 0.11 | 0 | 0 | -0.02 | -0.1 | -0.04 | 0 |  | 0.39 | 0.35 | 0.23 | 32.51 | 1108.347 | 0.38
D | 4002 | 2021-06-26 | 1 | OFF | 24.83 | 6.46 | 0.18 | 0.01 | 0.05 | 0 | 0 | -0.03 | -0.13 | -0.04 | 0 |  | 0.39 | 0.35 | 0.23 | 32.3 | 1032.741 | 0.24
D | 4002 | 2021-06-26 | 2 | OFF | 23.44 | 6.46 | 0.18 | 0.01 | 0.04 | 0 | 0 | 0.03 | -0.11 | -0.04 | 0 |  | 0.39 | 0.35 | 0.23 | 30.98 | 987.887 | 0.23
D | 4002 | 2021-06-26 | 3 | OFF | 22.76 | 6.46 | 0.18 | 0.01 | 0.12 | 0 | 0 | 0 | -0.12 | -0.04 | 0 |  | 0.39 | 0.35 | 0.23 | 30.34 | 959.314 | 0.31
D | 4002 | 2021-06-26 | 4 | OFF | 22.41 | 6.46 | 0.18 | 0.01 | 0.11 | 0 | 0 | -0.01 | -0.11 | -0.04 | 0 |  | 0.39 | 0.35 | 0.23 | 29.98 | 948.325 | 0.3
D | 4002 | 2021-06-26 | 5 | OFF | 21.64 | 6.46 | 0.18 | 0.01 | 0.02 | 0 | 0 | -0.01 | -0.11 | -0.04 | 0 |  | 0.39 | 0.35 | 0.23 | 29.12 | 952.576 | 0.21
D | 4002 | 2021-06-26 | 6 | OFF | 22.86 | 6.46 | 0.18 | 0.01 | 0 | 0 | 0 | 0.04 | -0.12 | -0.04 | 0 |  | 0.39 | 0.35 | 0.23 | 30.36 | 978.821 | 0.19
D | 4002 | 2021-06-26 | 7 | OFF | 23.1 | 6.46 | 0.18 | 0.01 | 0.09 | 0 | 0 | 0 | -0.12 | -0.04 | 0 |  | 0.39 | 0.35 | 0.23 | 30.65 | 1034.693 | 0.28
D | 4002 | 2021-06-26 | 8 | OFF | 22.56 | 6.46 | 0.18 | 0.01 | 0.1 | 0 | 0 | 0 | -0.11 | -0.04 | 0 |  | 0.39 | 0.35 | 0.23 | 30.13 | 1121.169 | 0.29
D | 4002 | 2021-06-26 | 9 | OFF | 27.45 | 6.46 | 0.18 | 0.01 | 0.15 | 0 | 0 | 0.03 | -0.1 | -0.04 | 0 |  | 0.39 | 0.35 | 0.23 | 35.11 | 1218.568 | 0.34
D | 4002 | 2021-06-26 | 10 | OFF | 25.34 | 6.46 | 0.18 | 0.01 | 0.13 | 0 | 0 | 0.03 | -0.15 | -0.04 | 0 |  | 0.39 | 0.35 | 0.23 | 32.93 | 1306.881 | 0.32
D | 4002 | 2021-06-26 | 11 | OFF | 30.26 | 6.46 | 0.18 | 0.01 | 0.1 | 0 | 0 | 0.01 | -0.15 | -0.04 | 0 |  | 0.39 | 0.35 | 0.23 | 37.8 | 1382.131 | 0.29
D | 4002 | 2021-06-26 | 12 | OFF | 31.63 | 6.46 | 0.18 | 0.01 | 0.09 | 0 | 0 | 0.03 | -0.14 | -0.04 | 0 |  | 0.39 | 0.35 | 0.23 | 39.19 | 1451.892 | 0.28
D | 4002 | 2021-06-26 | 13 | OFF | 32.34 | 6.46 | 0.18 | 0.01 | 0.08 | 0 | 0 | 0.01 | -0.15 | -0.04 | 0 |  | 0.39 | 0.35 | 0.23 | 39.86 | 1506.02 | 0.27
D | 4002 | 2021-06-26 | 14 | OFF | 32.51 | 6.46 | 0.18 | 0.01 | 0.07 | 0 | 0 | 0.01 | -0.16 | -0.04 | 0 |  | 0.39 | 0.35 | 0.23 | 40.01 | 1549.854 | 0.26
D | 4002 | 2021-06-26 | 15 | OFF | 39.73 | 6.46 | 0.18 | 0.01 | 0.14 | 0 | 0.02 | -0.01 | -0.13 | -0.04 | 0 |  | 0.39 | 0.35 | 0.23 | 47.33 | 1585.301 | 0.35
D | 4002 | 2021-06-26 | 16 | OFF | 42.34 | 6.46 | 0.18 | 0.01 | 0.12 | 0 | 0.04 | 0.04 | -0.2 | -0.04 | 0 |  | 0.39 | 0.35 | 0.23 | 49.92 | 1597.222 | 0.35
D | 4002 | 2021-06-26 | 17 | OFF | 42.2 | 6.46 | 0.18 | 0.01 | 0.1 | 0 | 0.01 | -0.01 | -0.17 | -0.04 | 0 |  | 0.39 | 0.35 | 0.23 | 49.71 | 1610.267 | 0.3
D | 4002 | 2021-06-26 | 18 | OFF | 41.79 | 6.46 | 0.18 | 0.01 | 0.11 | 0 | 0 | 0.01 | -0.23 | -0.04 | 0 |  | 0.39 | 0.35 | 0.23 | 49.26 | 1631.117 | 0.3
D | 4002 | 2021-06-26 | 19 | OFF | 40.17 | 6.46 | 0.18 | 0.01 | 0.12 | 0 | 0 | 0.01 | -0.24 | -0.04 | 0 |  | 0.39 | 0.35 | 0.23 | 47.64 | 1632.383 | 0.31
D | 4002 | 2021-06-26 | 20 | OFF | 38.03 | 6.46 | 0.18 | 0.01 | 0.11 | 0 | 0 | -0.02 | -0.21 | -0.04 | 0 |  | 0.39 | 0.35 | 0.23 | 45.49 | 1614.953 | 0.3
D | 4002 | 2021-06-26 | 21 | OFF | 36.86 | 6.46 | 0.18 | 0.01 | 0.07 | 0 | 0 | 0 | -0.18 | -0.04 | 0 |  | 0.39 | 0.35 | 0.23 | 44.33 | 1599.03 | 0.26
D | 4002 | 2021-06-26 | 22 | OFF | 33.5 | 6.46 | 0.18 | 0.01 | 0.07 | 0 | 0 | 0 | -0.17 | -0.04 | 0 |  | 0.39 | 0.35 | 0.23 | 40.98 | 1556.638 | 0.26
D | 4002 | 2021-06-26 | 23 | OFF | 29.92 | 6.46 | 0.18 | 0.01 | 0.1 | 0 | 0 | -0.02 | -0.2 | -0.04 | 0 |  | 0.39 | 0.35 | 0.23 | 37.38 | 1454.697 | 0.29
D | 4002 | 2021-06-26 | 24 | OFF | 29.55 | 6.46 | 0.18 | 0.01 | 0.09 | 0 | 0 | -0.01 | -0.2 | -0.04 | 0 |  | 0.39 | 0.35 | 0.23 | 37.01 | 1342.493 | 0.28
D | 4002 | 2021-06-27 | 1 | OFF | 29.72 | 6.46 | 0.43 | 0.07 | 0.08 | 0 | 0 | -0.07 | -0.16 | -0.04 | 0 |  | 0.39 | 0.35 | 0.23 | 37.46 | 1257.588 | 0.58
D | 4002 | 2021-06-27 | 2 | OFF | 29.95 | 6.46 | 0.43 | 0.07 | 0.01 | 0 | 0 | 0.04 | -0.12 | -0.04 | 0 |  | 0.39 | 0.35 | 0.23 | 37.77 | 1202.327 | 0.51
D | 4002 | 2021-06-27 | 3 | OFF | 28.54 | 6.46 | 0.43 | 0.07 | 0 | 0 | 0 | -0.01 | -0.12 | -0.04 | 0 |  | 0.39 | 0.35 | 0.23 | 36.3 | 1162.381 | 0.5
D | 4002 | 2021-06-27 | 4 | OFF | 27.24 | 6.46 | 0.43 | 0.07 | 0 | 0 | 0 | -0.05 | -0.11 | -0.04 | 0 |  | 0.39 | 0.35 | 0.23 | 34.97 | 1142.052 | 0.5
D | 4002 | 2021-06-27 | 5 | OFF | 24.5 | 6.46 | 0.43 | 0.07 | 0.05 | 0 | 0 | -0.03 | -0.09 | -0.04 | 0 |  | 0.39 | 0.35 | 0.23 | 32.32 | 1137.076 | 0.55
D | 4002 | 2021-06-27 | 6 | OFF | -14.06 | 6.46 | 0.43 | 0.07 | 0.05 | 0 | 0 | -0.04 | -0.27 | -0.04 | 0 |  | 0.39 | 0.35 | 0.23 | -6.43 | 1142.154 | 0.55
D | 4002 | 2021-06-27 | 7 | OFF | 18.27 | 6.46 | 0.43 | 0.07 | 0.29 | 0 | 0 | 0.01 | -0.08 | -0.04 | 0 |  | 0.39 | 0.35 | 0.23 | 26.38 | 1194.144 | 0.79
D | 4002 | 2021-06-27 | 8 | OFF | 24.46 | 6.46 | 0.43 | 0.07 | 0.15 | 0 | 0 | -0.02 | -0.22 | -0.04 | 0 |  | 0.39 | 0.35 | 0.23 | 32.26 | 1305.731 | 0.65
D | 4002 | 2021-06-27 | 9 | OFF | 20.55 | 6.46 | 0.43 | 0.07 | 0.1 | 0 | 0 | 0.04 | -0.24 | -0.04 | 0 |  | 0.39 | 0.35 | 0.23 | 28.34 | 1442.125 | 0.6
D | 4002 | 2021-06-27 | 10 | OFF | 22.72 | 6.46 | 0.43 | 0.07 | 0.09 | 0 | 0 | 0.01 | -0.23 | -0.04 | 0 |  | 0.39 | 0.35 | 0.23 | 30.48 | 1574.752 | 0.59
D | 4002 | 2021-06-27 | 11 | OFF | 25.63 | 6.46 | 0.43 | 0.07 | 0.04 | 0 | 0 | 0 | -0.19 | -0.04 | 0 |  | 0.39 | 0.35 | 0.23 | 33.37 | 1691.243 | 0.54
D | 4002 | 2021-06-27 | 12 | OFF | 28.72 | 6.46 | 0.43 | 0.07 | 0.02 | 0 | 0 | -0.02 | -0.31 | -0.04 | 0 |  | 0.39 | 0.35 | 0.23 | 36.3 | 1783.473 | 0.52
D | 4002 | 2021-06-27 | 13 | OFF | 31.7 | 6.46 | 0.43 | 0.07 | 0.04 | 0 | 0 | 0 | -0.44 | -0.04 | 0 |  | 0.39 | 0.35 | 0.23 | 39.19 | 1856.965 | 0.54
D | 4002 | 2021-06-27 | 14 | OFF | 32.95 | 6.46 | 0.43 | 0.07 | 0.05 | 0 | 0 | -0.04 | -0.33 | -0.04 | 0 |  | 0.39 | 0.35 | 0.23 | 40.52 | 1904.758 | 0.55
D | 4002 | 2021-06-27 | 15 | OFF | 34.17 | 6.46 | 0.43 | 0.07 | 0.05 | 0 | 0 | -0.01 | -0.31 | -0.04 | 0 |  | 0.39 | 0.35 | 0.23 | 41.79 | 1953.89 | 0.55
D | 4002 | 2021-06-27 | 16 | OFF | 35.14 | 6.46 | 0.43 | 0.07 | 0.07 | 0 | 0 | 0 | -0.33 | -0.04 | 0 |  | 0.39 | 0.35 | 0.23 | 42.77 | 2003.091 | 0.57
D | 4002 | 2021-06-27 | 17 | OFF | 42.16 | 6.46 | 0.43 | 0.07 | 0.05 | 0 | 0.01 | -0.02 | -0.46 | -0.04 | 0 |  | 0.39 | 0.35 | 0.23 | 49.63 | 2050.644 | 0.56
D | 4002 | 2021-06-27 | 18 | OFF | 66.75 | 6.46 | 0.43 | 0.07 | 0.16 | 0 | 0.28 | -0.13 | -0.67 | -0.04 | 0 |  | 0.39 | 0.35 | 0.23 | 74.28 | 2080.658 | 0.94
D | 4002 | 2021-06-27 | 19 | OFF | 59.71 | 6.46 | 0.43 | 0.07 | 0.14 | 0 | 0.04 | 0.02 | -0.66 | -0.04 | 0 |  | 0.39 | 0.35 | 0.23 | 67.14 | 2073.022 | 0.68
D | 4002 | 2021-06-27 | 20 | OFF | 52.46 | 6.46 | 0.43 | 0.07 | 0.06 | 0 | 0.08 | -0.04 | -0.54 | -0.04 | 0 |  | 0.39 | 0.35 | 0.23 | 59.91 | 2019.647 | 0.64
D | 4002 | 2021-06-27 | 21 | OFF | 63.35 | 6.46 | 0.43 | 0.07 | 0.07 | 0 | 0 | -0.05 | -0.6 | -0.04 | 0 |  | 0.39 | 0.35 | 0.23 | 70.66 | 1965.719 | 0.57
D | 4002 | 2021-06-27 | 22 | OFF | 55.73 | 6.46 | 0.43 | 0.07 | 0.07 | 0 | 0 | -0.02 | -0.48 | -0.04 | 0 |  | 0.39 | 0.35 | 0.23 | 63.19 | 1891.348 | 0.57
D | 4002 | 2021-06-27 | 23 | OFF | 46.81 | 6.46 | 0.43 | 0.07 | 0.23 | 0 | 0.02 | -0.02 | -0.17 | -0.04 | 0 |  | 0.39 | 0.35 | 0.23 | 54.76 | 1734.261 | 0.75
D | 4002 | 2021-06-27 | 24 | OFF | 38.42 | 6.46 | 0.43 | 0.07 | 0.17 | 0 | 0 | -0.04 | -0.3 | -0.04 | 0 |  | 0.39 | 0.35 | 0.23 | 46.14 | 1582.602 | 0.67
D | 4002 | 2021-06-28 | 1 | OFF | 36.01 | 6.46 | 2.58 | 0.3 | 0.16 | 0 | 0 | -0.08 | -0.34 | -0.04 | 0 |  | 0.39 | 0.35 | 0.23 | 46.02 | 1484.336 | 3.04
D | 4002 | 2021-06-28 | 2 | OFF | 35.6 | 6.46 | 2.58 | 0.3 | 0.06 | 0 | 0 | -0.03 | -0.27 | -0.04 | 0 |  | 0.39 | 0.35 | 0.23 | 45.63 | 1412.769 | 2.94
D | 4002 | 2021-06-28 | 3 | OFF | 32.4 | 6.46 | 2.58 | 0.3 | 0.05 | 0 | 0 | -0.03 | -0.26 | -0.04 | 0 |  | 0.39 | 0.35 | 0.23 | 42.43 | 1364.546 | 2.93
D | 4002 | 2021-06-28 | 4 | OFF | 30.33 | 6.46 | 2.58 | 0.3 | 0.02 | 0 | 0 | -0.02 | -0.24 | -0.04 | 0 |  | 0.39 | 0.35 | 0.23 | 40.36 | 1341.221 | 2.9
D | 4002 | 2021-06-28 | 5 | OFF | 30.71 | 6.46 | 2.58 | 0.3 | 0.03 | 0 | 0 | -0.02 | -0.24 | -0.04 | 0 |  | 0.39 | 0.35 | 0.23 | 40.75 | 1351.521 | 2.91
D | 4002 | 2021-06-28 | 6 | OFF | 33.42 | 6.46 | 2.58 | 0.3 | 0.1 | 0 | 0 | -0.02 | -0.22 | -0.04 | 0 |  | 0.39 | 0.35 | 0.23 | 43.55 | 1415.215 | 2.98
D | 4002 | 2021-06-28 | 7 | OFF | 37.34 | 6.46 | 2.58 | 0.3 | 0.19 | 0 | 0 | -0.04 | -0.32 | -0.04 | 0 |  | 0.39 | 0.35 | 0.23 | 47.44 | 1556.14 | 3.07
D | 4002 | 2021-06-28 | 8 | ON | 32.75 | 6.46 | 2.58 | 0.3 | 0.11 | 0.32 | 0 | -0.01 | -0.33 | -0.04 | 0 |  | 0.39 | 0.35 | 0.23 | 43.11 | 1730.884 | 3.31
D | 4002 | 2021-06-28 | 9 | ON | 38.92 | 6.46 | 2.58 | 0.3 | 0.17 | 0.29 | 0 | -0.01 | -0.45 | -0.04 | 0 |  | 0.39 | 0.35 | 0.23 | 49.19 | 1898.414 | 3.34
D | 4002 | 2021-06-28 | 10 | ON | 43.57 | 6.46 | 2.58 | 0.3 | 0.07 | 0.24 | 0 | 0.02 | -0.44 | -0.04 | 0 |  | 0.39 | 0.35 | 0.23 | 53.73 | 2030.122 | 3.19
D | 4002 | 2021-06-28 | 11 | ON | 50.39 | 6.46 | 2.58 | 0.3 | 0.05 | 0.23 | 0 | 0 | -0.45 | -0.04 | 0 |  | 0.39 | 0.35 | 0.23 | 60.49 | 2147.148 | 3.16
D | 4002 | 2021-06-28 | 12 | ON | 56.78 | 6.46 | 2.58 | 0.3 | 0.09 | 0.22 | 0.01 | -0.02 | -0.47 | -0.04 | 0 |  | 0.39 | 0.35 | 0.23 | 66.88 | 2250.132 | 3.2
D | 4002 | 2021-06-28 | 13 | ON | 70.56 | 6.46 | 2.58 | 0.3 | 0.12 | 0.23 | 0.22 | -0.09 | -0.52 | -0.04 | 0 |  | 0.39 | 0.35 | 0.23 | 80.79 | 2327.318 | 3.45
D | 4002 | 2021-06-28 | 14 | ON | 95.96 | 6.46 | 2.58 | 0.3 | 0.14 | 0.22 | 0.11 | -0.14 | -0.77 | -0.04 | 0 |  | 0.39 | 0.35 | 0.23 | 105.79 | 2382.569 | 3.35
D | 4002 | 2021-06-28 | 15 | ON | 128.32 | 6.46 | 2.58 | 0.3 | 0.16 | 0.16 | 0.78 | -0.15 | -0.81 | -0.04 | 0 |  | 0.39 | 0.35 | 0.23 | 138.73 | 2410.518 | 3.98
D | 4002 | 2021-06-28 | 16 | ON | 210.8 | 6.46 | 2.58 | 0.3 | 0.77 | -0.25 | 5.38 | 0.05 | -1.53 | -0.04 | -0.09 |  | 0.39 | 0.35 | 0.23 | 225.4 | 2418.537 | 8.69
D | 4002 | 2021-06-28 | 17 | ON | 193.82 | 6.46 | 2.58 | 0.3 | 0.49 | -0.02 | 2.9 | -0.11 | -1.02 | -0.04 | 0 |  | 0.39 | 0.35 | 0.23 | 206.33 | 2434.418 | 6.25
D | 4002 | 2021-06-28 | 18 | ON | 230.24 | 6.46 | 2.58 | 0.3 | 0.7 | 0.2 | 1.73 | -0.35 | -1.4 | -0.04 | 0 |  | 0.39 | 0.35 | 0.23 | 241.39 | 2446.172 | 5.51
D | 4002 | 2021-06-28 | 19 | ON | 176.03 | 6.46 | 2.58 | 0.3 | 0.53 | 0.2 | 1.48 | -0.21 | -1.28 | -0.04 | 0 |  | 0.39 | 0.35 | 0.23 | 187.02 | 2424.785 | 5.09
D | 4002 | 2021-06-28 | 20 | ON | 83.16 | 6.46 | 2.58 | 0.3 | 0.24 | 0.21 | 0.15 | -0.13 | -0.69 | -0.04 | 0 |  | 0.39 | 0.35 | 0.23 | 93.21 | 2350.261 | 3.48
D | 4002 | 2021-06-28 | 21 | ON | 74.27 | 6.46 | 2.58 | 0.3 | 0.21 | 0.22 | 0.22 | -0.04 | -0.66 | -0.04 | 0 |  | 0.39 | 0.35 | 0.23 | 84.49 | 2267.421 | 3.53
D | 4002 | 2021-06-28 | 22 | ON | 95.71 | 6.46 | 2.58 | 0.3 | 0.21 | 0.23 | 0.66 | -0.02 | -0.82 | -0.04 | 0 |  | 0.39 | 0.35 | 0.23 | 106.24 | 2140.199 | 3.98
D | 4002 | 2021-06-28 | 23 | ON | 74.2 | 6.46 | 2.58 | 0.3 | 0.24 | 0.25 | 0.45 | -0.03 | -0.55 | -0.04 | 0 |  | 0.39 | 0.35 | 0.23 | 84.83 | 1945.818 | 3.82
D | 4002 | 2021-06-28 | 24 | OFF | 61.78 | 6.46 | 2.58 | 0.3 | 0.38 | 0 | 0.03 | -0.06 | -0.4 | -0.04 | 0 |  | 0.39 | 0.35 | 0.23 | 72 | 1772.194 | 3.29
D | 4002 | 2021-06-29 | 1 | OFF | 47.06 | 6.46 | 0.36 | 0.07 | 0.17 | 0 | 0 | -0.1 | -0.41 | -0.04 | 0 |  | 0.39 | 0.35 | 0.23 | 54.54 | 1650.971 | 0.6
D | 4002 | 2021-06-29 | 2 | OFF | 44.43 | 6.46 | 0.36 | 0.07 | 0.05 | 0 | 0 | -0.04 | -0.42 | -0.04 | 0 |  | 0.39 | 0.35 | 0.23 | 51.84 | 1568.369 | 0.48
D | 4002 | 2021-06-29 | 3 | OFF | 42.36 | 6.46 | 0.36 | 0.07 | 0.03 | 0 | 0 | -0.07 | -0.38 | -0.04 | 0 |  | 0.39 | 0.35 | 0.23 | 49.76 | 1512.248 | 0.46
D | 4002 | 2021-06-29 | 4 | OFF | 33.28 | 6.46 | 0.36 | 0.07 | 0.1 | 0 | 0 | -0.05 | -0.28 | -0.04 | 0 |  | 0.39 | 0.35 | 0.23 | 40.87 | 1476.311 | 0.53
D | 4002 | 2021-06-29 | 5 | OFF | 31.95 | 6.46 | 0.36 | 0.07 | 0.07 | 0 | 0 | -0.06 | -0.3 | -0.04 | 0 |  | 0.39 | 0.35 | 0.23 | 39.48 | 1479.015 | 0.5
D | 4002 | 2021-06-29 | 6 | OFF | 34.28 | 6.46 | 0.36 | 0.07 | 0.09 | 0 | 0 | -0.09 | -0.28 | -0.04 | 0 |  | 0.39 | 0.35 | 0.23 | 41.82 | 1537.019 | 0.52
D | 4002 | 2021-06-29 | 7 | OFF | 40.86 | 6.46 | 0.36 | 0.07 | 0.27 | 0 | 0 | -0.02 | -0.44 | -0.04 | 0 |  | 0.39 | 0.35 | 0.23 | 48.49 | 1675.274 | 0.7
D | 4002 | 2021-06-29 | 8 | ON | 37.79 | 6.46 | 0.36 | 0.07 | 0.12 | 0.34 | 0 | -0.03 | -0.36 | -0.04 | 0 |  | 0.39 | 0.35 | 0.23 | 45.68 | 1862.246 | 0.89
D | 4002 | 2021-06-29 | 9 | ON | 39.97 | 6.46 | 0.36 | 0.07 | 0.05 | 0.31 | 0 | 0.02 | -0.48 | -0.04 | 0 |  | 0.39 | 0.35 | 0.23 | 47.69 | 2016.205 | 0.79
D | 4002 | 2021-06-29 | 10 | ON | 37.72 | 6.46 | 0.36 | 0.07 | 0.04 | 0.29 | 0 | 0.02 | -0.42 | -0.04 | 0 |  | 0.39 | 0.35 | 0.23 | 45.47 | 2130.738 | 0.76
D | 4002 | 2021-06-29 | 11 | ON | 51.79 | 6.46 | 0.36 | 0.07 | 0.05 | 0.27 | 0 | -0.04 | -0.49 | -0.04 | 0 |  | 0.39 | 0.35 | 0.23 | 59.4 | 2226.837 | 0.75
D | 4002 | 2021-06-29 | 12 | ON | 59.13 | 6.46 | 0.36 | 0.07 | 0.08 | 0.26 | 0.03 | -0.07 | -0.63 | -0.04 | 0 |  | 0.39 | 0.35 | 0.23 | 66.62 | 2312.904 | 0.8
D | 4002 | 2021-06-29 | 13 | ON | 73.05 | 6.46 | 0.36 | 0.07 | 0.14 | 0.25 | 0.1 | -0.11 | -0.75 | -0.04 | 0 |  | 0.39 | 0.35 | 0.23 | 80.5 | 2372.279 | 0.92
D | 4002 | 2021-06-29 | 14 | ON | 108.34 | 6.46 | 0.36 | 0.07 | 0.18 | 0.24 | 0 | -0.19 | -0.93 | -0.04 | 0 |  | 0.39 | 0.35 | 0.23 | 115.46 | 2421.458 | 0.85
D | 4002 | 2021-06-29 | 15 | ON | 123.84 | 6.46 | 0.36 | 0.07 | 0.31 | 0.24 | 0.56 | -0.18 | -0.63 | -0.04 | 0 |  | 0.39 | 0.35 | 0.23 | 131.96 | 2448.939 | 1.54
D | 4002 | 2021-06-29 | 16 | ON | 125.55 | 6.46 | 0.36 | 0.07 | 0.31 | 0.24 | 0.71 | -0.21 | 1.5 | -0.04 | 0 |  | 0.39 | 0.35 | 0.23 | 135.92 | 2462.235 | 1.69
D | 4002 | 2021-06-29 | 17 | ON | 125.25 | 6.46 | 0.36 | 0.07 | 1.05 | 0.21 | 1.08 | -0.16 | -1.16 | -0.04 | 0 |  | 0.39 | 0.35 | 0.23 | 134.09 | 2455.071 | 2.77
D | 4002 | 2021-06-29 | 18 | ON | 213.69 | 6.46 | 0.36 | 0.07 | 2.33 | 0.17 | 3.24 | -0.33 | -2.01 | -0.04 | 0 |  | 0.39 | 0.35 | 0.23 | 224.91 | 2442.101 | 6.17
D | 4002 | 2021-06-29 | 19 | ON | 179.62 | 6.46 | 0.36 | 0.07 | 2.47 | 0.24 | 0.68 | -0.07 | -1.79 | -0.04 | 0 |  | 0.39 | 0.35 | 0.23 | 188.97 | 2393.041 | 3.82
D | 4002 | 2021-06-29 | 20 | ON | 155.19 | 6.46 | 0.36 | 0.07 | 3.13 | 0.25 | 0.13 | -0.04 | -1.23 | -0.04 | 0 |  | 0.39 | 0.35 | 0.23 | 165.25 | 2312.881 | 3.94
D | 4002 | 2021-06-29 | 21 | ON | 101.04 | 6.46 | 0.36 | 0.07 | 0.75 | 0.26 | 0 | 0.07 | -0.88 | -0.04 | 0 |  | 0.39 | 0.35 | 0.23 | 109.06 | 2241.391 | 1.44
D | 4002 | 2021-06-29 | 22 | ON | 123.18 | 6.46 | 0.36 | 0.07 | 0.23 | 0.27 | 0.61 | -0.08 | -1.23 | -0.04 | 0 |  | 0.39 | 0.35 | 0.23 | 130.8 | 2121.33 | 1.54
D | 4002 | 2021-06-29 | 23 | ON | 59.51 | 6.46 | 0.36 | 0.07 | 0.32 | 0.3 | 0.01 | 0.05 | -0.52 | -0.04 | 0 |  | 0.39 | 0.35 | 0.23 | 67.49 | 1932.734 | 1.06
D | 4002 | 2021-06-29 | 24 | OFF | 51.81 | 6.46 | 0.36 | 0.07 | 0.14 | 0 | 0 | -0.05 | -0.51 | -0.04 | 0 |  | 0.39 | 0.35 | 0.23 | 59.21 | 1758.261 | 0.57
D | 4002 | 2021-06-30 | 1 | OFF | 53.24 | 6.46 | 0.4 | 0.05 | 0.09 | 0 | 0 | -0.08 | -0.57 | -0.04 | 0 |  | 0.39 | 0.35 | 0.23 | 60.52 | 1632.76 | 0.54
D | 4002 | 2021-06-30 | 2 | OFF | 52.03 | 6.46 | 0.4 | 0.05 | 0.05 | 0 | 0 | -0.07 | -0.55 | -0.04 | 0 |  | 0.39 | 0.35 | 0.23 | 59.3 | 1548.211 | 0.5
D | 4002 | 2021-06-30 | 3 | OFF | 49.36 | 6.46 | 0.4 | 0.05 | 0.03 | 0 | 0 | -0.06 | -0.51 | -0.04 | 0 |  | 0.39 | 0.35 | 0.23 | 56.66 | 1491.926 | 0.48
D | 4002 | 2021-06-30 | 4 | OFF | 47.18 | 6.46 | 0.4 | 0.05 | 0.01 | 0 | 0 | -0.03 | -0.46 | -0.04 | 0 |  | 0.39 | 0.35 | 0.23 | 54.54 | 1461.871 | 0.46
D | 4002 | 2021-06-30 | 5 | OFF | 44.17 | 6.46 | 0.4 | 0.05 | 0.04 | 0 | 0 | -0.02 | -0.41 | -0.04 | 0 |  | 0.39 | 0.35 | 0.23 | 51.62 | 1468.361 | 0.49
D | 4002 | 2021-06-30 | 6 | OFF | 50.14 | 6.46 | 0.4 | 0.05 | 0.11 | 0 | 0 | -0.06 | -0.46 | -0.04 | 0 |  | 0.39 | 0.35 | 0.23 | 57.57 | 1521.023 | 0.56
D | 4002 | 2021-06-30 | 7 | OFF | 89.49 | 6.46 | 0.4 | 0.05 | 0.84 | 0 | 0 | -0.06 | -0.01 | -0.04 | 0 |  | 0.39 | 0.35 | 0.23 | 98.1 | 1660.339 | 1.29
D | 4002 | 2021-06-30 | 8 | ON | 66.97 | 6.46 | 0.4 | 0.05 | 0.42 | 0.33 | 0 | 0 | -0.81 | -0.04 | 0 |  | 0.39 | 0.35 | 0.23 | 74.75 | 1843.64 | 1.2
D | 4002 | 2021-06-30 | 9 | ON | 52.7 | 6.46 | 0.4 | 0.05 | 0.17 | 0.31 | 0 | -0.01 | -0.56 | -0.04 | 0 |  | 0.39 | 0.35 | 0.23 | 60.45 | 1984.981 | 0.93
D | 4002 | 2021-06-30 | 10 | ON | 48.04 | 6.46 | 0.4 | 0.05 | 0.1 | 0.29 | 0 | 0 | -0.54 | -0.04 | 0 |  | 0.39 | 0.35 | 0.23 | 55.73 | 2077.462 | 0.84
D | 4002 | 2021-06-30 | 11 | ON | 52.4 | 6.46 | 0.4 | 0.05 | 0.09 | 0.28 | 0 | -0.04 | -0.75 | -0.04 | 0 |  | 0.39 | 0.35 | 0.23 | 59.82 | 2177.393 | 0.82
D | 4002 | 2021-06-30 | 12 | ON | 63.9 | 6.46 | 0.4 | 0.05 | 0.11 | 0.26 | 0 | -0.05 | -0.96 | -0.04 | 0 |  | 0.39 | 0.35 | 0.23 | 71.1 | 2267.289 | 0.82
D | 4002 | 2021-06-30 | 13 | ON | 71.99 | 6.46 | 0.4 | 0.05 | 0.11 | 0.26 | 0 | -0.04 | -0.88 | -0.04 | 0 |  | 0.39 | 0.35 | 0.23 | 79.28 | 2335.733 | 0.82
D | 4002 | 2021-06-30 | 14 | ON | 81.11 | 6.46 | 0.4 | 0.05 | 0.04 | 0.25 | 0.02 | -0.08 | -1.06 | -0.04 | 0 |  | 0.39 | 0.35 | 0.23 | 88.12 | 2402.343 | 0.76
D | 4002 | 2021-06-30 | 15 | ON | 110.47 | 6.46 | 0.4 | 0.05 | 0.13 | 0.24 | 0.31 | 0 | -1.33 | -0.04 | 0 |  | 0.39 | 0.35 | 0.23 | 117.66 | 2435.953 | 1.13
D | 4002 | 2021-06-30 | 16 | ON | 97.96 | 6.46 | 0.4 | 0.05 | 0.1 | 0.24 | 0.02 | -0.02 | -1.22 | -0.04 | 0 |  | 0.39 | 0.35 | 0.23 | 104.92 | 2417.571 | 0.81
D | 4002 | 2021-06-30 | 17 | ON | 118.83 | 6.46 | 0.4 | 0.05 | 0.15 | 0.22 | 0.9 | -0.15 | -1.13 | -0.04 | 0 |  | 0.39 | 0.35 | 0.23 | 126.66 | 2335.748 | 1.72
D | 4002 | 2021-06-30 | 18 | ON | 102.89 | 6.46 | 0.4 | 0.05 | 0.15 | 0.24 | 0.15 | 0.03 | -1.18 | -0.04 | 0 |  | 0.39 | 0.35 | 0.23 | 110.12 | 2126.95 | 0.99
D | 4002 | 2021-06-30 | 19 | ON | 68.85 | 6.46 | 0.4 | 0.05 | 0.1 | 0.26 | 0 | 0.14 | -0.95 | -0.04 | 0 |  | 0.39 | 0.35 | 0.23 | 76.24 | 2036.34 | 0.81
D | 4002 | 2021-06-30 | 20 | ON | 62.98 | 6.46 | 0.4 | 0.05 | 0.08 | 0.27 | 0.02 | 0.06 | -0.84 | -0.04 | 0 |  | 0.39 | 0.35 | 0.23 | 70.41 | 1982.025 | 0.82
D | 4002 | 2021-06-30 | 21 | ON | 53.72 | 6.46 | 0.4 | 0.05 | 0.1 | 0.28 | 0 | -0.01 | -0.66 | -0.04 | 0 |  | 0.39 | 0.35 | 0.23 | 61.27 | 1920.309 | 0.83
D | 4002 | 2021-06-30 | 22 | ON | 45.84 | 6.46 | 0.4 | 0.05 | 0.08 | 0.3 | 0 | -0.03 | -0.42 | -0.04 | 0 |  | 0.39 | 0.35 | 0.23 | 53.61 | 1812.006 | 0.83
D | 4002 | 2021-06-30 | 23 | ON | 42.09 | 6.46 | 0.4 | 0.05 | 0.14 | 0.33 | 0 | -0.06 | -0.51 | -0.04 | 0 |  | 0.39 | 0.35 | 0.23 | 49.83 | 1659.958 | 0.92
D | 4002 | 2021-06-30 | 24 | OFF | 40.63 | 6.46 | 0.4 | 0.05 | 0.12 | 0 | 0 | -0.03 | -0.46 | -0.04 | 0 |  | 0.39 | 0.35 | 0.23 | 48.1 | 1518.75 | 0.57
T | 720 lines

## whlsecost_hourly_4002_202107
C | Hourly Wholesale Load Cost Report
C | Filename: whlsecost_hourly_4002_202107.csv
C | Report for: 07 2021
C | Report generated: 04/08/2022 14:24:40 EDT
H | Location ID | Local Date | Local Hour | OnOffPeak | RTLMP | Capacity | First Contingency | Second Contingency | Regulation | Forward Reserves | Real-Time Reserves | Inadvertent | Marginal Loss Rev Fund | Auction Rev Rights | Real-Time Demand Reduction Cost | Price Responsive Demand Cost | ISO Sched 2 | ISO Sched 3 | NEPOOL Exp | Total Cost | RTLO | Total Ancillary & NCPC
H | Number | Date | Number | String | Number | Number | Number | Number | Number | Number | Number | Number | Number | Number | Number | Number | Number | Number | Number | Number | Number
D | 4002 | 2021-07-01 | 1 | OFF | 38.1 | 6.25 | 0.19 | 0.02 | 0.06 | 0 | 0 | -0.05 | -0.35 | -0.04 | 0 |  | 0.39 | 0.34 | 0.23 | 45.14 | 1418.204 | 0.27
D | 4002 | 2021-07-01 | 2 | OFF | 40.31 | 6.25 | 0.19 | 0.02 | 0.05 | 0 | 0 | -0.07 | -0.28 | -0.04 | 0 |  | 0.39 | 0.34 | 0.23 | 47.39 | 1353.346 | 0.26
D | 4002 | 2021-07-01 | 3 | OFF | 35.7 | 6.25 | 0.19 | 0.02 | 0.08 | 0 | 0 | -0.05 | -0.25 | -0.04 | 0 |  | 0.39 | 0.34 | 0.23 | 42.86 | 1310.709 | 0.29
D | 4002 | 2021-07-01 | 4 | OFF | 33.45 | 6.25 | 0.19 | 0.02 | 0.06 | 0 | 0 | -0.04 | -0.18 | -0.04 | 0 |  | 0.39 | 0.34 | 0.23 | 40.67 | 1290.593 | 0.27
D | 4002 | 2021-07-01 | 5 | OFF | 32.56 | 6.25 | 0.19 | 0.02 | 0.07 | 0 | 0 | -0.06 | -0.12 | -0.04 | 0 |  | 0.39 | 0.34 | 0.23 | 39.83 | 1302.673 | 0.28
D | 4002 | 2021-07-01 | 6 | OFF | 32.41 | 6.25 | 0.19 | 0.02 | 0.14 | 0 | 0 | -0.05 | -0.27 | -0.04 | 0 |  | 0.39 | 0.34 | 0.23 | 39.61 | 1360.536 | 0.35
D | 4002 | 2021-07-01 | 7 | OFF | 35.6 | 6.25 | 0.19 | 0.02 | 0.16 | 0 | 0 | -0.05 | -0.16 | -0.04 | 0 |  | 0.39 | 0.34 | 0.23 | 42.93 | 1475.725 | 0.37
D | 4002 | 2021-07-01 | 8 | ON | 35.75 | 6.25 | 0.19 | 0.02 | 0.14 | 0.38 | 0 | -0.01 | -0.29 | -0.04 | 0 |  | 0.39 | 0.34 | 0.23 | 43.35 | 1593.513 | 0.73
D | 4002 | 2021-07-01 | 9 | ON | 43 | 6.25 | 0.19 | 0.02 | 0.2 | 0.38 | 0.07 | -0.01 | -0.37 | -0.04 | 0 |  | 0.39 | 0.34 | 0.23 | 50.65 | 1677.211 | 0.86
D | 4002 | 2021-07-01 | 10 | ON | 54.19 | 6.25 | 0.19 | 0.02 | 0.18 | 0.37 | 0.09 | 0.04 | -0.51 | -0.04 | 0 |  | 0.39 | 0.34 | 0.23 | 61.74 | 1723.547 | 0.85
D | 4002 | 2021-07-01 | 11 | ON | 47.9 | 6.25 | 0.19 | 0.02 | 0.15 | 0.36 | 0.08 | -0.02 | -0.38 | -0.04 | 0 |  | 0.39 | 0.34 | 0.23 | 55.47 | 1787.586 | 0.8
D | 4002 | 2021-07-01 | 12 | ON | 42.7 | 6.25 | 0.19 | 0.02 | 0.17 | 0.35 | 0.12 | 0.03 | -0.37 | -0.04 | 0 |  | 0.39 | 0.34 | 0.23 | 50.38 | 1819.396 | 0.85
D | 4002 | 2021-07-01 | 13 | ON | 42.11 | 6.25 | 0.19 | 0.02 | 0.11 | 0.33 | 0.01 | 0.01 | -0.41 | -0.04 | 0 |  | 0.39 | 0.34 | 0.23 | 49.54 | 1828.938 | 0.66
D | 4002 | 2021-07-01 | 14 | ON | 40.19 | 6.25 | 0.19 | 0.02 | 0.07 | 0.33 | 0 | 0 | -0.42 | -0.04 | 0 |  | 0.39 | 0.34 | 0.23 | 47.55 | 1841.964 | 0.61
D | 4002 | 2021-07-01 | 15 | ON | 36.96 | 6.25 | 0.19 | 0.02 | 0.04 | 0.34 | 0 | -0.03 | -0.37 | -0.04 | 0 |  | 0.39 | 0.34 | 0.23 | 44.32 | 1840.808 | 0.59
D | 4002 | 2021-07-01 | 16 | ON | 38.58 | 6.25 | 0.19 | 0.02 | 0.07 | 0.35 | 0 | 0.02 | -0.37 | -0.04 | 0 |  | 0.39 | 0.34 | 0.23 | 46.03 | 1824.922 | 0.63
D | 4002 | 2021-07-01 | 17 | ON | 35.18 | 6.25 | 0.19 | 0.02 | 0.05 | 0.35 | 0 | -0.05 | -0.34 | -0.04 | 0 |  | 0.39 | 0.34 | 0.23 | 42.57 | 1810.156 | 0.61
D | 4002 | 2021-07-01 | 18 | ON | 36.01 | 6.25 | 0.19 | 0.02 | 0.04 | 0.35 | 0 | -0.01 | -0.37 | -0.04 | 0 |  | 0.39 | 0.34 | 0.23 | 43.4 | 1799.736 | 0.6
D | 4002 | 2021-07-01 | 19 | ON | 34.35 | 6.25 | 0.19 | 0.02 | 0.05 | 0.36 | 0 | -0.03 | -0.26 | -0.04 | 0 |  | 0.39 | 0.34 | 0.23 | 41.85 | 1773.896 | 0.62
D | 4002 | 2021-07-01 | 20 | ON | 33.1 | 6.25 | 0.19 | 0.02 | 0.05 | 0.37 | 0 | -0.03 | -0.07 | -0.04 | 0 |  | 0.39 | 0.34 | 0.23 | 40.8 | 1716.507 | 0.63
D | 4002 | 2021-07-01 | 21 | ON | 32.11 | 6.25 | 0.19 | 0.02 | 0.04 | 0.38 | 0 | 0.03 | -0.1 | -0.04 | 0 |  | 0.39 | 0.34 | 0.23 | 39.84 | 1667.308 | 0.63
D | 4002 | 2021-07-01 | 22 | ON | 31.92 | 6.25 | 0.19 | 0.02 | 0.11 | 0.4 | 0 | -0.01 | -0.18 | -0.04 | 0 |  | 0.39 | 0.34 | 0.23 | 39.62 | 1564.994 | 0.72
D | 4002 | 2021-07-01 | 23 | ON | 31.49 | 6.25 | 0.19 | 0.02 | 0.1 | 0.43 | 0 | -0.08 | -0.14 | -0.04 | 0 |  | 0.39 | 0.34 | 0.23 | 39.18 | 1427.834 | 0.74
D | 4002 | 2021-07-01 | 24 | OFF | 34.25 | 6.25 | 0.19 | 0.02 | 0.21 | 0 | 0 | 0 | -0.08 | -0.04 | 0 |  | 0.39 | 0.34 | 0.23 | 41.76 | 1300.274 | 0.42
D | 4002 | 2021-07-02 | 1 | OFF | 29.86 | 6.25 | 0.11 | 0.01 | 0.09 | 0 | 0 | -0.1 | -0.08 | -0.04 | 0 |  | 0.39 | 0.34 | 0.23 | 37.06 | 1209.899 | 0.21
D | 4002 | 2021-07-02 | 2 | OFF | 29.33 | 6.25 | 0.11 | 0.01 | 0.05 | 0 | 0 | -0.01 | -0.05 | -0.04 | 0 |  | 0.39 | 0.34 | 0.23 | 36.61 | 1149.103 | 0.17
D | 4002 | 2021-07-02 | 3 | OFF | 27.98 | 6.25 | 0.11 | 0.01 | 0.06 | 0 | 0 | -0.02 | -0.13 | -0.04 | 0 |  | 0.39 | 0.34 | 0.23 | 35.18 | 1113.813 | 0.18
D | 4002 | 2021-07-02 | 4 | OFF | 27.81 | 6.25 | 0.11 | 0.01 | 0.04 | 0 | 0 | -0.02 | -0.06 | -0.04 | 0 |  | 0.39 | 0.34 | 0.23 | 35.06 | 1100.319 | 0.16
D | 4002 | 2021-07-02 | 5 | OFF | 27.48 | 6.25 | 0.11 | 0.01 | 0.04 | 0 | 0 | -0.01 | -0.04 | -0.04 | 0 |  | 0.39 | 0.34 | 0.23 | 34.76 | 1113.433 | 0.16
D | 4002 | 2021-07-02 | 6 | OFF | 28.38 | 6.25 | 0.11 | 0.01 | 0.11 | 0 | 0 | 0 | -0.08 | -0.04 | 0 |  | 0.39 | 0.34 | 0.23 | 35.7 | 1159.542 | 0.23
D | 4002 | 2021-07-02 | 7 | OFF | 36.51 | 6.25 | 0.11 | 0.01 | 0.2 | 0 | 0.03 | -0.01 | -0.02 | -0.04 | 0 |  | 0.39 | 0.34 | 0.23 | 44 | 1240.434 | 0.35
D | 4002 | 2021-07-02 | 8 | ON | 41.35 | 6.25 | 0.11 | 0.01 | 0.35 | 0.47 | 0.02 | 0 | -0.29 | -0.04 | 0 |  | 0.39 | 0.34 | 0.23 | 49.19 | 1325.012 | 0.96
D | 4002 | 2021-07-02 | 9 | ON | 39.8 | 6.25 | 0.11 | 0.01 | 0.09 | 0.45 | 0 | -0.01 | -0.31 | -0.04 | 0 |  | 0.39 | 0.34 | 0.23 | 47.31 | 1393.856 | 0.66
D | 4002 | 2021-07-02 | 10 | ON | 43.27 | 6.25 | 0.11 | 0.01 | 0.08 | 0.44 | 0.04 | 0.04 | -0.42 | -0.04 | 0 |  | 0.39 | 0.34 | 0.23 | 50.74 | 1424.7 | 0.68
D | 4002 | 2021-07-02 | 11 | ON | 34.64 | 6.25 | 0.11 | 0.01 | 0.08 | 0.43 | 0 | -0.01 | -0.36 | -0.04 | 0 |  | 0.39 | 0.34 | 0.23 | 42.07 | 1447.414 | 0.63
D | 4002 | 2021-07-02 | 12 | ON | 35.24 | 6.25 | 0.11 | 0.01 | 0.13 | 0.43 | 0.01 | 0.01 | -0.23 | -0.04 | 0 |  | 0.39 | 0.34 | 0.23 | 42.88 | 1448.823 | 0.69
D | 4002 | 2021-07-02 | 13 | ON | 29.72 | 6.25 | 0.11 | 0.01 | 0.07 | 0.43 | 0 | 0.02 | -0.21 | -0.04 | 0 |  | 0.39 | 0.34 | 0.23 | 37.32 | 1435.847 | 0.62
D | 4002 | 2021-07-02 | 14 | ON | 28.01 | 6.25 | 0.11 | 0.01 | 0.36 | 0.44 | 0 | 0.03 | -0.18 | -0.04 | 0 |  | 0.39 | 0.34 | 0.23 | 35.95 | 1414.076 | 0.92
D | 4002 | 2021-07-02 | 15 | ON | 25.96 | 6.25 | 0.11 | 0.01 | 0.17 | 0.45 | 0 | 0.03 | -0.16 | -0.04 | 0 |  | 0.39 | 0.34 | 0.23 | 33.74 | 1382.991 | 0.74
D | 4002 | 2021-07-02 | 16 | ON | 25.52 | 6.25 | 0.11 | 0.01 | 0.05 | 0.46 | 0 | 0.02 | -0.11 | -0.04 | 0 |  | 0.39 | 0.34 | 0.23 | 33.23 | 1353.78 | 0.63
D | 4002 | 2021-07-02 | 17 | ON | 25.5 | 6.25 | 0.11 | 0.01 | 0.05 | 0.46 | 0 | 0 | -0.1 | -0.04 | 0 |  | 0.39 | 0.34 | 0.23 | 33.2 | 1348.355 | 0.63
D | 4002 | 2021-07-02 | 18 | ON | 25.59 | 6.25 | 0.11 | 0.01 | 0.05 | 0.46 | 0 | 0.05 | -0.13 | -0.04 | 0 |  | 0.39 | 0.34 | 0.23 | 33.31 | 1354.962 | 0.63
D | 4002 | 2021-07-02 | 19 | ON | 25.13 | 6.25 | 0.11 | 0.01 | 0.05 | 0.47 | 0 | 0 | -0.02 | -0.04 | 0 |  | 0.39 | 0.34 | 0.23 | 32.92 | 1338.624 | 0.64
D | 4002 | 2021-07-02 | 20 | ON | 23.65 | 6.25 | 0.11 | 0.01 | 0.05 | 0.49 | 0 | -0.02 | 0.02 | -0.04 | 0 |  | 0.39 | 0.34 | 0.23 | 31.48 | 1302.236 | 0.66
D | 4002 | 2021-07-02 | 21 | ON | 23.81 | 6.25 | 0.11 | 0.01 | 0.06 | 0.5 | 0 | -0.04 | 0.04 | -0.04 | 0 |  | 0.39 | 0.34 | 0.23 | 31.66 | 1272.593 | 0.68
D | 4002 | 2021-07-02 | 22 | ON | 22.46 | 6.25 | 0.11 | 0.01 | 0.06 | 0.52 | 0 | -0.03 | 0.01 | -0.04 | 0 |  | 0.39 | 0.34 | 0.23 | 30.31 | 1214.987 | 0.7
D | 4002 | 2021-07-02 | 23 | ON | 21.78 | 6.25 | 0.11 | 0.01 | 0.13 | 0.56 | 0 | -0.07 | -0.07 | -0.04 | 0 |  | 0.39 | 0.34 | 0.23 | 29.62 | 1124.756 | 0.81
D | 4002 | 2021-07-02 | 24 | OFF | 20.82 | 6.25 | 0.11 | 0.01 | 0.14 | 0 | 0 | -0.01 | -0.07 | -0.04 | 0 |  | 0.39 | 0.34 | 0.23 | 28.17 | 1028.596 | 0.26
D | 4002 | 2021-07-03 | 1 | OFF | 21.89 | 6.25 | 0.07 | 0.01 | 0.08 | 0 | 0 | 0.01 | 0.17 | -0.04 | 0 |  | 0.39 | 0.34 | 0.23 | 29.4 | 957.45 | 0.16
D | 4002 | 2021-07-03 | 2 | OFF | 20.98 | 6.25 | 0.07 | 0.01 | 0.07 | 0 | 0 | -0.01 | 0.25 | -0.04 | 0 |  | 0.39 | 0.34 | 0.23 | 28.54 | 915.767 | 0.15
D | 4002 | 2021-07-03 | 3 | OFF | 21.32 | 6.25 | 0.07 | 0.01 | 0.07 | 0 | 0 | -0.01 | 0.23 | -0.04 | 0 |  | 0.39 | 0.34 | 0.23 | 28.86 | 889.975 | 0.15
D | 4002 | 2021-07-03 | 4 | OFF | 21 | 6.25 | 0.07 | 0.01 | 0.07 | 0 | 0 | -0.03 | 0.25 | -0.04 | 0 |  | 0.39 | 0.34 | 0.23 | 28.54 | 879.346 | 0.15
D | 4002 | 2021-07-03 | 5 | OFF | 20.83 | 6.25 | 0.07 | 0.01 | 0.07 | 0 | 0 | -0.03 | 0.24 | -0.04 | 0 |  | 0.39 | 0.34 | 0.23 | 28.36 | 883.285 | 0.15
D | 4002 | 2021-07-03 | 6 | OFF | 21.42 | 6.25 | 0.07 | 0.01 | 0.07 | 0 | 0 | -0.01 | 0.23 | -0.04 | 0 |  | 0.39 | 0.34 | 0.23 | 28.96 | 903.695 | 0.15
D | 4002 | 2021-07-03 | 7 | OFF | 19.81 | 6.25 | 0.07 | 0.01 | 0.12 | 0 | 0 | -0.02 | 0.2 | -0.04 | 0 |  | 0.39 | 0.34 | 0.23 | 27.36 | 948.043 | 0.2
D | 4002 | 2021-07-03 | 8 | OFF | 19.88 | 6.25 | 0.07 | 0.01 | 0.18 | 0 | 0 | 0 | 0.18 | -0.04 | 0 |  | 0.39 | 0.34 | 0.23 | 27.49 | 1023.494 | 0.26
D | 4002 | 2021-07-03 | 9 | OFF | 22.61 | 6.25 | 0.07 | 0.01 | 0.16 | 0 | 0 | 0.01 | 0.13 | -0.04 | 0 |  | 0.39 | 0.34 | 0.23 | 30.16 | 1120.006 | 0.24
D | 4002 | 2021-07-03 | 10 | OFF | 22.83 | 6.25 | 0.07 | 0.01 | 0.07 | 0 | 0 | 0.01 | 0.07 | -0.04 | 0 |  | 0.39 | 0.34 | 0.23 | 30.23 | 1190.689 | 0.15
D | 4002 | 2021-07-03 | 11 | OFF | 23.19 | 6.25 | 0.07 | 0.01 | 0.07 | 0 | 0 | 0.03 | 0.14 | -0.04 | 0 |  | 0.39 | 0.34 | 0.23 | 30.68 | 1233.535 | 0.15
D | 4002 | 2021-07-03 | 12 | OFF | 22.47 | 6.25 | 0.07 | 0.01 | 0.05 | 0 | 0 | -0.01 | 0.13 | -0.04 | 0 |  | 0.39 | 0.34 | 0.23 | 29.89 | 1247.567 | 0.13
D | 4002 | 2021-07-03 | 13 | OFF | 23.03 | 6.25 | 0.07 | 0.01 | 0.05 | 0 | 0 | -0.01 | 0.15 | -0.04 | 0 |  | 0.39 | 0.34 | 0.23 | 30.47 | 1241.797 | 0.13
D | 4002 | 2021-07-03 | 14 | OFF | 24.04 | 6.25 | 0.07 | 0.01 | 0.08 | 0 | 0 | 0.01 | 0.14 | -0.04 | 0 |  | 0.39 | 0.34 | 0.23 | 31.52 | 1225.586 | 0.16
D | 4002 | 2021-07-03 | 15 | OFF | 22.53 | 6.25 | 0.07 | 0.01 | 0.08 | 0 | 0 | -0.01 | 0.13 | -0.04 | 0 |  | 0.39 | 0.34 | 0.23 | 29.98 | 1212.847 | 0.16
D | 4002 | 2021-07-03 | 16 | OFF | 21.74 | 6.25 | 0.07 | 0.01 | 0.1 | 0 | 0 | -0.01 | 0.12 | -0.04 | 0 |  | 0.39 | 0.34 | 0.23 | 29.2 | 1208.83 | 0.18
D | 4002 | 2021-07-03 | 17 | OFF | 21.75 | 6.25 | 0.07 | 0.01 | 0.11 | 0 | 0 | 0 | 0.1 | -0.04 | 0 |  | 0.39 | 0.34 | 0.23 | 29.21 | 1220.654 | 0.19
D | 4002 | 2021-07-03 | 18 | OFF | 21.53 | 6.25 | 0.07 | 0.01 | 0.08 | 0 | 0 | 0.01 | 0.08 | -0.04 | 0 |  | 0.39 | 0.34 | 0.23 | 28.95 | 1250.804 | 0.16
D | 4002 | 2021-07-03 | 19 | OFF | 21.47 | 6.25 | 0.07 | 0.01 | 0.09 | 0 | 0 | 0.01 | 0.08 | -0.04 | 0 |  | 0.39 | 0.34 | 0.23 | 28.9 | 1247.306 | 0.17
D | 4002 | 2021-07-03 | 20 | OFF | 20.48 | 6.25 | 0.07 | 0.01 | 0.09 | 0 | 0 | -0.03 | 0.08 | -0.04 | 0 |  | 0.39 | 0.34 | 0.23 | 27.87 | 1219.772 | 0.17
D | 4002 | 2021-07-03 | 21 | OFF | 23.37 | 6.25 | 0.07 | 0.01 | 0.06 | 0 | 0.03 | -0.01 | 0.19 | -0.04 | 0 |  | 0.39 | 0.34 | 0.23 | 30.89 | 1193.645 | 0.17
D | 4002 | 2021-07-03 | 22 | OFF | 21.06 | 6.25 | 0.07 | 0.01 | 0.09 | 0 | 0 | -0.03 | 0.12 | -0.04 | 0 |  | 0.39 | 0.34 | 0.23 | 28.49 | 1138.533 | 0.17
D | 4002 | 2021-07-03 | 23 | OFF | 20.56 | 6.25 | 0.07 | 0.01 | 0.2 | 0 | 0 | -0.02 | 0.18 | -0.04 | 0 |  | 0.39 | 0.34 | 0.23 | 28.17 | 1060.514 | 0.28
D | 4002 | 2021-07-03 | 24 | OFF | 17.63 | 6.25 | 0.07 | 0.01 | 0.24 | 0 | 0 | -0.01 | 0.2 | -0.04 | 0 |  | 0.39 | 0.34 | 0.23 | 25.31 | 981.456 | 0.32
D | 4002 | 2021-07-04 | 1 | OFF | 19.81 | 6.25 | 0.29 | 0.01 | 0.16 | 0 | 0 | -0.04 | 0.21 | -0.04 | 0 |  | 0.39 | 0.34 | 0.23 | 27.61 | 917.345 | 0.46
D | 4002 | 2021-07-04 | 2 | OFF | 19.02 | 6.25 | 0.29 | 0.01 | 0.12 | 0 | 0 | -0.07 | 0.17 | -0.04 | 0 |  | 0.39 | 0.34 | 0.23 | 26.71 | 877.97 | 0.42
D | 4002 | 2021-07-04 | 3 | OFF | 18.39 | 6.25 | 0.29 | 0.01 | 0.1 | 0 | 0 | -0.03 | 0.24 | -0.04 | 0 |  | 0.39 | 0.34 | 0.23 | 26.17 | 854.234 | 0.4
D | 4002 | 2021-07-04 | 4 | OFF | 18.19 | 6.25 | 0.29 | 0.01 | 0.08 | 0 | 0 | -0.02 | 0.21 | -0.04 | 0 |  | 0.39 | 0.34 | 0.23 | 25.93 | 842.485 | 0.38
D | 4002 | 2021-07-04 | 5 | OFF | 16.19 | 6.25 | 0.29 | 0.01 | 0.07 | 0 | 0 | -0.03 | 0.18 | -0.04 | 0 |  | 0.39 | 0.34 | 0.23 | 23.88 | 844.944 | 0.37
D | 4002 | 2021-07-04 | 6 | OFF | 15.86 | 6.25 | 0.29 | 0.01 | 0.07 | 0 | 0 | -0.02 | 0.16 | -0.04 | 0 |  | 0.39 | 0.34 | 0.23 | 23.54 | 858.036 | 0.37
D | 4002 | 2021-07-04 | 7 | OFF | 15.9 | 6.25 | 0.29 | 0.01 | 0.11 | 0 | 0 | -0.03 | 0.18 | -0.04 | 0 |  | 0.39 | 0.34 | 0.23 | 23.63 | 891.146 | 0.41
D | 4002 | 2021-07-04 | 8 | OFF | 10.6 | 6.25 | 0.29 | 0.01 | 0.14 | 0 | 0 | 0 | 0.06 | -0.04 | 0 |  | 0.39 | 0.34 | 0.23 | 18.27 | 957.191 | 0.44
D | 4002 | 2021-07-04 | 9 | OFF | -42.49 | 6.25 | 0.29 | 0.01 | 0.46 | 0 | 0 | -0.11 | -0.98 | -0.04 | 0 |  | 0.39 | 0.34 | 0.23 | -35.65 | 1050.693 | 0.76
D | 4002 | 2021-07-04 | 10 | OFF | 7.71 | 6.25 | 0.29 | 0.01 | 0.04 | 0 | 0 | 0.01 | -0.09 | -0.04 | 0 |  | 0.39 | 0.34 | 0.23 | 15.14 | 1127.175 | 0.34
D | 4002 | 2021-07-04 | 11 | OFF | 17.52 | 6.25 | 0.29 | 0.01 | 0.14 | 0 | 0 | -0.02 | -0.05 | -0.04 | 0 |  | 0.39 | 0.34 | 0.23 | 25.06 | 1171.049 | 0.44
D | 4002 | 2021-07-04 | 12 | OFF | 20.35 | 6.25 | 0.29 | 0.01 | 0.08 | 0 | 0 | -0.01 | -0.07 | -0.04 | 0 |  | 0.39 | 0.34 | 0.23 | 27.82 | 1192.767 | 0.38
D | 4002 | 2021-07-04 | 13 | OFF | 20.95 | 6.25 | 0.29 | 0.01 | 0.1 | 0 | 0 | -0.01 | -0.09 | -0.04 | 0 |  | 0.39 | 0.34 | 0.23 | 28.42 | 1188.15 | 0.4
D | 4002 | 2021-07-04 | 14 | OFF | 19.32 | 6.25 | 0.29 | 0.01 | 0.1 | 0 | 0 | -0.01 | -0.12 | -0.04 | 0 |  | 0.39 | 0.34 | 0.23 | 26.76 | 1166.726 | 0.4
D | 4002 | 2021-07-04 | 15 | OFF | 19.48 | 6.25 | 0.29 | 0.01 | 0.09 | 0 | 0 | 0.01 | -0.12 | -0.04 | 0 |  | 0.39 | 0.34 | 0.23 | 26.93 | 1149.771 | 0.39
D | 4002 | 2021-07-04 | 16 | OFF | 19.49 | 6.25 | 0.29 | 0.01 | 0.12 | 0 | 0 | -0.01 | -0.12 | -0.04 | 0 |  | 0.39 | 0.34 | 0.23 | 26.95 | 1152.445 | 0.42
D | 4002 | 2021-07-04 | 17 | OFF | 20.5 | 6.25 | 0.29 | 0.01 | 0.11 | 0 | 0 | 0 | -0.09 | -0.04 | 0 |  | 0.39 | 0.34 | 0.23 | 27.99 | 1177.426 | 0.41
D | 4002 | 2021-07-04 | 18 | OFF | 19.37 | 6.25 | 0.29 | 0.01 | 0.12 | 0 | 0 | 0 | -0.16 | -0.04 | 0 |  | 0.39 | 0.34 | 0.23 | 26.8 | 1217.06 | 0.42
D | 4002 | 2021-07-04 | 19 | OFF | 19.48 | 6.25 | 0.29 | 0.01 | 0.12 | 0 | 0 | 0.02 | -0.11 | -0.04 | 0 |  | 0.39 | 0.34 | 0.23 | 26.98 | 1219.063 | 0.42
D | 4002 | 2021-07-04 | 20 | OFF | 22.87 | 6.25 | 0.29 | 0.01 | 0.12 | 0 | 0 | -0.06 | 0 | -0.04 | 0 |  | 0.39 | 0.34 | 0.23 | 30.4 | 1198.111 | 0.42
D | 4002 | 2021-07-04 | 21 | OFF | 25.06 | 6.25 | 0.29 | 0.01 | 0.07 | 0 | 0 | -0.06 | -0.03 | -0.04 | 0 |  | 0.39 | 0.34 | 0.23 | 32.51 | 1176.555 | 0.37
D | 4002 | 2021-07-04 | 22 | OFF | 25.75 | 6.25 | 0.29 | 0.01 | 0.05 | 0 | 0 | -0.05 | -0.01 | -0.04 | 0 |  | 0.39 | 0.34 | 0.23 | 33.21 | 1127.97 | 0.35
D | 4002 | 2021-07-04 | 23 | OFF | 24.05 | 6.25 | 0.29 | 0.01 | 0.22 | 0 | 0.07 | -0.05 | 0 | -0.04 | 0 |  | 0.39 | 0.34 | 0.23 | 31.76 | 1073.215 | 0.59
D | 4002 | 2021-07-04 | 24 | OFF | 21.12 | 6.25 | 0.29 | 0.01 | 0.35 | 0 | 0 | -0.07 | 0 | -0.04 | 0 |  | 0.39 | 0.34 | 0.23 | 28.87 | 995.851 | 0.65
D | 4002 | 2021-07-05 | 1 | OFF | 18.88 | 6.25 | 0.32 | 0.02 | 0.14 | 0 | 0 | -0.03 | -0.29 | -0.04 | 0 |  | 0.39 | 0.34 | 0.23 | 26.21 | 926.395 | 0.48
D | 4002 | 2021-07-05 | 2 | OFF | 20.66 | 6.25 | 0.32 | 0.02 | 0.12 | 0 | 0 | -0.06 | -0.29 | -0.04 | 0 |  | 0.39 | 0.34 | 0.23 | 27.94 | 883.145 | 0.46
D | 4002 | 2021-07-05 | 3 | OFF | 16.53 | 6.25 | 0.32 | 0.02 | 0.09 | 0 | 0 | -0.02 | -0.24 | -0.04 | 0 |  | 0.39 | 0.34 | 0.23 | 23.87 | 859.883 | 0.43
D | 4002 | 2021-07-05 | 4 | OFF | 15.38 | 6.25 | 0.32 | 0.02 | 0.07 | 0 | 0 | -0.04 | -0.24 | -0.04 | 0 |  | 0.39 | 0.34 | 0.23 | 22.68 | 850.146 | 0.41
D | 4002 | 2021-07-05 | 5 | OFF | 16.65 | 6.25 | 0.32 | 0.02 | 0.07 | 0 | 0 | -0.04 | -0.25 | -0.04 | 0 |  | 0.39 | 0.34 | 0.23 | 23.94 | 855.889 | 0.41
D | 4002 | 2021-07-05 | 6 | OFF | 16.43 | 6.25 | 0.32 | 0.02 | 0.07 | 0 | 0 | 0.01 | -0.26 | -0.04 | 0 |  | 0.39 | 0.34 | 0.23 | 23.76 | 877.11 | 0.41
D | 4002 | 2021-07-05 | 7 | OFF | 12.1 | 6.25 | 0.32 | 0.02 | 0.12 | 0 | 0 | 0 | -0.26 | -0.04 | 0 |  | 0.39 | 0.34 | 0.23 | 19.47 | 928.211 | 0.46
D | 4002 | 2021-07-05 | 8 | ON | -4.34 | 6.25 | 0.32 | 0.02 | 0.41 | 0 | 0 | 0.02 | -0.07 | -0.04 | 0 |  | 0.39 | 0.34 | 0.23 | 3.53 | 996.27 | 0.75
D | 4002 | 2021-07-05 | 9 | ON | 16.04 | 6.25 | 0.32 | 0.02 | 0.11 | 0 | 0 | -0.02 | -0.31 | -0.04 | 0 |  | 0.39 | 0.34 | 0.23 | 23.33 | 1079.309 | 0.45
D | 4002 | 2021-07-05 | 10 | ON | 16.06 | 6.25 | 0.32 | 0.02 | 0.08 | 0 | 0 | -0.01 | -0.28 | -0.04 | 0 |  | 0.39 | 0.34 | 0.23 | 23.36 | 1143.974 | 0.42
D | 4002 | 2021-07-05 | 11 | ON | 21.04 | 6.25 | 0.32 | 0.02 | 0.09 | 0 | 0 | -0.02 | -0.34 | -0.04 | 0 |  | 0.39 | 0.34 | 0.23 | 28.28 | 1185.241 | 0.43
D | 4002 | 2021-07-05 | 12 | ON | 23.24 | 6.25 | 0.32 | 0.02 | 0.06 | 0 | 0 | -0.03 | -0.37 | -0.04 | 0 |  | 0.39 | 0.34 | 0.23 | 30.41 | 1214.455 | 0.4
D | 4002 | 2021-07-05 | 13 | ON | 21.32 | 6.25 | 0.32 | 0.02 | 0.08 | 0 | 0 | 0.01 | -0.35 | -0.04 | 0 |  | 0.39 | 0.34 | 0.23 | 28.57 | 1238.925 | 0.42
D | 4002 | 2021-07-05 | 14 | ON | 21.16 | 6.25 | 0.32 | 0.02 | 0.06 | 0 | 0 | -0.03 | -0.35 | -0.04 | 0 |  | 0.39 | 0.34 | 0.23 | 28.35 | 1254.994 | 0.4
D | 4002 | 2021-07-05 | 15 | ON | 24.1 | 6.25 | 0.32 | 0.02 | 0.03 | 0 | 0 | -0.02 | -0.36 | -0.04 | 0 |  | 0.39 | 0.34 | 0.23 | 31.26 | 1272.082 | 0.37
D | 4002 | 2021-07-05 | 16 | ON | 27.23 | 6.25 | 0.32 | 0.02 | 0.06 | 0 | 0 | -0.06 | -0.48 | -0.04 | 0 |  | 0.39 | 0.34 | 0.23 | 34.26 | 1309.05 | 0.4
D | 4002 | 2021-07-05 | 17 | ON | 30.16 | 6.25 | 0.32 | 0.02 | 0.06 | 0 | 0 | -0.02 | -0.5 | -0.04 | 0 |  | 0.39 | 0.34 | 0.23 | 37.21 | 1368.856 | 0.4
D | 4002 | 2021-07-05 | 18 | ON | 32.75 | 6.25 | 0.32 | 0.02 | 0.08 | 0 | 0.16 | -0.05 | -0.57 | -0.04 | 0 |  | 0.39 | 0.34 | 0.23 | 39.88 | 1436.915 | 0.58
D | 4002 | 2021-07-05 | 19 | ON | 36.91 | 6.25 | 0.32 | 0.02 | 0.09 | 0 | 0.22 | -0.03 | -0.74 | -0.04 | 0 |  | 0.39 | 0.34 | 0.23 | 43.96 | 1455.834 | 0.65
D | 4002 | 2021-07-05 | 20 | ON | 53.53 | 6.25 | 0.32 | 0.02 | 0.31 | 0 | 0.29 | 0.01 | -0.89 | -0.04 | 0 |  | 0.39 | 0.34 | 0.23 | 60.76 | 1426.998 | 0.94
D | 4002 | 2021-07-05 | 21 | ON | 52.8 | 6.25 | 0.32 | 0.02 | 0.18 | 0 | 0.35 | -0.09 | -0.85 | -0.04 | 0 |  | 0.39 | 0.34 | 0.23 | 59.9 | 1399.424 | 0.87
D | 4002 | 2021-07-05 | 22 | ON | 44.86 | 6.25 | 0.32 | 0.02 | 0.15 | 0 | 0.33 | 0 | -0.55 | -0.04 | 0 |  | 0.39 | 0.34 | 0.23 | 52.3 | 1345.022 | 0.82
D | 4002 | 2021-07-05 | 23 | ON | 28.65 | 6.25 | 0.32 | 0.02 | 0.06 | 0 | 0.01 | -0.04 | -0.34 | -0.04 | 0 |  | 0.39 | 0.34 | 0.23 | 35.85 | 1248.224 | 0.41
D | 4002 | 2021-07-05 | 24 | OFF | 23.46 | 6.25 | 0.32 | 0.02 | 0.18 | 0 | 0 | -0.04 | -0.36 | -0.04 | 0 |  | 0.39 | 0.34 | 0.23 | 30.75 | 1148.341 | 0.52
D | 4002 | 2021-07-06 | 1 | OFF | 23.16 | 6.25 | 1.01 | 0.07 | 0.08 | 0 | 0 | 0.06 | -0.33 | -0.04 | 0 |  | 0.39 | 0.34 | 0.23 | 31.22 | 1074.483 | 1.16
D | 4002 | 2021-07-06 | 2 | OFF | 22.95 | 6.25 | 1.01 | 0.07 | 0.06 | 0 | 0 | -0.02 | -0.33 | -0.04 | 0 |  | 0.39 | 0.34 | 0.23 | 30.91 | 1028.605 | 1.14
D | 4002 | 2021-07-06 | 3 | OFF | 22.51 | 6.25 | 1.01 | 0.07 | 0.05 | 0 | 0 | -0.01 | -0.33 | -0.04 | 0 |  | 0.39 | 0.34 | 0.23 | 30.47 | 1001.287 | 1.13
D | 4002 | 2021-07-06 | 4 | OFF | 22.83 | 6.25 | 1.01 | 0.07 | 0.08 | 0 | 0 | -0.03 | -0.34 | -0.04 | 0 |  | 0.39 | 0.34 | 0.23 | 30.79 | 997.111 | 1.16
D | 4002 | 2021-07-06 | 5 | OFF | 22.91 | 6.25 | 1.01 | 0.07 | 0.04 | 0 | 0 | 0 | -0.34 | -0.04 | 0 |  | 0.39 | 0.34 | 0.23 | 30.86 | 1021.651 | 1.12
D | 4002 | 2021-07-06 | 6 | OFF | 23.18 | 6.25 | 1.01 | 0.07 | 0.12 | 0 | 0 | 0.01 | -0.33 | -0.04 | 0 |  | 0.39 | 0.34 | 0.23 | 31.23 | 1087.141 | 1.2
D | 4002 | 2021-07-06 | 7 | OFF | 25.32 | 6.25 | 1.01 | 0.07 | 0.23 | 0 | 0 | 0 | -0.37 | -0.04 | 0 |  | 0.39 | 0.34 | 0.23 | 33.43 | 1204.699 | 1.31
D | 4002 | 2021-07-06 | 8 | ON | 24.01 | 6.25 | 1.01 | 0.07 | 0.18 | 0.49 | 0 | 0 | -0.36 | -0.04 | 0 |  | 0.39 | 0.34 | 0.23 | 32.57 | 1331.045 | 1.75
D | 4002 | 2021-07-06 | 9 | ON | 24.87 | 6.25 | 1.01 | 0.07 | 0.24 | 0.46 | 0 | 0.01 | -0.27 | -0.04 | 0 |  | 0.39 | 0.34 | 0.23 | 33.56 | 1424.996 | 1.78
D | 4002 | 2021-07-06 | 10 | ON | 28.44 | 6.25 | 1.01 | 0.07 | 0.07 | 0.44 | 0 | -0.01 | -0.3 | -0.04 | 0 |  | 0.39 | 0.34 | 0.23 | 36.89 | 1494.377 | 1.59
D | 4002 | 2021-07-06 | 11 | ON | 27.12 | 6.25 | 1.01 | 0.07 | 0.05 | 0.42 | 0 | 0 | -0.2 | -0.04 | 0 |  | 0.39 | 0.34 | 0.23 | 35.64 | 1540.272 | 1.55
D | 4002 | 2021-07-06 | 12 | ON | 27.95 | 6.25 | 1.01 | 0.07 | 0.05 | 0.4 | 0 | 0 | -0.19 | -0.04 | 0 |  | 0.39 | 0.34 | 0.23 | 36.46 | 1585.267 | 1.53
D | 4002 | 2021-07-06 | 13 | ON | 28.7 | 6.25 | 1.01 | 0.07 | 0.04 | 0.38 | 0 | -0.05 | -0.28 | -0.04 | 0 |  | 0.39 | 0.34 | 0.23 | 37.04 | 1672.694 | 1.5
D | 4002 | 2021-07-06 | 14 | ON | 35.23 | 6.25 | 1.01 | 0.07 | 0.05 | 0.36 | 0 | -0.07 | -0.4 | -0.04 | 0 |  | 0.39 | 0.34 | 0.23 | 43.42 | 1760.174 | 1.49
D | 4002 | 2021-07-06 | 15 | ON | 44.36 | 6.25 | 1.01 | 0.07 | 0.05 | 0.33 | 0 | -0.05 | -0.31 | -0.04 | 0 |  | 0.39 | 0.34 | 0.23 | 52.63 | 1836.233 | 1.46
D | 4002 | 2021-07-06 | 16 | ON | 61.45 | 6.25 | 1.01 | 0.07 | 0.08 | 0.31 | 0.18 | -0.15 | -0.43 | -0.04 | 0 |  | 0.39 | 0.34 | 0.23 | 69.69 | 1910.118 | 1.65
D | 4002 | 2021-07-06 | 17 | ON | 107.94 | 6.25 | 1.01 | 0.07 | 0.21 | 0.21 | 1.94 | -0.31 | -0.25 | -0.04 | 0 |  | 0.39 | 0.34 | 0.23 | 117.99 | 1976.785 | 3.44
D | 4002 | 2021-07-06 | 18 | ON | 103.9 | 6.25 | 1.01 | 0.07 | 2.78 | 0.23 | 2 | 0.16 | -0.4 | -0.04 | 0 |  | 0.39 | 0.34 | 0.23 | 116.92 | 2006.397 | 6.09
D | 4002 | 2021-07-06 | 19 | ON | 44.2 | 6.25 | 1.01 | 0.07 | 1.02 | 0.31 | 0 | 0.15 | -0.2 | -0.04 | 0 |  | 0.39 | 0.34 | 0.23 | 53.73 | 1988.077 | 2.41
D | 4002 | 2021-07-06 | 20 | ON | 34.66 | 6.25 | 1.01 | 0.07 | 0.08 | 0.33 | 0 | 0.01 | -0.27 | -0.04 | 0 |  | 0.39 | 0.34 | 0.23 | 43.06 | 1922.729 | 1.49
D | 4002 | 2021-07-06 | 21 | ON | 29.88 | 6.25 | 1.01 | 0.07 | 0.04 | 0.35 | 0 | -0.01 | -0.38 | -0.04 | 0 |  | 0.39 | 0.34 | 0.23 | 38.13 | 1853.452 | 1.47
D | 4002 | 2021-07-06 | 22 | ON | 30.88 | 6.25 | 1.01 | 0.07 | 0.04 | 0.37 | 0 | -0.08 | -0.29 | -0.04 | 0 |  | 0.39 | 0.34 | 0.23 | 39.17 | 1752.721 | 1.49
D | 4002 | 2021-07-06 | 23 | ON | 26.68 | 6.25 | 1.01 | 0.07 | 0.19 | 0.4 | 0 | -0.02 | -0.17 | -0.04 | 0 |  | 0.39 | 0.34 | 0.23 | 35.33 | 1588.715 | 1.67
D | 4002 | 2021-07-06 | 24 | OFF | 23.68 | 6.25 | 1.01 | 0.07 | 0.21 | 0 | 0 | -0.03 | -0.18 | -0.04 | 0 |  | 0.39 | 0.34 | 0.23 | 31.93 | 1435.398 | 1.29
D | 4002 | 2021-07-07 | 1 | OFF | 25.45 | 6.25 | 4.24 | 0.21 | 0.09 | 0 | 0 | -0.03 | -0.15 | -0.04 | 0 |  | 0.39 | 0.34 | 0.23 | 36.98 | 1320.824 | 4.54
D | 4002 | 2021-07-07 | 2 | OFF | 25.41 | 6.25 | 4.24 | 0.21 | 0.15 | 0 | 0 | 0.03 | -0.12 | -0.04 | 0 |  | 0.39 | 0.34 | 0.23 | 37.09 | 1250.25 | 4.6
D | 4002 | 2021-07-07 | 3 | OFF | 23.26 | 6.25 | 4.24 | 0.21 | 0.1 | 0 | 0 | 0 | -0.14 | -0.04 | 0 |  | 0.39 | 0.34 | 0.23 | 34.84 | 1202.612 | 4.55
D | 4002 | 2021-07-07 | 4 | OFF | 18.54 | 6.25 | 4.24 | 0.21 | 0.07 | 0 | 0 | 0.01 | -0.12 | -0.04 | 0 |  | 0.39 | 0.34 | 0.23 | 30.12 | 1177.946 | 4.52
D | 4002 | 2021-07-07 | 5 | OFF | 19.99 | 6.25 | 4.24 | 0.21 | 0.06 | 0 | 0 | -0.01 | -0.12 | -0.04 | 0 |  | 0.39 | 0.34 | 0.23 | 31.54 | 1184.665 | 4.51
D | 4002 | 2021-07-07 | 6 | OFF | 22.57 | 6.25 | 4.24 | 0.21 | 0.18 | 0 | 0 | -0.01 | -0.12 | -0.04 | 0 |  | 0.39 | 0.34 | 0.23 | 34.24 | 1234.311 | 4.63
D | 4002 | 2021-07-07 | 7 | OFF | 26.4 | 6.25 | 4.24 | 0.21 | 0.34 | 0 | 0 | -0.01 | -0.12 | -0.04 | 0 |  | 0.39 | 0.34 | 0.23 | 38.23 | 1353.787 | 4.79
D | 4002 | 2021-07-07 | 8 | ON | 25.16 | 6.25 | 4.24 | 0.21 | 0.23 | 0.43 | 0 | 0 | -0.15 | -0.04 | 0 |  | 0.39 | 0.34 | 0.23 | 37.29 | 1506.584 | 5.11
D | 4002 | 2021-07-07 | 9 | ON | 27.07 | 6.25 | 4.24 | 0.21 | 0.16 | 0.4 | 0 | -0.02 | -0.16 | -0.04 | 0 |  | 0.39 | 0.34 | 0.23 | 39.07 | 1626.696 | 5.01
D | 4002 | 2021-07-07 | 10 | ON | 27.53 | 6.25 | 4.24 | 0.21 | 0.08 | 0.38 | 0 | 0 | -0.15 | -0.04 | 0 |  | 0.39 | 0.34 | 0.23 | 39.46 | 1723.178 | 4.91
D | 4002 | 2021-07-07 | 11 | ON | 33.02 | 6.25 | 4.24 | 0.21 | 0.05 | 0.35 | 0 | -0.02 | -0.13 | -0.04 | 0 |  | 0.39 | 0.34 | 0.23 | 44.89 | 1795.166 | 4.85
D | 4002 | 2021-07-07 | 12 | ON | 42.53 | 6.25 | 4.24 | 0.21 | 0.06 | 0.34 | 0.03 | -0.06 | -0.25 | -0.04 | 0 |  | 0.39 | 0.34 | 0.23 | 54.27 | 1866.875 | 4.88
D | 4002 | 2021-07-07 | 13 | ON | 49.29 | 6.25 | 4.24 | 0.21 | 0.06 | 0.32 | 0.09 | -0.03 | -0.13 | -0.04 | 0 |  | 0.39 | 0.34 | 0.23 | 61.22 | 1934.684 | 4.92
D | 4002 | 2021-07-07 | 14 | ON | 50.88 | 6.25 | 4.24 | 0.21 | 0.14 | 0.31 | 0.02 | 0.01 | -0.23 | -0.04 | 0 |  | 0.39 | 0.34 | 0.23 | 62.75 | 1980.326 | 4.92
D | 4002 | 2021-07-07 | 15 | ON | 71.88 | 6.25 | 4.24 | 0.21 | 0.06 | 0.3 | 0.32 | -0.08 | -0.11 | -0.04 | 0 |  | 0.39 | 0.34 | 0.23 | 83.99 | 1996.796 | 5.13
D | 4002 | 2021-07-07 | 16 | ON | 207.8 | 6.25 | 4.24 | 0.21 | 0.43 | 0.01 | 6.54 | -0.08 | -0.51 | -0.04 | 0 |  | 0.39 | 0.34 | 0.23 | 225.81 | 1987.611 | 11.43
D | 4002 | 2021-07-07 | 17 | ON | 182.07 | 6.25 | 4.24 | 0.21 | 2.56 | -0.02 | 4.68 | -0.11 | -0.21 | -0.04 | 0 |  | 0.39 | 0.34 | 0.23 | 200.59 | 1984.188 | 11.67
D | 4002 | 2021-07-07 | 18 | ON | 282.98 | 6.25 | 4.24 | 0.21 | 6.96 | -0.69 | 14.06 | 0.36 | -0.15 | -0.04 | 0 |  | 0.39 | 0.34 | 0.23 | 315.14 | 1997.1 | 24.78
D | 4002 | 2021-07-07 | 19 | ON | 137.01 | 6.25 | 4.24 | 0.21 | 1.82 | -0.01 | 6.09 | 0.42 | 0.4 | -0.04 | 0 |  | 0.39 | 0.34 | 0.23 | 157.35 | 1943.18 | 12.35
D | 4002 | 2021-07-07 | 20 | ON | 55.94 | 6.25 | 4.24 | 0.21 | 0.34 | 0.32 | 0.08 | 0.02 | -0.25 | -0.04 | 0 |  | 0.39 | 0.34 | 0.23 | 68.07 | 1868.08 | 5.19
D | 4002 | 2021-07-07 | 21 | ON | 45.71 | 6.25 | 4.24 | 0.21 | 0.12 | 0.35 | 0.12 | 0.07 | -0.23 | -0.04 | 0 |  | 0.39 | 0.34 | 0.23 | 57.76 | 1799.561 | 5.04
D | 4002 | 2021-07-07 | 22 | ON | 38.36 | 6.25 | 4.24 | 0.21 | 0.09 | 0.36 | 0.01 | -0.01 | -0.17 | -0.04 | 0 |  | 0.39 | 0.34 | 0.23 | 50.26 | 1693.875 | 4.91
D | 4002 | 2021-07-07 | 23 | ON | 35.21 | 6.25 | 4.24 | 0.21 | 0.11 | 0.4 | 0.01 | -0.01 | -0.06 | -0.04 | 0 |  | 0.39 | 0.34 | 0.23 | 47.28 | 1519.354 | 4.97
D | 4002 | 2021-07-07 | 24 | OFF | 33.18 | 6.25 | 4.24 | 0.21 | 0.12 | 0 | 0 | -0.03 | -0.14 | -0.04 | 0 |  | 0.39 | 0.34 | 0.23 | 44.75 | 1366.051 | 4.57
D | 4002 | 2021-07-08 | 1 | OFF | 45.23 | 6.25 | 0.22 | 0.03 | 0.13 | 0 | 0.12 | -0.03 | -0.29 | -0.04 | 0 |  | 0.39 | 0.34 | 0.23 | 52.58 | 1255.363 | 0.5
D | 4002 | 2021-07-08 | 2 | OFF | 49.7 | 6.25 | 0.22 | 0.03 | 0.24 | 0 | 0.02 | -0.08 | -0.16 | -0.04 | 0 |  | 0.39 | 0.34 | 0.23 | 57.14 | 1181.527 | 0.51
D | 4002 | 2021-07-08 | 3 | OFF | 38.03 | 6.25 | 0.22 | 0.03 | 0.07 | 0 | 0 | 0 | -0.15 | -0.04 | 0 |  | 0.39 | 0.34 | 0.23 | 45.37 | 1137.328 | 0.32
D | 4002 | 2021-07-08 | 4 | OFF | 31.06 | 6.25 | 0.22 | 0.03 | 0.01 | 0 | 0 | -0.02 | -0.01 | -0.04 | 0 |  | 0.39 | 0.34 | 0.23 | 38.46 | 1118.917 | 0.26
D | 4002 | 2021-07-08 | 5 | OFF | 29.86 | 6.25 | 0.22 | 0.03 | 0.01 | 0 | 0 | 0.09 | 0.11 | -0.04 | 0 |  | 0.39 | 0.34 | 0.23 | 37.49 | 1121.645 | 0.26
D | 4002 | 2021-07-08 | 6 | OFF | 29.5 | 6.25 | 0.22 | 0.03 | 0.11 | 0 | 0 | 0.08 | -0.07 | -0.04 | 0 |  | 0.39 | 0.34 | 0.23 | 37.04 | 1164.534 | 0.36
D | 4002 | 2021-07-08 | 7 | OFF | 36.65 | 6.25 | 0.22 | 0.03 | 0.23 | 0 | 0 | 0.01 | -0.18 | -0.04 | 0 |  | 0.39 | 0.34 | 0.23 | 44.13 | 1248.955 | 0.48
D | 4002 | 2021-07-08 | 8 | ON | 41.47 | 6.25 | 0.22 | 0.03 | 0.29 | 0.47 | 0 | -0.04 | -0.21 | -0.04 | 0 |  | 0.39 | 0.34 | 0.23 | 49.4 | 1342.155 | 1.01
D | 4002 | 2021-07-08 | 9 | ON | 42.59 | 6.25 | 0.22 | 0.03 | 0.11 | 0.44 | 0 | -0.03 | -0.32 | -0.04 | 0 |  | 0.39 | 0.34 | 0.23 | 50.21 | 1409.1 | 0.8
D | 4002 | 2021-07-08 | 10 | ON | 44.78 | 6.25 | 0.22 | 0.03 | 0.15 | 0.43 | 0 | 0.02 | -0.36 | -0.04 | 0 |  | 0.39 | 0.34 | 0.23 | 52.44 | 1445.646 | 0.83
D | 4002 | 2021-07-08 | 11 | ON | 32.81 | 6.25 | 0.22 | 0.03 | 0.07 | 0.42 | 0 | 0.01 | -0.3 | -0.04 | -0.01 |  | 0.39 | 0.34 | 0.23 | 40.42 | 1476.403 | 0.73
D | 4002 | 2021-07-08 | 12 | ON | 33.24 | 6.25 | 0.22 | 0.03 | 0.06 | 0.41 | 0 | -0.01 | -0.3 | -0.04 | -0.09 |  | 0.39 | 0.34 | 0.23 | 40.73 | 1485.185 | 0.63
D | 4002 | 2021-07-08 | 13 | ON | 30.78 | 6.25 | 0.22 | 0.03 | 0.05 | 0.41 | 0 | 0 | -0.29 | -0.04 | -0.04 |  | 0.39 | 0.34 | 0.23 | 38.33 | 1499.577 | 0.67
D | 4002 | 2021-07-08 | 14 | ON | 31.57 | 6.25 | 0.22 | 0.03 | 0.06 | 0.41 | 0 | 0.01 | -0.3 | -0.04 | 0 |  | 0.39 | 0.34 | 0.23 | 39.17 | 1498.593 | 0.72
D | 4002 | 2021-07-08 | 15 | ON | 31.09 | 6.25 | 0.22 | 0.03 | 0.05 | 0.41 | 0.05 | 0.03 | -0.25 | -0.04 | 0 |  | 0.39 | 0.34 | 0.23 | 38.8 | 1480.738 | 0.76
D | 4002 | 2021-07-08 | 16 | ON | 27 | 6.25 | 0.22 | 0.03 | 0.05 | 0.42 | 0 | -0.01 | -0.17 | -0.04 | 0 |  | 0.39 | 0.34 | 0.23 | 34.71 | 1456.537 | 0.72
D | 4002 | 2021-07-08 | 17 | ON | 26.83 | 6.25 | 0.22 | 0.03 | 0.04 | 0.42 | 0 | 0.02 | -0.17 | -0.04 | 0 |  | 0.39 | 0.34 | 0.23 | 34.56 | 1444.783 | 0.71
D | 4002 | 2021-07-08 | 18 | ON | 26.04 | 6.25 | 0.22 | 0.03 | 0.05 | 0.42 | 0 | 0.04 | -0.17 | -0.04 | 0 |  | 0.39 | 0.34 | 0.23 | 33.8 | 1457.982 | 0.72
D | 4002 | 2021-07-08 | 19 | ON | 25.98 | 6.25 | 0.22 | 0.03 | 0.05 | 0.43 | 0 | 0.01 | -0.13 | -0.04 | 0 |  | 0.39 | 0.34 | 0.23 | 33.76 | 1441.387 | 0.73
D | 4002 | 2021-07-08 | 20 | ON | 24.64 | 6.25 | 0.22 | 0.03 | 0.05 | 0.44 | 0 | 0.02 | -0.03 | -0.04 | 0 |  | 0.39 | 0.34 | 0.23 | 32.54 | 1397.582 | 0.74
D | 4002 | 2021-07-08 | 21 | ON | 24.56 | 6.25 | 0.22 | 0.03 | 0.05 | 0.45 | 0 | -0.01 | -0.09 | -0.04 | 0 |  | 0.39 | 0.34 | 0.23 | 32.38 | 1362.035 | 0.75
D | 4002 | 2021-07-08 | 22 | ON | 23.78 | 6.25 | 0.22 | 0.03 | 0.05 | 0.47 | 0 | -0.02 | -0.08 | -0.04 | 0 |  | 0.39 | 0.34 | 0.23 | 31.62 | 1289.995 | 0.77
D | 4002 | 2021-07-08 | 23 | ON | 23.23 | 6.25 | 0.22 | 0.03 | 0.22 | 0.5 | 0 | -0.02 | -0.06 | -0.04 | 0 |  | 0.39 | 0.34 | 0.23 | 31.29 | 1191.559 | 0.97
D | 4002 | 2021-07-08 | 24 | OFF | 22.06 | 6.25 | 0.22 | 0.03 | 0.17 | 0 | 0 | -0.04 | -0.07 | -0.04 | 0 |  | 0.39 | 0.34 | 0.23 | 29.54 | 1095.782 | 0.42
D | 4002 | 2021-07-09 | 1 | OFF | 22.45 | 6.25 | 0.19 | 0.02 | 0.14 | 0 | 0 | -0.08 | -0.12 | -0.04 | 0 |  | 0.39 | 0.34 | 0.23 | 29.77 | 1025.123 | 0.35
D | 4002 | 2021-07-09 | 2 | OFF | 25.71 | 6.25 | 0.19 | 0.02 | 0.1 | 0 | 0 | -0.02 | -0.11 | -0.04 | 0 |  | 0.39 | 0.34 | 0.23 | 33.06 | 981.923 | 0.31
D | 4002 | 2021-07-09 | 3 | OFF | 26.26 | 6.25 | 0.19 | 0.02 | 0.08 | 0 | 0 | -0.03 | -0.12 | -0.04 | 0 |  | 0.39 | 0.34 | 0.23 | 33.57 | 959.877 | 0.29
D | 4002 | 2021-07-09 | 4 | OFF | 25.15 | 6.25 | 0.19 | 0.02 | 0.11 | 0 | 0 | -0.02 | -0.11 | -0.04 | 0 |  | 0.39 | 0.34 | 0.23 | 32.51 | 954.833 | 0.32
D | 4002 | 2021-07-09 | 5 | OFF | 25.34 | 6.25 | 0.19 | 0.02 | 0.11 | 0 | 0 | -0.01 | -0.09 | -0.04 | 0 |  | 0.39 | 0.34 | 0.23 | 32.73 | 975.909 | 0.32
D | 4002 | 2021-07-09 | 6 | OFF | 23.66 | 6.25 | 0.19 | 0.02 | 0.25 | 0 | 0 | 0.01 | -0.12 | -0.04 | 0 |  | 0.39 | 0.34 | 0.23 | 31.18 | 1041.931 | 0.46
D | 4002 | 2021-07-09 | 7 | OFF | 24.11 | 6.25 | 0.19 | 0.02 | 0.29 | 0 | 0 | 0 | -0.06 | -0.04 | 0 |  | 0.39 | 0.34 | 0.23 | 31.72 | 1139.822 | 0.5
D | 4002 | 2021-07-09 | 8 | ON | 25.67 | 6.25 | 0.19 | 0.02 | 0.21 | 0.5 | 0 | 0 | -0.09 | -0.04 | 0 |  | 0.39 | 0.34 | 0.23 | 33.67 | 1247.687 | 0.92
D | 4002 | 2021-07-09 | 9 | ON | 29.75 | 6.25 | 0.19 | 0.02 | 0.16 | 0.47 | 0.01 | 0 | -0.18 | -0.04 | 0 |  | 0.39 | 0.34 | 0.23 | 37.59 | 1343.04 | 0.85
D | 4002 | 2021-07-09 | 10 | ON | 35.66 | 6.25 | 0.19 | 0.02 | 0.11 | 0.45 | 0 | 0.03 | -0.3 | -0.04 | 0 |  | 0.39 | 0.34 | 0.23 | 43.33 | 1394.353 | 0.77
D | 4002 | 2021-07-09 | 11 | ON | 33.56 | 6.25 | 0.19 | 0.02 | 0.06 | 0.44 | 0 | 0.01 | -0.3 | -0.04 | 0 |  | 0.39 | 0.34 | 0.23 | 41.15 | 1441.286 | 0.71
D | 4002 | 2021-07-09 | 12 | ON | 33.88 | 6.25 | 0.19 | 0.02 | 0.08 | 0.43 | 0.03 | -0.01 | -0.3 | -0.04 | 0 |  | 0.39 | 0.34 | 0.23 | 41.49 | 1467.964 | 0.75
D | 4002 | 2021-07-09 | 13 | ON | 29.92 | 6.25 | 0.19 | 0.02 | 0.07 | 0.43 | 0.01 | 0.03 | -0.29 | -0.04 | 0 |  | 0.39 | 0.34 | 0.23 | 37.55 | 1477.52 | 0.72
D | 4002 | 2021-07-09 | 14 | ON | 28.64 | 6.25 | 0.19 | 0.02 | 0.06 | 0.43 | 0 | -0.04 | -0.28 | -0.04 | 0 |  | 0.39 | 0.34 | 0.23 | 36.19 | 1475.404 | 0.7
D | 4002 | 2021-07-09 | 15 | ON | 29.33 | 6.25 | 0.19 | 0.02 | 0.06 | 0.44 | 0 | -0.01 | -0.4 | -0.04 | 0 |  | 0.39 | 0.34 | 0.23 | 36.8 | 1450.206 | 0.71
D | 4002 | 2021-07-09 | 16 | ON | 28.88 | 6.25 | 0.19 | 0.02 | 0.04 | 0.43 | 0 | 0 | -0.41 | -0.04 | 0 |  | 0.39 | 0.34 | 0.23 | 36.32 | 1423.92 | 0.68
D | 4002 | 2021-07-09 | 17 | ON | 28.98 | 6.25 | 0.19 | 0.02 | 0.05 | 0.43 | 0 | -0.01 | -0.31 | -0.04 | 0 |  | 0.39 | 0.34 | 0.23 | 36.52 | 1424.503 | 0.69
D | 4002 | 2021-07-09 | 18 | ON | 36.04 | 6.25 | 0.19 | 0.02 | 0.04 | 0.41 | 0.02 | -0.04 | -0.35 | -0.04 | 0 |  | 0.39 | 0.34 | 0.23 | 43.5 | 1447.594 | 0.68
D | 4002 | 2021-07-09 | 19 | ON | 42.72 | 6.25 | 0.19 | 0.02 | 0.11 | 0.41 | 0.02 | -0.07 | -0.24 | -0.04 | 0 |  | 0.39 | 0.34 | 0.23 | 50.33 | 1467.461 | 0.75
D | 4002 | 2021-07-09 | 20 | ON | 39.22 | 6.25 | 0.19 | 0.02 | 0.11 | 0.41 | 0 | 0 | -0.19 | -0.04 | 0 |  | 0.39 | 0.34 | 0.23 | 46.93 | 1454.538 | 0.73
D | 4002 | 2021-07-09 | 21 | ON | 36.2 | 6.25 | 0.19 | 0.02 | 0.06 | 0.42 | 0.01 | -0.03 | -0.21 | -0.04 | 0 |  | 0.39 | 0.34 | 0.23 | 43.83 | 1430.131 | 0.7
D | 4002 | 2021-07-09 | 22 | ON | 36.82 | 6.25 | 0.19 | 0.02 | 0.12 | 0.43 | 0.04 | -0.04 | -0.11 | -0.04 | 0 |  | 0.39 | 0.34 | 0.23 | 44.64 | 1387.939 | 0.8
D | 4002 | 2021-07-09 | 23 | ON | 27.65 | 6.25 | 0.19 | 0.02 | 0.13 | 0.46 | 0 | -0.03 | -0.16 | -0.04 | 0 |  | 0.39 | 0.34 | 0.23 | 35.43 | 1292.28 | 0.8
D | 4002 | 2021-07-09 | 24 | OFF | 28.94 | 6.25 | 0.19 | 0.02 | 0.14 | 0 | 0.01 | -0.05 | -0.15 | -0.04 | 0 |  | 0.39 | 0.34 | 0.23 | 36.27 | 1189.457 | 0.36
D | 4002 | 2021-07-10 | 1 | OFF | 31.57 | 6.25 | 0.17 | 0.01 | 0.05 | 0 | 0.06 | -0.08 | -0.21 | -0.04 | 0 |  | 0.39 | 0.34 | 0.23 | 38.74 | 1102.827 | 0.29
D | 4002 | 2021-07-10 | 2 | OFF | 29.7 | 6.25 | 0.17 | 0.01 | 0.02 | 0 | 0 | -0.07 | -0.21 | -0.04 | 0 |  | 0.39 | 0.34 | 0.23 | 36.79 | 1045.267 | 0.2
D | 4002 | 2021-07-10 | 3 | OFF | 27.52 | 6.25 | 0.17 | 0.01 | 0.07 | 0 | 0 | -0.02 | -0.11 | -0.04 | 0 |  | 0.39 | 0.34 | 0.23 | 34.81 | 1004.426 | 0.25
D | 4002 | 2021-07-10 | 4 | OFF | 26.34 | 6.25 | 0.17 | 0.01 | 0.14 | 0 | 0 | 0.01 | -0.07 | -0.04 | 0 |  | 0.39 | 0.34 | 0.23 | 33.77 | 982.713 | 0.32
D | 4002 | 2021-07-10 | 5 | OFF | 26.52 | 6.25 | 0.17 | 0.01 | 0.08 | 0 | 0 | -0.01 | -0.05 | -0.04 | 0 |  | 0.39 | 0.34 | 0.23 | 33.89 | 980.451 | 0.26
D | 4002 | 2021-07-10 | 6 | OFF | 24.25 | 6.25 | 0.17 | 0.01 | 0.16 | 0 | 0 | 0.02 | -0.05 | -0.04 | 0 |  | 0.39 | 0.34 | 0.23 | 31.73 | 998.219 | 0.34
D | 4002 | 2021-07-10 | 7 | OFF | 24.54 | 6.25 | 0.17 | 0.01 | 0.11 | 0 | 0 | -0.02 | -0.04 | -0.04 | 0 |  | 0.39 | 0.34 | 0.23 | 31.94 | 1045.579 | 0.29
D | 4002 | 2021-07-10 | 8 | OFF | 24.48 | 6.25 | 0.17 | 0.01 | 0.11 | 0 | 0 | -0.01 | -0.07 | -0.04 | 0 |  | 0.39 | 0.34 | 0.23 | 31.86 | 1121.714 | 0.29
D | 4002 | 2021-07-10 | 9 | OFF | 24.81 | 6.25 | 0.17 | 0.01 | 0.19 | 0 | 0 | 0 | -0.1 | -0.04 | 0 |  | 0.39 | 0.34 | 0.23 | 32.25 | 1204.707 | 0.37
D | 4002 | 2021-07-10 | 10 | OFF | 25.3 | 6.25 | 0.17 | 0.01 | 0.08 | 0 | 0 | -0.01 | -0.13 | -0.04 | 0 |  | 0.39 | 0.34 | 0.23 | 32.59 | 1267.704 | 0.26
D | 4002 | 2021-07-10 | 11 | OFF | 26.11 | 6.25 | 0.17 | 0.01 | 0.05 | 0 | 0 | 0.02 | -0.16 | -0.04 | 0 |  | 0.39 | 0.34 | 0.23 | 33.37 | 1303.779 | 0.23
D | 4002 | 2021-07-10 | 12 | OFF | 27.64 | 6.25 | 0.17 | 0.01 | 0.06 | 0 | 0 | 0 | -0.26 | -0.04 | 0 |  | 0.39 | 0.34 | 0.23 | 34.79 | 1322.982 | 0.24
D | 4002 | 2021-07-10 | 13 | OFF | 27.17 | 6.25 | 0.17 | 0.01 | 0.06 | 0 | 0 | 0 | -0.22 | -0.04 | 0 |  | 0.39 | 0.34 | 0.23 | 34.36 | 1332.868 | 0.24
D | 4002 | 2021-07-10 | 14 | OFF | 26.95 | 6.25 | 0.17 | 0.01 | 0.05 | 0 | 0 | 0.01 | -0.23 | -0.04 | 0 |  | 0.39 | 0.34 | 0.23 | 34.13 | 1342.529 | 0.23
D | 4002 | 2021-07-10 | 15 | OFF | 27.81 | 6.25 | 0.17 | 0.01 | 0.06 | 0 | 0 | -0.02 | -0.27 | -0.04 | 0 |  | 0.39 | 0.34 | 0.23 | 34.93 | 1347.129 | 0.24
D | 4002 | 2021-07-10 | 16 | OFF | 27.29 | 6.25 | 0.17 | 0.01 | 0.07 | 0 | 0 | -0.01 | -0.25 | -0.04 | 0 |  | 0.39 | 0.34 | 0.23 | 34.45 | 1359.501 | 0.25
D | 4002 | 2021-07-10 | 17 | OFF | 27.55 | 6.25 | 0.17 | 0.01 | 0.06 | 0 | 0 | -0.02 | -0.27 | -0.04 | 0 |  | 0.39 | 0.34 | 0.23 | 34.67 | 1393.813 | 0.24
D | 4002 | 2021-07-10 | 18 | OFF | 27.56 | 6.25 | 0.17 | 0.01 | 0.06 | 0 | 0 | 0.01 | -0.29 | -0.04 | 0 |  | 0.39 | 0.34 | 0.23 | 34.69 | 1446.891 | 0.24
D | 4002 | 2021-07-10 | 19 | OFF | 30.35 | 6.25 | 0.17 | 0.01 | 0.06 | 0 | 0 | 0 | -0.35 | -0.04 | 0 |  | 0.39 | 0.34 | 0.23 | 37.41 | 1458.863 | 0.24
D | 4002 | 2021-07-10 | 20 | OFF | 33.2 | 6.25 | 0.17 | 0.01 | 0.1 | 0 | 0 | -0.02 | -0.33 | -0.04 | 0 |  | 0.39 | 0.34 | 0.23 | 40.3 | 1421.886 | 0.28
D | 4002 | 2021-07-10 | 21 | OFF | 32.56 | 6.25 | 0.17 | 0.01 | 0.08 | 0 | 0 | -0.02 | -0.24 | -0.04 | 0 |  | 0.39 | 0.34 | 0.23 | 39.73 | 1382.37 | 0.26
D | 4002 | 2021-07-10 | 22 | OFF | 36.32 | 6.25 | 0.17 | 0.01 | 0.08 | 0 | 0.17 | -0.01 | -0.27 | -0.04 | 0 |  | 0.39 | 0.34 | 0.23 | 43.64 | 1332.177 | 0.43
D | 4002 | 2021-07-10 | 23 | OFF | 38.24 | 6.25 | 0.17 | 0.01 | 0.42 | 0 | 0.33 | -0.02 | -0.11 | -0.04 | 0 |  | 0.39 | 0.34 | 0.23 | 46.21 | 1238.588 | 0.93
D | 4002 | 2021-07-10 | 24 | OFF | 40.28 | 6.25 | 0.17 | 0.01 | 0.55 | 0 | 0.5 | -0.06 | 0.03 | -0.04 | 0 |  | 0.39 | 0.34 | 0.23 | 48.65 | 1134.981 | 1.23
D | 4002 | 2021-07-11 | 1 | OFF | 38.11 | 6.25 | 0.27 | 0.03 | 0.33 | 0 | 0.46 | -0.03 | -0.05 | -0.04 | 0 |  | 0.39 | 0.34 | 0.23 | 46.29 | 1047.991 | 1.09
D | 4002 | 2021-07-11 | 2 | OFF | 31.58 | 6.25 | 0.27 | 0.03 | 0.08 | 0 | 0.07 | -0.05 | -0.08 | -0.04 | 0 |  | 0.39 | 0.34 | 0.23 | 39.07 | 992.642 | 0.45
D | 4002 | 2021-07-11 | 3 | OFF | 31.19 | 6.25 | 0.27 | 0.03 | 0.06 | 0 | 0 | -0.06 | -0.13 | -0.04 | 0 |  | 0.39 | 0.34 | 0.23 | 38.53 | 957.694 | 0.36
D | 4002 | 2021-07-11 | 4 | OFF | 31.33 | 6.25 | 0.27 | 0.03 | 0.06 | 0 | 0 | -0.01 | -0.16 | -0.04 | 0 |  | 0.39 | 0.34 | 0.23 | 38.69 | 936.913 | 0.36
D | 4002 | 2021-07-11 | 5 | OFF | 30.79 | 6.25 | 0.27 | 0.03 | 0.06 | 0 | 0 | -0.01 | -0.15 | -0.04 | 0 |  | 0.39 | 0.34 | 0.23 | 38.16 | 929.915 | 0.36
D | 4002 | 2021-07-11 | 6 | OFF | 29.47 | 6.25 | 0.27 | 0.03 | 0.06 | 0 | 0 | -0.01 | -0.06 | -0.04 | 0 |  | 0.39 | 0.34 | 0.23 | 36.93 | 934.838 | 0.36
D | 4002 | 2021-07-11 | 7 | OFF | 28.3 | 6.25 | 0.27 | 0.03 | 0.1 | 0 | 0 | -0.01 | -0.09 | -0.04 | 0 |  | 0.39 | 0.34 | 0.23 | 35.77 | 972.702 | 0.4
D | 4002 | 2021-07-11 | 8 | OFF | 29.14 | 6.25 | 0.27 | 0.03 | 0.15 | 0 | 0 | 0.01 | -0.09 | -0.04 | 0 |  | 0.39 | 0.34 | 0.23 | 36.68 | 1047.453 | 0.45
D | 4002 | 2021-07-11 | 9 | OFF | 39.89 | 6.25 | 0.27 | 0.03 | 0.24 | 0 | 0 | -0.02 | -0.07 | -0.04 | 0 |  | 0.39 | 0.34 | 0.23 | 47.51 | 1152.671 | 0.54
D | 4002 | 2021-07-11 | 10 | OFF | 35.48 | 6.25 | 0.27 | 0.03 | 0.12 | 0 | 0.13 | -0.01 | -0.26 | -0.04 | 0 |  | 0.39 | 0.34 | 0.23 | 42.93 | 1247.587 | 0.55
D | 4002 | 2021-07-11 | 11 | OFF | 35.58 | 6.25 | 0.27 | 0.03 | 0.09 | 0 | 0.28 | -0.03 | -0.22 | -0.04 | 0 |  | 0.39 | 0.34 | 0.23 | 43.17 | 1308.785 | 0.67
D | 4002 | 2021-07-11 | 12 | OFF | 31.88 | 6.25 | 0.27 | 0.03 | 0.08 | 0 | 0.1 | -0.01 | -0.25 | -0.04 | 0 |  | 0.39 | 0.34 | 0.23 | 39.27 | 1375.054 | 0.48
D | 4002 | 2021-07-11 | 13 | OFF | 32.08 | 6.25 | 0.27 | 0.03 | 0.07 | 0 | 0.05 | 0 | -0.25 | -0.04 | 0 |  | 0.39 | 0.34 | 0.23 | 39.42 | 1445.481 | 0.42
D | 4002 | 2021-07-11 | 14 | OFF | 33.71 | 6.25 | 0.27 | 0.03 | 0.1 | 0 | 0.06 | -0.02 | -0.25 | -0.04 | 0 |  | 0.39 | 0.34 | 0.23 | 41.07 | 1484.232 | 0.46
D | 4002 | 2021-07-11 | 15 | OFF | 29.34 | 6.25 | 0.27 | 0.03 | 0.06 | 0 | 0 | -0.02 | -0.31 | -0.04 | 0 |  | 0.39 | 0.34 | 0.23 | 36.54 | 1497.461 | 0.36
D | 4002 | 2021-07-11 | 16 | OFF | 33.37 | 6.25 | 0.27 | 0.03 | 0.07 | 0 | 0.01 | -0.02 | -0.25 | -0.04 | 0 |  | 0.39 | 0.34 | 0.23 | 40.65 | 1511.267 | 0.38
D | 4002 | 2021-07-11 | 17 | OFF | 38.91 | 6.25 | 0.27 | 0.03 | 0.18 | 0 | 0 | -0.01 | -0.32 | -0.04 | 0 |  | 0.39 | 0.34 | 0.23 | 46.23 | 1541.964 | 0.48
D | 4002 | 2021-07-11 | 18 | OFF | 42.19 | 6.25 | 0.27 | 0.03 | 0.11 | 0 | 0 | -0.02 | -0.32 | -0.04 | 0 |  | 0.39 | 0.34 | 0.23 | 49.43 | 1574.976 | 0.41
D | 4002 | 2021-07-11 | 19 | OFF | 41.4 | 6.25 | 0.27 | 0.03 | 0.11 | 0 | 0 | 0 | -0.26 | -0.04 | 0 |  | 0.39 | 0.34 | 0.23 | 48.72 | 1569.591 | 0.41
D | 4002 | 2021-07-11 | 20 | OFF | 38.35 | 6.25 | 0.27 | 0.03 | 0.1 | 0 | 0.01 | -0.03 | -0.17 | -0.04 | 0 |  | 0.39 | 0.34 | 0.23 | 45.73 | 1535.528 | 0.41
D | 4002 | 2021-07-11 | 21 | OFF | 37.6 | 6.25 | 0.27 | 0.03 | 0.11 | 0 | 0 | -0.03 | -0.23 | -0.04 | 0 |  | 0.39 | 0.34 | 0.23 | 44.92 | 1499.491 | 0.41
D | 4002 | 2021-07-11 | 22 | OFF | 39.29 | 6.25 | 0.27 | 0.03 | 0.13 | 0 | 0.04 | -0.05 | -0.17 | -0.04 | 0 |  | 0.39 | 0.34 | 0.23 | 46.71 | 1429.23 | 0.47
D | 4002 | 2021-07-11 | 23 | OFF | 37.4 | 6.25 | 0.27 | 0.03 | 0.19 | 0 | 0.03 | -0.02 | -0.05 | -0.04 | 0 |  | 0.39 | 0.34 | 0.23 | 45.02 | 1314.423 | 0.52
D | 4002 | 2021-07-11 | 24 | OFF | 35.24 | 6.25 | 0.27 | 0.03 | 0.28 | 0 | 0.03 | -0.03 | -0.16 | -0.04 | 0 |  | 0.39 | 0.34 | 0.23 | 42.83 | 1202.094 | 0.61
D | 4002 | 2021-07-12 | 1 | OFF | 34.08 | 6.25 | 0.25 | 0.01 | 0.1 | 0 | 0 | -0.04 | -0.17 | -0.04 | 0 |  | 0.39 | 0.34 | 0.23 | 41.4 | 1117.489 | 0.36
D | 4002 | 2021-07-12 | 2 | OFF | 33.92 | 6.25 | 0.25 | 0.01 | 0.08 | 0 | 0 | -0.06 | -0.2 | -0.04 | 0 |  | 0.39 | 0.34 | 0.23 | 41.17 | 1064.63 | 0.34
D | 4002 | 2021-07-12 | 3 | OFF | 33.74 | 6.25 | 0.25 | 0.01 | 0.06 | 0 | 0 | -0.04 | -0.26 | -0.04 | 0 |  | 0.39 | 0.34 | 0.23 | 40.93 | 1034.803 | 0.32
D | 4002 | 2021-07-12 | 4 | OFF | 31.87 | 6.25 | 0.25 | 0.01 | 0.05 | 0 | 0 | 0.01 | -0.16 | -0.04 | 0 |  | 0.39 | 0.34 | 0.23 | 39.2 | 1025.198 | 0.31
D | 4002 | 2021-07-12 | 5 | OFF | 32.48 | 6.25 | 0.25 | 0.01 | 0.07 | 0 | 0 | -0.01 | -0.19 | -0.04 | 0 |  | 0.39 | 0.34 | 0.23 | 39.78 | 1047.509 | 0.33
D | 4002 | 2021-07-12 | 6 | OFF | 32.16 | 6.25 | 0.25 | 0.01 | 0.15 | 0 | 0 | 0.02 | -0.14 | -0.04 | 0 |  | 0.39 | 0.34 | 0.23 | 39.62 | 1119.377 | 0.41
D | 4002 | 2021-07-12 | 7 | OFF | 33.69 | 6.25 | 0.25 | 0.01 | 0.76 | 0 | 0 | 0.02 | -0.12 | -0.04 | 0 |  | 0.39 | 0.34 | 0.23 | 41.78 | 1222.398 | 1.02
D | 4002 | 2021-07-12 | 8 | ON | 29.94 | 6.25 | 0.25 | 0.01 | 0.33 | 0.48 | 0 | -0.02 | -0.1 | -0.04 | 0 |  | 0.39 | 0.34 | 0.23 | 38.06 | 1330.529 | 1.07
D | 4002 | 2021-07-12 | 9 | ON | 34.96 | 6.25 | 0.25 | 0.01 | 0.12 | 0.45 | 0 | -0.01 | -0.11 | -0.04 | 0 |  | 0.39 | 0.34 | 0.23 | 42.84 | 1411.241 | 0.83
D | 4002 | 2021-07-12 | 10 | ON | 39.19 | 6.25 | 0.25 | 0.01 | 0.16 | 0.44 | 0.03 | 0.01 | -0.11 | -0.04 | 0 |  | 0.39 | 0.34 | 0.23 | 47.15 | 1457.828 | 0.89
D | 4002 | 2021-07-12 | 11 | ON | 34.77 | 6.25 | 0.25 | 0.01 | 0.09 | 0.43 | 0 | -0.01 | -0.18 | -0.04 | 0 |  | 0.39 | 0.34 | 0.23 | 42.53 | 1497.855 | 0.78
D | 4002 | 2021-07-12 | 12 | ON | 33.61 | 6.25 | 0.25 | 0.01 | 0.11 | 0.43 | 0 | -0.01 | -0.23 | -0.04 | 0 |  | 0.39 | 0.34 | 0.23 | 41.34 | 1526.276 | 0.8
D | 4002 | 2021-07-12 | 13 | ON | 32.15 | 6.25 | 0.25 | 0.01 | 0.11 | 0.42 | 0 | -0.01 | -0.22 | -0.04 | 0 |  | 0.39 | 0.34 | 0.23 | 39.88 | 1529.97 | 0.79
D | 4002 | 2021-07-12 | 14 | ON | 33.63 | 6.25 | 0.25 | 0.01 | 0.05 | 0.42 | 0 | -0.05 | -0.33 | -0.04 | 0 |  | 0.39 | 0.34 | 0.23 | 41.15 | 1528.597 | 0.73
D | 4002 | 2021-07-12 | 15 | ON | 34.95 | 6.25 | 0.25 | 0.01 | 0.04 | 0.42 | 0 | -0.05 | -0.33 | -0.04 | 0 |  | 0.39 | 0.34 | 0.23 | 42.46 | 1519.005 | 0.72
D | 4002 | 2021-07-12 | 16 | ON | 34.73 | 6.25 | 0.25 | 0.01 | 0.05 | 0.42 | 0 | 0.01 | -0.28 | -0.04 | -0.01 |  | 0.39 | 0.34 | 0.23 | 42.35 | 1517.748 | 0.72
D | 4002 | 2021-07-12 | 17 | ON | 32.94 | 6.25 | 0.25 | 0.01 | 0.05 | 0.42 | 0 | -0.03 | -0.25 | -0.04 | -0.01 |  | 0.39 | 0.34 | 0.23 | 40.55 | 1523.67 | 0.72
D | 4002 | 2021-07-12 | 18 | ON | 34.26 | 6.25 | 0.25 | 0.01 | 0.05 | 0.41 | 0 | 0.04 | -0.34 | -0.04 | 0 |  | 0.39 | 0.34 | 0.23 | 41.85 | 1555.937 | 0.72
D | 4002 | 2021-07-12 | 19 | ON | 33.14 | 6.25 | 0.25 | 0.01 | 0.05 | 0.42 | 0 | -0.04 | -0.25 | -0.04 | 0 |  | 0.39 | 0.34 | 0.23 | 40.75 | 1553.169 | 0.73
D | 4002 | 2021-07-12 | 20 | ON | 33.6 | 6.25 | 0.25 | 0.01 | 0.05 | 0.43 | 0 | -0.06 | -0.27 | -0.04 | 0 |  | 0.39 | 0.34 | 0.23 | 41.18 | 1517.734 | 0.74
D | 4002 | 2021-07-12 | 21 | ON | 31.11 | 6.25 | 0.25 | 0.01 | 0.06 | 0.43 | 0 | 0.05 | -0.17 | -0.04 | 0 |  | 0.39 | 0.34 | 0.23 | 38.91 | 1487.09 | 0.75
D | 4002 | 2021-07-12 | 22 | ON | 29.99 | 6.25 | 0.25 | 0.01 | 0.06 | 0.45 | 0 | -0.01 | -0.19 | -0.04 | 0 |  | 0.39 | 0.34 | 0.23 | 37.73 | 1416.046 | 0.77
D | 4002 | 2021-07-12 | 23 | ON | 28.12 | 6.25 | 0.25 | 0.01 | 0.1 | 0.49 | 0 | -0.05 | -0.04 | -0.04 | 0 |  | 0.39 | 0.34 | 0.23 | 36.05 | 1303.295 | 0.85
D | 4002 | 2021-07-12 | 24 | OFF | 28.03 | 6.25 | 0.25 | 0.01 | 0.16 | 0 | 0 | -0.06 | -0.11 | -0.04 | 0 |  | 0.39 | 0.34 | 0.23 | 35.45 | 1191.088 | 0.42
D | 4002 | 2021-07-13 | 1 | OFF | 29.2 | 6.25 | 0.19 | 0.02 | 0.12 | 0 | 0 | -0.09 | -0.1 | -0.04 | 0 |  | 0.39 | 0.34 | 0.23 | 36.51 | 1109.694 | 0.33
D | 4002 | 2021-07-13 | 2 | OFF | 29.17 | 6.25 | 0.19 | 0.02 | 0.09 | 0 | 0 | -0.01 | -0.08 | -0.04 | 0 |  | 0.39 | 0.34 | 0.23 | 36.55 | 1061.165 | 0.3
D | 4002 | 2021-07-13 | 3 | OFF | 28.14 | 6.25 | 0.19 | 0.02 | 0.09 | 0 | 0 | -0.01 | -0.08 | -0.04 | 0 |  | 0.39 | 0.34 | 0.23 | 35.52 | 1033.166 | 0.3
D | 4002 | 2021-07-13 | 4 | OFF | 27.07 | 6.25 | 0.19 | 0.02 | 0.08 | 0 | 0 | -0.02 | -0.07 | -0.04 | 0 |  | 0.39 | 0.34 | 0.23 | 34.44 | 1026.553 | 0.29
D | 4002 | 2021-07-13 | 5 | OFF | 27.73 | 6.25 | 0.19 | 0.02 | 0.07 | 0 | 0 | -0.03 | -0.07 | -0.04 | 0 |  | 0.39 | 0.34 | 0.23 | 35.08 | 1046.07 | 0.28
D | 4002 | 2021-07-13 | 6 | OFF | 29.09 | 6.25 | 0.19 | 0.02 | 0.14 | 0 | 0 | 0.01 | -0.05 | -0.04 | 0 |  | 0.39 | 0.34 | 0.23 | 36.57 | 1114.67 | 0.35
D | 4002 | 2021-07-13 | 7 | OFF | 27.48 | 6.25 | 0.19 | 0.02 | 0.29 | 0 | 0 | 0.01 | -0.04 | -0.04 | 0 |  | 0.39 | 0.34 | 0.23 | 35.12 | 1227.552 | 0.5
D | 4002 | 2021-07-13 | 8 | ON | 28.73 | 6.25 | 0.19 | 0.02 | 0.17 | 0.5 | 0 | -0.01 | -0.19 | -0.04 | 0 |  | 0.39 | 0.34 | 0.23 | 36.58 | 1335.958 | 0.88
D | 4002 | 2021-07-13 | 9 | ON | 30.68 | 6.25 | 0.19 | 0.02 | 0.08 | 0.46 | 0 | 0 | -0.34 | -0.04 | 0 |  | 0.39 | 0.34 | 0.23 | 38.26 | 1415.502 | 0.75
D | 4002 | 2021-07-13 | 10 | ON | 30.34 | 6.25 | 0.19 | 0.02 | 0.05 | 0.44 | 0.01 | 0 | -0.26 | -0.04 | 0 |  | 0.39 | 0.34 | 0.23 | 37.96 | 1453.693 | 0.71
D | 4002 | 2021-07-13 | 11 | ON | 29.91 | 6.25 | 0.19 | 0.02 | 0.05 | 0.43 | 0 | 0.03 | -0.16 | -0.04 | 0 |  | 0.39 | 0.34 | 0.23 | 37.64 | 1491.022 | 0.69
D | 4002 | 2021-07-13 | 12 | ON | 29.59 | 6.25 | 0.19 | 0.02 | 0.05 | 0.43 | 0 | 0 | -0.16 | -0.04 | 0 |  | 0.39 | 0.34 | 0.23 | 37.29 | 1509.241 | 0.69
D | 4002 | 2021-07-13 | 13 | ON | 31.04 | 6.25 | 0.19 | 0.02 | 0.05 | 0.42 | 0 | -0.01 | -0.2 | -0.04 | 0 |  | 0.39 | 0.34 | 0.23 | 38.68 | 1506.645 | 0.68
D | 4002 | 2021-07-13 | 14 | ON | 43.71 | 6.25 | 0.19 | 0.02 | 0.11 | 0.42 | 0.16 | -0.05 | -0.26 | -0.04 | 0 |  | 0.39 | 0.34 | 0.23 | 51.47 | 1510.512 | 0.9
D | 4002 | 2021-07-13 | 15 | ON | 40.91 | 6.25 | 0.19 | 0.02 | 0.08 | 0.42 | 0.17 | -0.01 | -0.2 | -0.04 | 0 |  | 0.39 | 0.34 | 0.23 | 48.75 | 1501.989 | 0.88
D | 4002 | 2021-07-13 | 16 | ON | 37.59 | 6.25 | 0.19 | 0.02 | 0.1 | 0.42 | 0.09 | 0 | -0.21 | -0.04 | 0 |  | 0.39 | 0.34 | 0.23 | 45.37 | 1493.498 | 0.82
D | 4002 | 2021-07-13 | 17 | ON | 39.9 | 6.25 | 0.19 | 0.02 | 0.23 | 0.42 | 0.05 | 0 | -0.34 | -0.04 | 0 |  | 0.39 | 0.34 | 0.23 | 47.64 | 1496.625 | 0.91
D | 4002 | 2021-07-13 | 18 | ON | 35.85 | 6.25 | 0.19 | 0.02 | 0.12 | 0.42 | 0.02 | 0 | -0.31 | -0.04 | 0 |  | 0.39 | 0.34 | 0.23 | 43.48 | 1513.584 | 0.77
D | 4002 | 2021-07-13 | 19 | ON | 34.07 | 6.25 | 0.19 | 0.02 | 0.09 | 0.42 | 0 | -0.02 | -0.3 | -0.04 | 0 |  | 0.39 | 0.34 | 0.23 | 41.64 | 1503.766 | 0.72
D | 4002 | 2021-07-13 | 20 | ON | 29.78 | 6.25 | 0.19 | 0.02 | 0.05 | 0.44 | 0 | -0.01 | -0.12 | -0.04 | 0 |  | 0.39 | 0.34 | 0.23 | 37.52 | 1464.795 | 0.7
D | 4002 | 2021-07-13 | 21 | ON | 29.2 | 6.25 | 0.19 | 0.02 | 0.05 | 0.45 | 0 | -0.01 | -0.13 | -0.04 | 0 |  | 0.39 | 0.34 | 0.23 | 36.94 | 1431.668 | 0.71
D | 4002 | 2021-07-13 | 22 | ON | 29.13 | 6.25 | 0.19 | 0.02 | 0.06 | 0.46 | 0 | -0.04 | -0.12 | -0.04 | 0 |  | 0.39 | 0.34 | 0.23 | 36.87 | 1357.94 | 0.73
D | 4002 | 2021-07-13 | 23 | ON | 28.29 | 6.25 | 0.19 | 0.02 | 0.09 | 0.5 | 0 | -0.02 | -0.08 | -0.04 | 0 |  | 0.39 | 0.34 | 0.23 | 36.16 | 1252.041 | 0.8
D | 4002 | 2021-07-13 | 24 | OFF | 28 | 6.25 | 0.19 | 0.02 | 0.14 | 0 | 0 | -0.08 | -0.07 | -0.04 | 0 |  | 0.39 | 0.34 | 0.23 | 35.37 | 1152.525 | 0.35
D | 4002 | 2021-07-14 | 1 | OFF | 27.41 | 6.25 | 0.52 | 0.1 | 0.1 | 0 | 0 | -0.01 | -0.06 | -0.04 | 0 |  | 0.39 | 0.34 | 0.23 | 35.23 | 1081.68 | 0.72
D | 4002 | 2021-07-14 | 2 | OFF | 25.71 | 6.25 | 0.52 | 0.1 | 0.08 | 0 | 0 | 0.09 | -0.07 | -0.04 | 0 |  | 0.39 | 0.34 | 0.23 | 33.6 | 1039.525 | 0.7
D | 4002 | 2021-07-14 | 3 | OFF | 23.63 | 6.25 | 0.52 | 0.1 | 0.12 | 0 | 0 | -0.05 | -0.1 | -0.04 | 0 |  | 0.39 | 0.34 | 0.23 | 31.39 | 1015.673 | 0.74
D | 4002 | 2021-07-14 | 4 | OFF | 24.19 | 6.25 | 0.52 | 0.1 | 0.11 | 0 | 0 | -0.03 | -0.1 | -0.04 | 0 |  | 0.39 | 0.34 | 0.23 | 31.96 | 1009.979 | 0.73
D | 4002 | 2021-07-14 | 5 | OFF | 25.53 | 6.25 | 0.52 | 0.1 | 0.11 | 0 | 0 | -0.01 | -0.09 | -0.04 | 0 |  | 0.39 | 0.34 | 0.23 | 33.33 | 1035.216 | 0.73
D | 4002 | 2021-07-14 | 6 | OFF | 24.39 | 6.25 | 0.52 | 0.1 | 0.21 | 0 | 0 | 0.03 | -0.08 | -0.04 | 0 |  | 0.39 | 0.34 | 0.23 | 32.34 | 1107.837 | 0.83
D | 4002 | 2021-07-14 | 7 | OFF | 29.42 | 6.25 | 0.52 | 0.1 | 0.21 | 0 | 0 | -0.02 | -0.1 | -0.04 | 0 |  | 0.39 | 0.34 | 0.23 | 37.3 | 1223.315 | 0.83
D | 4002 | 2021-07-14 | 8 | ON | 51.64 | 6.25 | 0.52 | 0.1 | 0.57 | 0.49 | 0.1 | -0.02 | 0.03 | -0.04 | 0 |  | 0.39 | 0.34 | 0.23 | 60.6 | 1341.904 | 1.78
D | 4002 | 2021-07-14 | 9 | ON | 51.73 | 6.25 | 0.52 | 0.1 | 0.5 | 0.46 | 0 | 0.03 | -0.32 | -0.04 | 0 |  | 0.39 | 0.34 | 0.23 | 60.19 | 1423.075 | 1.58
D | 4002 | 2021-07-14 | 10 | ON | 34.28 | 6.25 | 0.52 | 0.1 | 0.09 | 0.44 | 0 | 0.03 | -0.22 | -0.04 | 0 |  | 0.39 | 0.34 | 0.23 | 42.41 | 1473.425 | 1.15
D | 4002 | 2021-07-14 | 11 | ON | 33.75 | 6.25 | 0.52 | 0.1 | 0.08 | 0.43 | 0 | 0.04 | -0.24 | -0.04 | 0 |  | 0.39 | 0.34 | 0.23 | 41.85 | 1514.927 | 1.13
D | 4002 | 2021-07-14 | 12 | ON | 30.89 | 6.25 | 0.52 | 0.1 | 0.06 | 0.42 | 0 | 0.02 | -0.2 | -0.04 | 0 |  | 0.39 | 0.34 | 0.23 | 38.98 | 1550.574 | 1.1
D | 4002 | 2021-07-14 | 13 | ON | 30.62 | 6.25 | 0.52 | 0.1 | 0.05 | 0.41 | 0 | 0.01 | -0.18 | -0.04 | 0 |  | 0.39 | 0.34 | 0.23 | 38.7 | 1564.171 | 1.08
D | 4002 | 2021-07-14 | 14 | ON | 34.1 | 6.25 | 0.52 | 0.1 | 0.08 | 0.4 | 0 | -0.01 | -0.31 | -0.04 | 0 |  | 0.39 | 0.34 | 0.23 | 42.05 | 1592.801 | 1.1
D | 4002 | 2021-07-14 | 15 | ON | 42.57 | 6.25 | 0.52 | 0.1 | 0.06 | 0.39 | 0.02 | -0.04 | -0.35 | -0.04 | 0 |  | 0.39 | 0.34 | 0.23 | 50.44 | 1630.496 | 1.09
D | 4002 | 2021-07-14 | 16 | ON | 52.78 | 6.25 | 0.52 | 0.1 | 0.12 | 0.37 | 0.12 | 0 | -0.38 | -0.04 | 0 |  | 0.39 | 0.34 | 0.23 | 60.8 | 1688.958 | 1.23
D | 4002 | 2021-07-14 | 17 | ON | 75.45 | 6.25 | 0.52 | 0.1 | 0.37 | 0.36 | 0.25 | -0.09 | -0.15 | -0.04 | 0 |  | 0.39 | 0.34 | 0.23 | 83.98 | 1752.456 | 1.6
D | 4002 | 2021-07-14 | 18 | ON | 90.84 | 6.25 | 0.52 | 0.1 | 0.53 | 0.34 | 0.3 | -0.03 | -0.37 | -0.04 | 0 |  | 0.39 | 0.34 | 0.23 | 99.4 | 1793.773 | 1.79
D | 4002 | 2021-07-14 | 19 | ON | 78.26 | 6.25 | 0.52 | 0.1 | 0.24 | 0.34 | 0.03 | 0.02 | -0.46 | -0.04 | 0 |  | 0.39 | 0.34 | 0.23 | 86.22 | 1777.963 | 1.23
D | 4002 | 2021-07-14 | 20 | ON | 72.44 | 6.25 | 0.52 | 0.1 | 0.13 | 0.35 | 0 | -0.03 | -0.36 | -0.04 | 0 |  | 0.39 | 0.34 | 0.23 | 80.32 | 1729.653 | 1.1
D | 4002 | 2021-07-14 | 21 | ON | 64.82 | 6.25 | 0.52 | 0.1 | 0.18 | 0.36 | 0.24 | -0.02 | -0.2 | -0.04 | 0 |  | 0.39 | 0.34 | 0.23 | 73.17 | 1685.134 | 1.4
D | 4002 | 2021-07-14 | 22 | ON | 45.35 | 6.25 | 0.52 | 0.1 | 0.1 | 0.38 | 0.07 | -0.02 | -0.18 | -0.04 | 0 |  | 0.39 | 0.34 | 0.23 | 53.49 | 1602.487 | 1.17
D | 4002 | 2021-07-14 | 23 | ON | 44.82 | 6.25 | 0.52 | 0.1 | 0.25 | 0.41 | 0 | -0.08 | -0.24 | -0.04 | 0 |  | 0.39 | 0.34 | 0.23 | 52.95 | 1463.54 | 1.28
D | 4002 | 2021-07-14 | 24 | OFF | 38.41 | 6.25 | 0.52 | 0.1 | 0.2 | 0 | 0.16 | -0.05 | -0.3 | -0.04 | 0 |  | 0.39 | 0.34 | 0.23 | 46.21 | 1335.68 | 0.98
D | 4002 | 2021-07-15 | 1 | OFF | 38.32 | 6.25 | 0.28 | 0.02 | 0.13 | 0 | 0.13 | -0.01 | -0.28 | -0.04 | 0 |  | 0.39 | 0.34 | 0.23 | 45.76 | 1242.942 | 0.56
D | 4002 | 2021-07-15 | 2 | OFF | 39.18 | 6.25 | 0.28 | 0.02 | 0.13 | 0 | 0 | -0.02 | -0.18 | -0.04 | 0 |  | 0.39 | 0.34 | 0.23 | 46.58 | 1183.619 | 0.43
D | 4002 | 2021-07-15 | 3 | OFF | 32.02 | 6.25 | 0.28 | 0.02 | 0.05 | 0 | 0 | 0.03 | -0.16 | -0.04 | 0 |  | 0.39 | 0.34 | 0.23 | 39.41 | 1146.964 | 0.35
D | 4002 | 2021-07-15 | 4 | OFF | 30.41 | 6.25 | 0.28 | 0.02 | 0.06 | 0 | 0 | 0.01 | -0.11 | -0.04 | 0 |  | 0.39 | 0.34 | 0.23 | 37.84 | 1133.544 | 0.36
D | 4002 | 2021-07-15 | 5 | OFF | 30.14 | 6.25 | 0.28 | 0.02 | 0.09 | 0 | 0 | 0.04 | -0.13 | -0.04 | 0 |  | 0.39 | 0.34 | 0.23 | 37.61 | 1153.653 | 0.39
D | 4002 | 2021-07-15 | 6 | OFF | 31.24 | 6.25 | 0.28 | 0.02 | 0.12 | 0 | 0 | 0.02 | -0.15 | -0.04 | 0 |  | 0.39 | 0.34 | 0.23 | 38.7 | 1221.855 | 0.42
D | 4002 | 2021-07-15 | 7 | OFF | 31.27 | 6.25 | 0.28 | 0.02 | 0.25 | 0 | 0 | 0 | -0.23 | -0.04 | 0 |  | 0.39 | 0.34 | 0.23 | 38.76 | 1338.336 | 0.55
D | 4002 | 2021-07-15 | 8 | ON | 31.29 | 6.25 | 0.28 | 0.02 | 0.12 | 0.44 | 0 | 0.05 | -0.31 | -0.04 | 0 |  | 0.39 | 0.34 | 0.23 | 39.06 | 1478.087 | 0.86
D | 4002 | 2021-07-15 | 9 | ON | 31.54 | 6.25 | 0.28 | 0.02 | 0.07 | 0.42 | 0 | 0 | -0.22 | -0.04 | 0 |  | 0.39 | 0.34 | 0.23 | 39.28 | 1581.284 | 0.79
D | 4002 | 2021-07-15 | 10 | ON | 30.76 | 6.25 | 0.28 | 0.02 | 0.06 | 0.4 | 0 | 0.04 | -0.15 | -0.04 | 0 |  | 0.39 | 0.34 | 0.23 | 38.58 | 1642.989 | 0.76
D | 4002 | 2021-07-15 | 11 | ON | 30.61 | 6.25 | 0.28 | 0.02 | 0.05 | 0.38 | 0 | 0.01 | -0.24 | -0.04 | 0 |  | 0.39 | 0.34 | 0.23 | 38.28 | 1710.023 | 0.73
D | 4002 | 2021-07-15 | 12 | ON | 30.86 | 6.25 | 0.28 | 0.02 | 0.06 | 0.36 | 0 | 0 | -0.26 | -0.04 | 0 |  | 0.39 | 0.34 | 0.23 | 38.49 | 1781.754 | 0.72
D | 4002 | 2021-07-15 | 13 | ON | 32.65 | 6.25 | 0.28 | 0.02 | 0.07 | 0.35 | 0 | -0.01 | -0.27 | -0.04 | 0 |  | 0.39 | 0.34 | 0.23 | 40.26 | 1857.318 | 0.72
D | 4002 | 2021-07-15 | 14 | ON | 37.64 | 6.25 | 0.28 | 0.02 | 0.05 | 0.3 | 0 | 0.01 | -0.32 | -0.04 | 0 |  | 0.39 | 0.34 | 0.23 | 45.15 | 1937.751 | 0.65
D | 4002 | 2021-07-15 | 15 | ON | 41.26 | 6.25 | 0.28 | 0.02 | 0.07 | 0.27 | 0 | 0.01 | -0.38 | -0.04 | 0 |  | 0.39 | 0.34 | 0.23 | 48.7 | 1994.707 | 0.64
D | 4002 | 2021-07-15 | 16 | ON | 46.96 | 6.25 | 0.28 | 0.02 | 0.07 | 0.28 | 0 | -0.04 | -0.41 | -0.04 | 0 |  | 0.39 | 0.34 | 0.23 | 54.33 | 2039.137 | 0.65
D | 4002 | 2021-07-15 | 17 | ON | 44.55 | 6.25 | 0.28 | 0.02 | 0.06 | 0.31 | 0 | -0.02 | -0.49 | -0.04 | 0 |  | 0.39 | 0.34 | 0.23 | 51.88 | 2065.077 | 0.67
D | 4002 | 2021-07-15 | 18 | ON | 57.55 | 6.25 | 0.28 | 0.02 | 0.14 | 0.31 | 0.06 | -0.02 | -0.44 | -0.04 | 0 |  | 0.39 | 0.34 | 0.23 | 65.07 | 2083.419 | 0.81
D | 4002 | 2021-07-15 | 19 | ON | 54.58 | 6.25 | 0.28 | 0.02 | 0.23 | 0.31 | 0.13 | -0.01 | -0.27 | -0.04 | 0 |  | 0.39 | 0.34 | 0.23 | 62.44 | 2058.32 | 0.97
D | 4002 | 2021-07-15 | 20 | ON | 49.16 | 6.25 | 0.28 | 0.02 | 0.16 | 0.32 | 0 | -0.05 | -0.23 | -0.04 | 0 |  | 0.39 | 0.34 | 0.23 | 56.83 | 1983.821 | 0.78
D | 4002 | 2021-07-15 | 21 | ON | 47.44 | 6.25 | 0.28 | 0.02 | 0.17 | 0.33 | 0 | -0.01 | -0.2 | -0.04 | 0 |  | 0.39 | 0.34 | 0.23 | 55.2 | 1909.486 | 0.8
D | 4002 | 2021-07-15 | 22 | ON | 47.57 | 6.25 | 0.28 | 0.02 | 0.1 | 0.34 | 0 | -0.04 | -0.15 | -0.04 | 0 |  | 0.39 | 0.34 | 0.23 | 55.29 | 1803.879 | 0.74
D | 4002 | 2021-07-15 | 23 | ON | 35.58 | 6.25 | 0.28 | 0.02 | 0.12 | 0.38 | 0 | -0.04 | -0.46 | -0.04 | 0 |  | 0.39 | 0.34 | 0.23 | 43.05 | 1637.222 | 0.8
D | 4002 | 2021-07-15 | 24 | OFF | 31.38 | 6.25 | 0.28 | 0.02 | 0.11 | 0 | 0 | -0.04 | -0.51 | -0.04 | 0 |  | 0.39 | 0.34 | 0.23 | 38.41 | 1478.817 | 0.41
D | 4002 | 2021-07-16 | 1 | OFF | 37.34 | 6.25 | 0.26 | 0.03 | 0.06 | 0 | 0 | -0.01 | -0.64 | -0.04 | 0 |  | 0.39 | 0.34 | 0.23 | 44.21 | 1377.158 | 0.35
D | 4002 | 2021-07-16 | 2 | OFF | 45.66 | 6.25 | 0.26 | 0.03 | 0.13 | 0 | 0 | -0.02 | -0.58 | -0.04 | 0 |  | 0.39 | 0.34 | 0.23 | 52.65 | 1306.381 | 0.42
D | 4002 | 2021-07-16 | 3 | OFF | 38.25 | 6.25 | 0.26 | 0.03 | 0.1 | 0 | 0 | -0.05 | -0.56 | -0.04 | 0 |  | 0.39 | 0.34 | 0.23 | 45.2 | 1259.858 | 0.39
D | 4002 | 2021-07-16 | 4 | OFF | 32.06 | 6.25 | 0.26 | 0.03 | 0.06 | 0 | 0 | -0.01 | -0.43 | -0.04 | 0 |  | 0.39 | 0.34 | 0.23 | 39.14 | 1237.824 | 0.35
D | 4002 | 2021-07-16 | 5 | OFF | 31.67 | 6.25 | 0.26 | 0.03 | 0.05 | 0 | 0 | 0.01 | -0.43 | -0.04 | 0 |  | 0.39 | 0.34 | 0.23 | 38.76 | 1248.854 | 0.34
D | 4002 | 2021-07-16 | 6 | OFF | 33.31 | 6.25 | 0.26 | 0.03 | 0.12 | 0 | 0 | 0.01 | -0.48 | -0.04 | 0 |  | 0.39 | 0.34 | 0.23 | 40.42 | 1305.059 | 0.41
D | 4002 | 2021-07-16 | 7 | OFF | 46.83 | 6.25 | 0.26 | 0.03 | 0.25 | 0 | 0 | 0 | -0.58 | -0.04 | 0 |  | 0.39 | 0.34 | 0.23 | 53.96 | 1421.103 | 0.54
D | 4002 | 2021-07-16 | 8 | ON | 45.17 | 6.25 | 0.26 | 0.03 | 0.47 | 0.41 | 0 | 0.03 | -0.74 | -0.04 | 0 |  | 0.39 | 0.34 | 0.23 | 52.8 | 1571.575 | 1.17
D | 4002 | 2021-07-16 | 9 | ON | 33.03 | 6.25 | 0.26 | 0.03 | 0.11 | 0.37 | 0 | -0.02 | -0.53 | -0.04 | 0 |  | 0.39 | 0.34 | 0.23 | 40.42 | 1710.93 | 0.77
D | 4002 | 2021-07-16 | 10 | ON | 35.72 | 6.25 | 0.26 | 0.03 | 0.05 | 0.35 | 0 | 0 | -0.57 | -0.04 | 0 |  | 0.39 | 0.34 | 0.23 | 43.01 | 1823.124 | 0.69
D | 4002 | 2021-07-16 | 11 | ON | 42.95 | 6.25 | 0.26 | 0.03 | 0.18 | 0.33 | 0.03 | 0.01 | -0.66 | -0.04 | 0 |  | 0.39 | 0.34 | 0.23 | 50.3 | 1909.423 | 0.83
D | 4002 | 2021-07-16 | 12 | ON | 45.19 | 6.25 | 0.26 | 0.03 | 0.17 | 0.32 | 0.05 | 0.06 | -0.65 | -0.04 | 0 |  | 0.39 | 0.34 | 0.23 | 52.6 | 1996.338 | 0.83
D | 4002 | 2021-07-16 | 13 | ON | 51.45 | 6.25 | 0.26 | 0.03 | 0.01 | 0.31 | 0.05 | 0 | -0.67 | -0.04 | 0 |  | 0.39 | 0.34 | 0.23 | 58.61 | 2063.72 | 0.66
D | 4002 | 2021-07-16 | 14 | ON | 48.74 | 6.25 | 0.26 | 0.03 | 0 | 0.3 | 0 | -0.04 | -0.79 | -0.04 | 0 |  | 0.39 | 0.34 | 0.23 | 55.67 | 2110.057 | 0.59
D | 4002 | 2021-07-16 | 15 | ON | 45.85 | 6.25 | 0.26 | 0.03 | 0.04 | 0.3 | 0 | 0.04 | -0.77 | -0.04 | 0 |  | 0.39 | 0.34 | 0.23 | 52.92 | 2128.38 | 0.63
D | 4002 | 2021-07-16 | 16 | ON | 42.11 | 6.25 | 0.26 | 0.03 | 0.05 | 0.29 | 0 | 0.04 | -0.8 | -0.04 | 0 |  | 0.39 | 0.34 | 0.23 | 49.15 | 2147.834 | 0.63
D | 4002 | 2021-07-16 | 17 | ON | 45.34 | 6.25 | 0.26 | 0.03 | 0.07 | 0.29 | 0 | -0.07 | -0.85 | -0.04 | 0 |  | 0.39 | 0.34 | 0.23 | 52.24 | 2162.339 | 0.65
D | 4002 | 2021-07-16 | 18 | ON | 54.99 | 6.25 | 0.26 | 0.03 | 0.14 | 0.3 | 0 | -0.1 | -0.99 | -0.04 | 0 |  | 0.39 | 0.34 | 0.23 | 61.8 | 2157.799 | 0.73
D | 4002 | 2021-07-16 | 19 | ON | 56.16 | 6.25 | 0.26 | 0.03 | 0.35 | 0.31 | 0.05 | 0.09 | -0.83 | -0.04 | 0 |  | 0.39 | 0.34 | 0.23 | 63.59 | 2114.742 | 1
D | 4002 | 2021-07-16 | 20 | ON | 43.78 | 6.25 | 0.26 | 0.03 | 0.17 | 0.32 | 0 | -0.02 | -0.67 | -0.04 | 0 |  | 0.39 | 0.34 | 0.23 | 51.04 | 2025.509 | 0.78
D | 4002 | 2021-07-16 | 21 | ON | 35.61 | 6.25 | 0.26 | 0.03 | 0.1 | 0.33 | 0 | -0.01 | -0.61 | -0.04 | 0 |  | 0.39 | 0.34 | 0.23 | 42.88 | 1943.358 | 0.72
D | 4002 | 2021-07-16 | 22 | ON | 40.93 | 6.25 | 0.26 | 0.03 | 0.06 | 0.35 | 0.02 | -0.03 | -0.61 | -0.04 | 0 |  | 0.39 | 0.34 | 0.23 | 48.18 | 1832.421 | 0.72
D | 4002 | 2021-07-16 | 23 | ON | 33.68 | 6.25 | 0.26 | 0.03 | 0.07 | 0.38 | 0 | -0.04 | -0.53 | -0.04 | 0 |  | 0.39 | 0.34 | 0.23 | 41.02 | 1661.968 | 0.74
D | 4002 | 2021-07-16 | 24 | OFF | 34.51 | 6.25 | 0.26 | 0.03 | 0.13 | 0 | 0 | -0.02 | -0.59 | -0.04 | 0 |  | 0.39 | 0.34 | 0.23 | 41.49 | 1501.463 | 0.42
D | 4002 | 2021-07-17 | 1 | OFF | 45.24 | 6.25 | 5.27 | 0.76 | 0.13 | 0 | 0 | -0.09 | -0.76 | -0.04 | 0 |  | 0.39 | 0.34 | 0.23 | 57.72 | 1380.523 | 6.16
D | 4002 | 2021-07-17 | 2 | OFF | 62.43 | 6.25 | 5.27 | 0.76 | 0.24 | 0 | 0 | -0.07 | -0.99 | -0.04 | 0 |  | 0.39 | 0.34 | 0.23 | 74.81 | 1310.718 | 6.27
D | 4002 | 2021-07-17 | 3 | OFF | 52.76 | 6.25 | 5.27 | 0.76 | 0.19 | 0 | 0 | 0.01 | -0.81 | -0.04 | 0 |  | 0.39 | 0.34 | 0.23 | 65.35 | 1266.356 | 6.22
D | 4002 | 2021-07-17 | 4 | OFF | 43.5 | 6.25 | 5.27 | 0.76 | 0.11 | 0 | 0 | -0.02 | -0.72 | -0.04 | 0 |  | 0.39 | 0.34 | 0.23 | 56.07 | 1231.279 | 6.14
D | 4002 | 2021-07-17 | 5 | OFF | 46.49 | 6.25 | 5.27 | 0.76 | 0.06 | 0 | 0 | -0.02 | -0.77 | -0.04 | 0 |  | 0.39 | 0.34 | 0.23 | 58.96 | 1218.597 | 6.09
D | 4002 | 2021-07-17 | 6 | OFF | 45.31 | 6.25 | 5.27 | 0.76 | 0.11 | 0 | 0 | 0.08 | -0.72 | -0.04 | 0 |  | 0.39 | 0.34 | 0.23 | 57.98 | 1229.899 | 6.14
D | 4002 | 2021-07-17 | 7 | OFF | 34.63 | 6.25 | 5.27 | 0.76 | 0.1 | 0 | 0 | -0.03 | -0.5 | -0.04 | 0 |  | 0.39 | 0.34 | 0.23 | 47.4 | 1268.01 | 6.13
D | 4002 | 2021-07-17 | 8 | OFF | 38.5 | 6.25 | 5.27 | 0.76 | 0.12 | 0 | 0 | 0 | -0.27 | -0.04 | 0 |  | 0.39 | 0.34 | 0.23 | 51.55 | 1344.269 | 6.15
D | 4002 | 2021-07-17 | 9 | OFF | 58.34 | 6.25 | 5.27 | 0.76 | 0.27 | 0 | 0.68 | 0.03 | -0.21 | -0.04 | 0 |  | 0.39 | 0.34 | 0.23 | 72.31 | 1441.786 | 6.98
D | 4002 | 2021-07-17 | 10 | OFF | 54.94 | 6.25 | 5.27 | 0.76 | 0.15 | 0 | 0.31 | 0.01 | -0.34 | -0.04 | 0 |  | 0.39 | 0.34 | 0.23 | 68.27 | 1518.138 | 6.49
D | 4002 | 2021-07-17 | 11 | OFF | 48.83 | 6.25 | 5.27 | 0.76 | 0.14 | 0 | 0.02 | 0.01 | -0.31 | -0.04 | 0 |  | 0.39 | 0.34 | 0.23 | 61.89 | 1564.137 | 6.19
D | 4002 | 2021-07-17 | 12 | OFF | 49.08 | 6.25 | 5.27 | 0.76 | 0.12 | 0 | 0.01 | 0.01 | -0.27 | -0.04 | 0 |  | 0.39 | 0.34 | 0.23 | 62.15 | 1600.199 | 6.16
D | 4002 | 2021-07-17 | 13 | OFF | 54.98 | 6.25 | 5.27 | 0.76 | 0.1 | 0 | 0.03 | -0.1 | -0.13 | -0.04 | 0 |  | 0.39 | 0.34 | 0.23 | 68.08 | 1642.443 | 6.16
D | 4002 | 2021-07-17 | 14 | OFF | 70.74 | 6.25 | 5.27 | 0.76 | 0.26 | 0 | 0.11 | -0.07 | -0.45 | -0.04 | 0 |  | 0.39 | 0.34 | 0.23 | 83.79 | 1679.907 | 6.4
D | 4002 | 2021-07-17 | 15 | OFF | 88.54 | 6.25 | 5.27 | 0.76 | 3.16 | 0 | 0.27 | -0.06 | -0.34 | -0.04 | 0 |  | 0.39 | 0.34 | 0.23 | 104.77 | 1716.994 | 9.46
D | 4002 | 2021-07-17 | 16 | OFF | 133.93 | 6.25 | 5.27 | 0.76 | 2.79 | 0 | 5.93 | 0.03 | -0.24 | -0.04 | 0 |  | 0.39 | 0.34 | 0.23 | 155.64 | 1725.989 | 14.75
D | 4002 | 2021-07-17 | 17 | OFF | 239.35 | 6.25 | 5.27 | 0.76 | 1.43 | 0 | 20.89 | 0.4 | -0.65 | -0.04 | 0 |  | 0.39 | 0.34 | 0.23 | 274.62 | 1731.682 | 28.35
D | 4002 | 2021-07-17 | 18 | OFF | 82.85 | 6.25 | 5.27 | 0.76 | 0.34 | 0 | 0.5 | 0.08 | -0.12 | -0.04 | 0 |  | 0.39 | 0.34 | 0.23 | 96.85 | 1720.192 | 6.87
D | 4002 | 2021-07-17 | 19 | OFF | 55.38 | 6.25 | 5.27 | 0.76 | 0.35 | 0 | 0.33 | 0.1 | -0.11 | -0.04 | 0 |  | 0.39 | 0.34 | 0.23 | 69.25 | 1675.318 | 6.71
D | 4002 | 2021-07-17 | 20 | OFF | 41.92 | 6.25 | 5.27 | 0.76 | 0.2 | 0 | 0.03 | 0.01 | -0.09 | -0.04 | 0 |  | 0.39 | 0.34 | 0.23 | 55.27 | 1607.936 | 6.26
D | 4002 | 2021-07-17 | 21 | OFF | 45.19 | 6.25 | 5.27 | 0.76 | 0.11 | 0 | 0.16 | -0.02 | -0.1 | -0.04 | 0 |  | 0.39 | 0.34 | 0.23 | 58.54 | 1560.269 | 6.3
D | 4002 | 2021-07-17 | 22 | OFF | 35.32 | 6.25 | 5.27 | 0.76 | 0.17 | 0 | 0 | -0.02 | -0.11 | -0.04 | 0 |  | 0.39 | 0.34 | 0.23 | 48.56 | 1482.05 | 6.2
D | 4002 | 2021-07-17 | 23 | OFF | 33.46 | 6.25 | 5.27 | 0.76 | 0.12 | 0 | 0 | -0.01 | -0.06 | -0.04 | 0 |  | 0.39 | 0.34 | 0.23 | 46.71 | 1372.687 | 6.15
D | 4002 | 2021-07-17 | 24 | OFF | 62.28 | 6.25 | 5.27 | 0.76 | 0.69 | 0 | 0.5 | -0.05 | -0.06 | -0.04 | 0 |  | 0.39 | 0.34 | 0.23 | 76.56 | 1269.442 | 7.22
D | 4002 | 2021-07-18 | 1 | OFF | 40.14 | 6.25 | 0.54 | 0.04 | 0.34 | 0 | 0.15 | 0.02 | -0.05 | -0.04 | 0 |  | 0.39 | 0.34 | 0.23 | 48.35 | 1180.634 | 1.07
D | 4002 | 2021-07-18 | 2 | OFF | 32.73 | 6.25 | 0.54 | 0.04 | 0.12 | 0 | 0 | 0.02 | -0.09 | -0.04 | 0 |  | 0.39 | 0.34 | 0.23 | 40.53 | 1116.162 | 0.7
D | 4002 | 2021-07-18 | 3 | OFF | 34.45 | 6.25 | 0.54 | 0.04 | 0.1 | 0 | 0 | -0.04 | -0.18 | -0.04 | 0 |  | 0.39 | 0.34 | 0.23 | 42.08 | 1069.848 | 0.68
D | 4002 | 2021-07-18 | 4 | OFF | 31.73 | 6.25 | 0.54 | 0.04 | 0.06 | 0 | 0 | -0.06 | -0.09 | -0.04 | 0 |  | 0.39 | 0.34 | 0.23 | 39.39 | 1051.031 | 0.64
D | 4002 | 2021-07-18 | 5 | OFF | 54.03 | 6.25 | 0.54 | 0.04 | 0.11 | 0 | 0 | -0.2 | 0.04 | -0.04 | 0 |  | 0.39 | 0.34 | 0.23 | 61.73 | 1043.255 | 0.69
D | 4002 | 2021-07-18 | 6 | OFF | 46.95 | 6.25 | 0.54 | 0.04 | 0.37 | 0 | 0 | 0.05 | -0.14 | -0.04 | 0 |  | 0.39 | 0.34 | 0.23 | 54.98 | 1055.342 | 0.95
D | 4002 | 2021-07-18 | 7 | OFF | 37.73 | 6.25 | 0.54 | 0.04 | 0.2 | 0 | 0 | -0.04 | -0.11 | -0.04 | 0 |  | 0.39 | 0.34 | 0.23 | 45.53 | 1081.814 | 0.78
D | 4002 | 2021-07-18 | 8 | OFF | 33.65 | 6.25 | 0.54 | 0.04 | 0.15 | 0 | 0 | 0 | -0.12 | -0.04 | 0 |  | 0.39 | 0.34 | 0.23 | 41.43 | 1139.519 | 0.73
D | 4002 | 2021-07-18 | 9 | OFF | 34.72 | 6.25 | 0.54 | 0.04 | 0.15 | 0 | 0.01 | -0.04 | -0.17 | -0.04 | 0 |  | 0.39 | 0.34 | 0.23 | 42.42 | 1227.105 | 0.74
D | 4002 | 2021-07-18 | 10 | OFF | 36.47 | 6.25 | 0.54 | 0.04 | 0.11 | 0 | 0.02 | -0.07 | -0.15 | -0.04 | 0 |  | 0.39 | 0.34 | 0.23 | 44.13 | 1305.687 | 0.71
D | 4002 | 2021-07-18 | 11 | OFF | 36.55 | 6.25 | 0.54 | 0.04 | 0.08 | 0 | 0 | -0.03 | -0.14 | -0.04 | 0 |  | 0.39 | 0.34 | 0.23 | 44.21 | 1358.435 | 0.66
D | 4002 | 2021-07-18 | 12 | OFF | 35.31 | 6.25 | 0.54 | 0.04 | 0.07 | 0 | 0 | -0.02 | -0.2 | -0.04 | 0 |  | 0.39 | 0.34 | 0.23 | 42.91 | 1388.235 | 0.65
D | 4002 | 2021-07-18 | 13 | OFF | 30.78 | 6.25 | 0.54 | 0.04 | 0.04 | 0 | 0 | -0.01 | -0.14 | -0.04 | 0 |  | 0.39 | 0.34 | 0.23 | 38.42 | 1398.172 | 0.62
D | 4002 | 2021-07-18 | 14 | OFF | 31.04 | 6.25 | 0.54 | 0.04 | 0.05 | 0 | 0 | -0.03 | -0.08 | -0.04 | 0 |  | 0.39 | 0.34 | 0.23 | 38.73 | 1394.981 | 0.63
D | 4002 | 2021-07-18 | 15 | OFF | 33.77 | 6.25 | 0.54 | 0.04 | 0.06 | 0 | 0 | -0.05 | -0.11 | -0.04 | 0 |  | 0.39 | 0.34 | 0.23 | 41.42 | 1389.707 | 0.64
D | 4002 | 2021-07-18 | 16 | OFF | 36.73 | 6.25 | 0.54 | 0.04 | 0.1 | 0 | 0.03 | -0.04 | -0.15 | -0.04 | 0 |  | 0.39 | 0.34 | 0.23 | 44.42 | 1390.903 | 0.71
D | 4002 | 2021-07-18 | 17 | OFF | 48.12 | 6.25 | 0.54 | 0.04 | 0.11 | 0 | 0.05 | -0.08 | -0.12 | -0.04 | 0 |  | 0.39 | 0.34 | 0.23 | 55.83 | 1415.788 | 0.74
D | 4002 | 2021-07-18 | 18 | OFF | 59.3 | 6.25 | 0.54 | 0.04 | 0.25 | 0 | 0.16 | -0.04 | -0.23 | -0.04 | 0 |  | 0.39 | 0.34 | 0.23 | 67.19 | 1455.471 | 0.99
D | 4002 | 2021-07-18 | 19 | OFF | 54.3 | 6.25 | 0.54 | 0.04 | 0.24 | 0 | 0.1 | -0.01 | -0.25 | -0.04 | 0 |  | 0.39 | 0.34 | 0.23 | 62.13 | 1456.814 | 0.92
D | 4002 | 2021-07-18 | 20 | OFF | 46.73 | 6.25 | 0.54 | 0.04 | 0.15 | 0 | 0 | -0.05 | -0.07 | -0.04 | 0 |  | 0.39 | 0.34 | 0.23 | 54.51 | 1430.557 | 0.73
D | 4002 | 2021-07-18 | 21 | OFF | 45.48 | 6.25 | 0.54 | 0.04 | 0.18 | 0 | 0 | 0.05 | -0.09 | -0.04 | 0 |  | 0.39 | 0.34 | 0.23 | 53.37 | 1405.14 | 0.76
D | 4002 | 2021-07-18 | 22 | OFF | 43.65 | 6.25 | 0.54 | 0.04 | 0.12 | 0 | 0 | -0.07 | -0.23 | -0.04 | 0 |  | 0.39 | 0.34 | 0.23 | 51.22 | 1339.455 | 0.7
D | 4002 | 2021-07-18 | 23 | OFF | 41.59 | 6.25 | 0.54 | 0.04 | 0.2 | 0 | 0 | -0.12 | -0.24 | -0.04 | 0 |  | 0.39 | 0.34 | 0.23 | 49.18 | 1238.742 | 0.78
D | 4002 | 2021-07-18 | 24 | OFF | 38.19 | 6.25 | 0.54 | 0.04 | 0.21 | 0 | 0.33 | -0.02 | -0.27 | -0.04 | 0 |  | 0.39 | 0.34 | 0.23 | 46.19 | 1145.452 | 1.12
D | 4002 | 2021-07-19 | 1 | OFF | 35.03 | 6.25 | 0.24 | 0.01 | 0.1 | 0 | 0 | -0.03 | -0.13 | -0.04 | 0 |  | 0.39 | 0.34 | 0.23 | 42.39 | 1078.621 | 0.35
D | 4002 | 2021-07-19 | 2 | OFF | 31.15 | 6.25 | 0.24 | 0.01 | 0.05 | 0 | 0 | -0.07 | -0.1 | -0.04 | 0 |  | 0.39 | 0.34 | 0.23 | 38.45 | 1035.529 | 0.3
D | 4002 | 2021-07-19 | 3 | OFF | 30.22 | 6.25 | 0.24 | 0.01 | 0.04 | 0 | 0 | -0.05 | -0.1 | -0.04 | 0 |  | 0.39 | 0.34 | 0.23 | 37.53 | 1015.15 | 0.29
D | 4002 | 2021-07-19 | 4 | OFF | 29.6 | 6.25 | 0.24 | 0.01 | 0.05 | 0 | 0 | -0.03 | -0.07 | -0.04 | 0 |  | 0.39 | 0.34 | 0.23 | 36.97 | 1013.557 | 0.3
D | 4002 | 2021-07-19 | 5 | OFF | 28.17 | 6.25 | 0.24 | 0.01 | 0.05 | 0 | 0 | 0.02 | -0.06 | -0.04 | 0 |  | 0.39 | 0.34 | 0.23 | 35.6 | 1037.592 | 0.3
D | 4002 | 2021-07-19 | 6 | OFF | 28.42 | 6.25 | 0.24 | 0.01 | 0.13 | 0 | 0 | -0.02 | -0.11 | -0.04 | 0 |  | 0.39 | 0.34 | 0.23 | 35.84 | 1111.81 | 0.38
D | 4002 | 2021-07-19 | 7 | OFF | 29.19 | 6.25 | 0.24 | 0.01 | 0.14 | 0 | 0 | 0.02 | -0.14 | -0.04 | 0 |  | 0.39 | 0.34 | 0.23 | 36.63 | 1229.933 | 0.39
D | 4002 | 2021-07-19 | 8 | ON | 29.81 | 6.25 | 0.24 | 0.01 | 0.14 | 0.46 | 0 | -0.01 | -0.18 | -0.04 | 0 |  | 0.39 | 0.34 | 0.23 | 37.64 | 1350.269 | 0.85
D | 4002 | 2021-07-19 | 9 | ON | 30.45 | 6.25 | 0.24 | 0.01 | 0.09 | 0.43 | 0 | 0.02 | -0.27 | -0.04 | 0 |  | 0.39 | 0.34 | 0.23 | 38.14 | 1423.36 | 0.77
D | 4002 | 2021-07-19 | 10 | ON | 28.73 | 6.25 | 0.24 | 0.01 | 0.07 | 0.42 | 0 | 0.02 | -0.27 | -0.04 | 0 |  | 0.39 | 0.34 | 0.23 | 36.39 | 1471.169 | 0.74
D | 4002 | 2021-07-19 | 11 | ON | 29.15 | 6.25 | 0.24 | 0.01 | 0.05 | 0.41 | 0 | 0.03 | -0.28 | -0.04 | 0 |  | 0.39 | 0.34 | 0.23 | 36.78 | 1507.263 | 0.71
D | 4002 | 2021-07-19 | 12 | ON | 29.05 | 6.25 | 0.24 | 0.01 | 0.05 | 0.41 | 0 | -0.02 | -0.24 | -0.04 | 0 |  | 0.39 | 0.34 | 0.23 | 36.67 | 1539.43 | 0.71
D | 4002 | 2021-07-19 | 13 | ON | 29.84 | 6.25 | 0.24 | 0.01 | 0.05 | 0.4 | 0 | 0 | -0.24 | -0.04 | 0 |  | 0.39 | 0.34 | 0.23 | 37.47 | 1557.617 | 0.7
D | 4002 | 2021-07-19 | 14 | ON | 34.85 | 6.25 | 0.24 | 0.01 | 0.06 | 0.4 | 0 | 0 | -0.31 | -0.04 | 0 |  | 0.39 | 0.34 | 0.23 | 42.42 | 1569.913 | 0.71
D | 4002 | 2021-07-19 | 15 | ON | 32.71 | 6.25 | 0.24 | 0.01 | 0.05 | 0.4 | 0 | 0 | -0.28 | -0.04 | 0 |  | 0.39 | 0.34 | 0.23 | 40.3 | 1558.605 | 0.7
D | 4002 | 2021-07-19 | 16 | ON | 30.14 | 6.25 | 0.24 | 0.01 | 0.06 | 0.4 | 0 | 0 | -0.3 | -0.04 | 0 |  | 0.39 | 0.34 | 0.23 | 37.72 | 1563.594 | 0.71
D | 4002 | 2021-07-19 | 17 | ON | 30.4 | 6.25 | 0.24 | 0.01 | 0.06 | 0.4 | 0 | 0 | -0.33 | -0.04 | 0 |  | 0.39 | 0.34 | 0.23 | 37.95 | 1581.752 | 0.71
D | 4002 | 2021-07-19 | 18 | ON | 32.18 | 6.25 | 0.24 | 0.01 | 0.06 | 0.39 | 0 | -0.05 | -0.22 | -0.04 | 0 |  | 0.39 | 0.34 | 0.23 | 39.78 | 1629.785 | 0.7
D | 4002 | 2021-07-19 | 19 | ON | 33.2 | 6.25 | 0.24 | 0.01 | 0.06 | 0.39 | 0 | -0.02 | -0.2 | -0.04 | 0 |  | 0.39 | 0.34 | 0.23 | 40.85 | 1636.536 | 0.7
D | 4002 | 2021-07-19 | 20 | ON | 34.74 | 6.25 | 0.24 | 0.01 | 0.09 | 0.39 | 0 | -0.09 | -0.17 | -0.04 | 0 |  | 0.39 | 0.34 | 0.23 | 42.38 | 1599.124 | 0.73
D | 4002 | 2021-07-19 | 21 | ON | 37.76 | 6.25 | 0.24 | 0.01 | 0.08 | 0.4 | 0.13 | -0.03 | -0.21 | -0.04 | 0 |  | 0.39 | 0.34 | 0.23 | 45.55 | 1573.5 | 0.86
D | 4002 | 2021-07-19 | 22 | ON | 32.11 | 6.25 | 0.24 | 0.01 | 0.05 | 0.42 | 0.04 | 0.06 | -0.11 | -0.04 | 0 |  | 0.39 | 0.34 | 0.23 | 39.99 | 1494.391 | 0.76
D | 4002 | 2021-07-19 | 23 | ON | 30.15 | 6.25 | 0.24 | 0.01 | 0.11 | 0.45 | 0 | -0.01 | -0.09 | -0.04 | 0 |  | 0.39 | 0.34 | 0.23 | 38.03 | 1368.591 | 0.81
D | 4002 | 2021-07-19 | 24 | OFF | 27.03 | 6.25 | 0.24 | 0.01 | 0.12 | 0 | 0 | -0.02 | -0.13 | -0.04 | 0 |  | 0.39 | 0.34 | 0.23 | 34.42 | 1248.313 | 0.37
D | 4002 | 2021-07-20 | 1 | OFF | 24.75 | 6.25 | 0.27 | 0.03 | 0.13 | 0 | 0 | 0.04 | -0.07 | -0.04 | 0 |  | 0.39 | 0.34 | 0.23 | 32.32 | 1159.837 | 0.43
D | 4002 | 2021-07-20 | 2 | OFF | 26.18 | 6.25 | 0.27 | 0.03 | 0.06 | 0 | 0 | 0.03 | -0.1 | -0.04 | 0 |  | 0.39 | 0.34 | 0.23 | 33.64 | 1099.078 | 0.36
D | 4002 | 2021-07-20 | 3 | OFF | 23.99 | 6.25 | 0.27 | 0.03 | 0.08 | 0 | 0 | 0.03 | -0.11 | -0.04 | 0 |  | 0.39 | 0.34 | 0.23 | 31.46 | 1063.703 | 0.38
D | 4002 | 2021-07-20 | 4 | OFF | 23.17 | 6.25 | 0.27 | 0.03 | 0.07 | 0 | 0 | -0.03 | -0.11 | -0.04 | 0 |  | 0.39 | 0.34 | 0.23 | 30.57 | 1051.904 | 0.37
D | 4002 | 2021-07-20 | 5 | OFF | 22.69 | 6.25 | 0.27 | 0.03 | 0.06 | 0 | 0 | 0 | -0.12 | -0.04 | 0 |  | 0.39 | 0.34 | 0.23 | 30.1 | 1071.195 | 0.36
D | 4002 | 2021-07-20 | 6 | OFF | 24.01 | 6.25 | 0.27 | 0.03 | 0.14 | 0 | 0 | 0 | -0.13 | -0.04 | 0 |  | 0.39 | 0.34 | 0.23 | 31.49 | 1133.346 | 0.44
D | 4002 | 2021-07-20 | 7 | OFF | 27.96 | 6.25 | 0.27 | 0.03 | 0.21 | 0 | 0 | 0.01 | -0.1 | -0.04 | 0 |  | 0.39 | 0.34 | 0.23 | 35.55 | 1243.04 | 0.51
D | 4002 | 2021-07-20 | 8 | ON | 30.54 | 6.25 | 0.27 | 0.03 | 0.17 | 0.47 | 0.02 | -0.03 | -0.12 | -0.04 | 0 |  | 0.39 | 0.34 | 0.23 | 38.52 | 1363.783 | 0.96
D | 4002 | 2021-07-20 | 9 | ON | 29.87 | 6.25 | 0.27 | 0.03 | 0.11 | 0.44 | 0 | 0.02 | -0.13 | -0.04 | 0 |  | 0.39 | 0.34 | 0.23 | 37.78 | 1471.605 | 0.85
D | 4002 | 2021-07-20 | 10 | ON | 29.77 | 6.25 | 0.27 | 0.03 | 0.06 | 0.42 | 0 | 0.01 | -0.17 | -0.04 | 0 |  | 0.39 | 0.34 | 0.23 | 37.56 | 1536.619 | 0.78
D | 4002 | 2021-07-20 | 11 | ON | 33.26 | 6.25 | 0.27 | 0.03 | 0.06 | 0.4 | 0 | -0.01 | -0.17 | -0.04 | 0 |  | 0.39 | 0.34 | 0.23 | 41.01 | 1623.026 | 0.76
D | 4002 | 2021-07-20 | 12 | ON | 35.47 | 6.25 | 0.27 | 0.03 | 0.05 | 0.38 | 0 | 0.02 | -0.2 | -0.04 | 0 |  | 0.39 | 0.34 | 0.23 | 43.19 | 1688.321 | 0.73
D | 4002 | 2021-07-20 | 13 | ON | 32.9 | 6.25 | 0.27 | 0.03 | 0.04 | 0.36 | 0 | -0.01 | -0.25 | -0.04 | 0 |  | 0.39 | 0.34 | 0.23 | 40.51 | 1747.785 | 0.7
D | 4002 | 2021-07-20 | 14 | ON | 37.07 | 6.25 | 0.27 | 0.03 | 0.04 | 0.35 | 0 | -0.03 | -0.37 | -0.04 | 0 |  | 0.39 | 0.34 | 0.23 | 44.53 | 1816.983 | 0.69
D | 4002 | 2021-07-20 | 15 | ON | 39.44 | 6.25 | 0.27 | 0.03 | 0.05 | 0.32 | 0 | -0.04 | -0.33 | -0.04 | 0 |  | 0.39 | 0.34 | 0.23 | 46.91 | 1868.702 | 0.67
D | 4002 | 2021-07-20 | 16 | ON | 43.12 | 6.25 | 0.27 | 0.03 | 0.05 | 0.31 | 0.07 | 0.01 | -0.3 | -0.04 | 0 |  | 0.39 | 0.34 | 0.23 | 50.73 | 1909.983 | 0.73
D | 4002 | 2021-07-20 | 17 | ON | 67.56 | 6.25 | 0.27 | 0.03 | 0.21 | 0.32 | 0.07 | 0.05 | -0.6 | -0.04 | 0 |  | 0.39 | 0.34 | 0.23 | 75.08 | 1945.635 | 0.9
D | 4002 | 2021-07-20 | 18 | ON | 84.51 | 6.25 | 0.27 | 0.03 | 0.22 | 0.31 | 0.18 | -0.17 | -0.45 | -0.04 | 0 |  | 0.39 | 0.34 | 0.23 | 92.07 | 1964.542 | 1.01
D | 4002 | 2021-07-20 | 19 | ON | 68.41 | 6.25 | 0.27 | 0.03 | 0.23 | 0.32 | 0.1 | -0.04 | -0.29 | -0.04 | 0 |  | 0.39 | 0.34 | 0.23 | 76.2 | 1941.613 | 0.95
D | 4002 | 2021-07-20 | 20 | ON | 53.57 | 6.25 | 0.27 | 0.03 | 0.14 | 0.33 | 0.01 | -0.05 | -0.24 | -0.04 | 0 |  | 0.39 | 0.34 | 0.23 | 61.23 | 1878.893 | 0.78
D | 4002 | 2021-07-20 | 21 | ON | 49.87 | 6.25 | 0.27 | 0.03 | 0.12 | 0.34 | 0 | 0 | -0.21 | -0.04 | 0 |  | 0.39 | 0.34 | 0.23 | 57.59 | 1822.355 | 0.76
D | 4002 | 2021-07-20 | 22 | ON | 47.65 | 6.25 | 0.27 | 0.03 | 0.12 | 0.36 | 0 | -0.02 | -0.27 | -0.04 | 0 |  | 0.39 | 0.34 | 0.23 | 55.31 | 1709.453 | 0.78
D | 4002 | 2021-07-20 | 23 | ON | 38.27 | 6.25 | 0.27 | 0.03 | 0.16 | 0.39 | 0 | -0.07 | -0.22 | -0.04 | 0 |  | 0.39 | 0.34 | 0.23 | 46 | 1539.115 | 0.85
D | 4002 | 2021-07-20 | 24 | OFF | 31.48 | 6.25 | 0.27 | 0.03 | 0.13 | 0 | 0 | -0.06 | -0.13 | -0.04 | 0 |  | 0.39 | 0.34 | 0.23 | 38.89 | 1380.052 | 0.43
D | 4002 | 2021-07-21 | 1 | OFF | 30.63 | 6.25 | 0.12 | 0.15 | 0.06 | 0 | 0 | 0.07 | -0.04 | -0.04 | 0 |  | 0.39 | 0.34 | 0.23 | 38.16 | 1253.715 | 0.33
D | 4002 | 2021-07-21 | 2 | OFF | 28.91 | 6.25 | 0.12 | 0.15 | 0.05 | 0 | 0 | 0.05 | -0.03 | -0.04 | 0 |  | 0.39 | 0.34 | 0.23 | 36.42 | 1181.536 | 0.32
D | 4002 | 2021-07-21 | 3 | OFF | 26.25 | 6.25 | 0.12 | 0.15 | 0.05 | 0 | 0 | 0.08 | -0.01 | -0.04 | 0 |  | 0.39 | 0.34 | 0.23 | 33.81 | 1139.084 | 0.32
D | 4002 | 2021-07-21 | 4 | OFF | 25.39 | 6.25 | 0.12 | 0.15 | 0.05 | 0 | 0 | 0.04 | 0.03 | -0.04 | 0 |  | 0.39 | 0.34 | 0.23 | 32.95 | 1118.226 | 0.32
D | 4002 | 2021-07-21 | 5 | OFF | 24.84 | 6.25 | 0.12 | 0.15 | 0.04 | 0 | 0 | 0.04 | -0.06 | -0.04 | 0 |  | 0.39 | 0.34 | 0.23 | 32.3 | 1130.608 | 0.31
D | 4002 | 2021-07-21 | 6 | OFF | 24.42 | 6.25 | 0.12 | 0.15 | 0.12 | 0 | 0 | 0.04 | 0.02 | -0.04 | 0 |  | 0.39 | 0.34 | 0.23 | 32.04 | 1188.821 | 0.39
D | 4002 | 2021-07-21 | 7 | OFF | 26.31 | 6.25 | 0.12 | 0.15 | 0.19 | 0 | 0 | 0.02 | -0.04 | -0.04 | 0 |  | 0.39 | 0.34 | 0.23 | 33.92 | 1294.152 | 0.46
D | 4002 | 2021-07-21 | 8 | ON | 27.45 | 6.25 | 0.12 | 0.15 | 0.12 | 0.45 | 0 | 0.03 | -0.14 | -0.04 | 0 |  | 0.39 | 0.34 | 0.23 | 35.35 | 1400.203 | 0.84
D | 4002 | 2021-07-21 | 9 | ON | 27.56 | 6.25 | 0.12 | 0.15 | 0.11 | 0.42 | 0 | -0.02 | -0.1 | -0.04 | 0 |  | 0.39 | 0.34 | 0.23 | 35.41 | 1495.682 | 0.8
D | 4002 | 2021-07-21 | 10 | ON | 30.19 | 6.25 | 0.12 | 0.15 | 0.05 | 0.41 | 0 | 0.03 | -0.14 | -0.04 | 0 |  | 0.39 | 0.34 | 0.23 | 37.98 | 1565.029 | 0.73
D | 4002 | 2021-07-21 | 11 | ON | 29.49 | 6.25 | 0.12 | 0.15 | 0.05 | 0.4 | 0 | -0.02 | -0.28 | -0.04 | 0 |  | 0.39 | 0.34 | 0.23 | 37.08 | 1616.214 | 0.72
D | 4002 | 2021-07-21 | 12 | ON | 32.11 | 6.25 | 0.12 | 0.15 | 0.05 | 0.38 | 0 | 0 | -0.35 | -0.04 | 0 |  | 0.39 | 0.34 | 0.23 | 39.63 | 1655.384 | 0.7
D | 4002 | 2021-07-21 | 13 | ON | 35.57 | 6.25 | 0.12 | 0.15 | 0.05 | 0.37 | 0.02 | 0 | -0.32 | -0.04 | 0 |  | 0.39 | 0.34 | 0.23 | 43.13 | 1685.507 | 0.71
D | 4002 | 2021-07-21 | 14 | ON | 37.07 | 6.25 | 0.12 | 0.15 | 0.05 | 0.27 | 0.02 | -0.04 | -0.39 | -0.04 | 0 |  | 0.39 | 0.34 | 0.23 | 44.42 | 1727.717 | 0.61
D | 4002 | 2021-07-21 | 15 | ON | 36.44 | 6.25 | 0.12 | 0.15 | 0.05 | 0.36 | 0.02 | 0.01 | -0.33 | -0.04 | 0 |  | 0.39 | 0.34 | 0.23 | 43.99 | 1760.314 | 0.7
D | 4002 | 2021-07-21 | 16 | ON | 39.79 | 6.25 | 0.12 | 0.15 | 0.05 | 0.35 | 0.01 | -0.01 | -0.22 | -0.04 | 0 |  | 0.39 | 0.34 | 0.23 | 47.41 | 1799.619 | 0.68
D | 4002 | 2021-07-21 | 17 | ON | 45.22 | 6.25 | 0.12 | 0.15 | 0.12 | 0.35 | 0.06 | -0.01 | -0.24 | -0.04 | 0 |  | 0.39 | 0.34 | 0.23 | 52.94 | 1817.086 | 0.8
D | 4002 | 2021-07-21 | 18 | ON | 46.56 | 6.25 | 0.12 | 0.15 | 0.14 | 0.34 | 0.11 | -0.04 | -0.19 | -0.04 | 0 |  | 0.39 | 0.34 | 0.23 | 54.36 | 1814.902 | 0.86
D | 4002 | 2021-07-21 | 19 | ON | 45.04 | 6.25 | 0.12 | 0.15 | 0.1 | 0.35 | 0.04 | 0 | -0.14 | -0.04 | 0 |  | 0.39 | 0.34 | 0.23 | 52.83 | 1770.359 | 0.76
D | 4002 | 2021-07-21 | 20 | ON | 49.16 | 6.25 | 0.12 | 0.15 | 0.18 | 0.36 | 0.25 | -0.05 | -0.13 | -0.04 | 0 |  | 0.39 | 0.34 | 0.23 | 57.21 | 1673.05 | 1.06
D | 4002 | 2021-07-21 | 21 | ON | 41.49 | 6.25 | 0.12 | 0.15 | 0.12 | 0.38 | 0.1 | -0.03 | -0.15 | -0.04 | 0 |  | 0.39 | 0.34 | 0.23 | 49.35 | 1595.197 | 0.87
D | 4002 | 2021-07-21 | 22 | ON | 48.23 | 6.25 | 0.12 | 0.15 | 0.19 | 0.4 | 0.14 | -0.02 | -0.14 | -0.04 | 0 |  | 0.39 | 0.34 | 0.23 | 56.24 | 1500.023 | 1
D | 4002 | 2021-07-21 | 23 | ON | 38.93 | 6.25 | 0.12 | 0.15 | 0.23 | 0.44 | 0.11 | -0.04 | 0.08 | -0.04 | 0 |  | 0.39 | 0.34 | 0.23 | 47.19 | 1358.647 | 1.05
D | 4002 | 2021-07-21 | 24 | OFF | 33.64 | 6.25 | 0.12 | 0.15 | 0.34 | 0 | 0.03 | -0.06 | -0.03 | -0.04 | 0 |  | 0.39 | 0.34 | 0.23 | 41.36 | 1229.391 | 0.64
D | 4002 | 2021-07-22 | 1 | OFF | 32.59 | 6.25 | 0.31 | 0.04 | 0.18 | 0 | 0.15 | -0.02 | -0.19 | -0.04 | 0 |  | 0.39 | 0.34 | 0.23 | 40.23 | 1137.724 | 0.68
D | 4002 | 2021-07-22 | 2 | OFF | 28.78 | 6.25 | 0.31 | 0.04 | 0.08 | 0 | 0 | 0.03 | -0.05 | -0.04 | 0 |  | 0.39 | 0.34 | 0.23 | 36.36 | 1076.032 | 0.43
D | 4002 | 2021-07-22 | 3 | OFF | 27.18 | 6.25 | 0.31 | 0.04 | 0.06 | 0 | 0 | 0.03 | -0.1 | -0.04 | 0 |  | 0.39 | 0.34 | 0.23 | 34.69 | 1040.832 | 0.41
D | 4002 | 2021-07-22 | 4 | OFF | 26.87 | 6.25 | 0.31 | 0.04 | 0.03 | 0 | 0 | 0.02 | -0.07 | -0.04 | 0 |  | 0.39 | 0.34 | 0.23 | 34.37 | 1027.149 | 0.38
D | 4002 | 2021-07-22 | 5 | OFF | 26.09 | 6.25 | 0.31 | 0.04 | 0.06 | 0 | 0 | 0 | -0.08 | -0.04 | 0 |  | 0.39 | 0.34 | 0.23 | 33.59 | 1043.879 | 0.41
D | 4002 | 2021-07-22 | 6 | OFF | 26.64 | 6.25 | 0.31 | 0.04 | 0.18 | 0 | 0 | -0.01 | -0.07 | -0.04 | 0 |  | 0.39 | 0.34 | 0.23 | 34.26 | 1098.083 | 0.53
D | 4002 | 2021-07-22 | 7 | OFF | 32.66 | 6.25 | 0.31 | 0.04 | 0.31 | 0 | 0.06 | -0.04 | -0.09 | -0.04 | 0 |  | 0.39 | 0.34 | 0.23 | 40.42 | 1202.787 | 0.72
D | 4002 | 2021-07-22 | 8 | ON | 35.71 | 6.25 | 0.31 | 0.04 | 0.28 | 0.49 | 0.02 | -0.01 | -0.04 | -0.04 | 0 |  | 0.39 | 0.34 | 0.23 | 43.97 | 1319.644 | 1.14
D | 4002 | 2021-07-22 | 9 | ON | 36.69 | 6.25 | 0.31 | 0.04 | 0.29 | 0.47 | 0.21 | 0.01 | -0.12 | -0.04 | 0 |  | 0.39 | 0.34 | 0.23 | 45.07 | 1393.586 | 1.32
D | 4002 | 2021-07-22 | 10 | ON | 30.07 | 6.25 | 0.31 | 0.04 | 0.08 | 0.46 | 0 | 0.05 | -0.01 | -0.04 | 0 |  | 0.39 | 0.34 | 0.23 | 38.17 | 1440.062 | 0.89
D | 4002 | 2021-07-22 | 11 | ON | 27.55 | 6.25 | 0.31 | 0.04 | 0.07 | 0.45 | 0 | -0.02 | 0.02 | -0.04 | 0 |  | 0.39 | 0.34 | 0.23 | 35.59 | 1485.439 | 0.87
D | 4002 | 2021-07-22 | 12 | ON | 28.33 | 6.25 | 0.31 | 0.04 | 0.06 | 0.44 | 0 | 0.01 | -0.02 | -0.04 | 0 |  | 0.39 | 0.34 | 0.23 | 36.34 | 1528.061 | 0.85
D | 4002 | 2021-07-22 | 13 | ON | 33.3 | 6.25 | 0.31 | 0.04 | 0.08 | 0.42 | 0.03 | 0 | -0.06 | -0.04 | 0 |  | 0.39 | 0.34 | 0.23 | 41.29 | 1571.917 | 0.88
D | 4002 | 2021-07-22 | 14 | ON | 41.21 | 6.25 | 0.31 | 0.04 | 0.09 | 0.41 | 0.03 | 0.02 | -0.09 | -0.04 | 0 |  | 0.39 | 0.34 | 0.23 | 49.19 | 1621.058 | 0.88
D | 4002 | 2021-07-22 | 15 | ON | 47.47 | 6.25 | 0.31 | 0.04 | 0.13 | 0.39 | 0.02 | -0.01 | -0.14 | -0.04 | 0 |  | 0.39 | 0.34 | 0.23 | 55.38 | 1642.754 | 0.89
D | 4002 | 2021-07-22 | 16 | ON | 50.05 | 6.25 | 0.31 | 0.04 | 0.16 | 0.39 | 0.04 | -0.04 | -0.1 | -0.04 | 0 |  | 0.39 | 0.34 | 0.23 | 58.02 | 1644.306 | 0.94
D | 4002 | 2021-07-22 | 17 | ON | 50.18 | 6.25 | 0.31 | 0.04 | 0.15 | 0.38 | 0.1 | 0.03 | -0.13 | -0.04 | 0 |  | 0.39 | 0.34 | 0.23 | 58.23 | 1657.498 | 0.98
D | 4002 | 2021-07-22 | 18 | ON | 41.87 | 6.25 | 0.31 | 0.04 | 0.09 | 0.38 | 0.03 | -0.03 | -0.19 | -0.04 | 0 |  | 0.39 | 0.34 | 0.23 | 49.67 | 1665.524 | 0.85
D | 4002 | 2021-07-22 | 19 | ON | 43.71 | 6.25 | 0.31 | 0.04 | 0.14 | 0.38 | 0.01 | -0.04 | -0.29 | -0.04 | 0 |  | 0.39 | 0.34 | 0.23 | 51.43 | 1644.329 | 0.88
D | 4002 | 2021-07-22 | 20 | ON | 42.17 | 6.25 | 0.31 | 0.04 | 0.12 | 0.39 | 0.09 | -0.04 | -0.22 | -0.04 | 0 |  | 0.39 | 0.34 | 0.23 | 50.03 | 1591.71 | 0.95
D | 4002 | 2021-07-22 | 21 | ON | 41.26 | 6.25 | 0.31 | 0.04 | 0.11 | 0.4 | 0.22 | -0.05 | -0.25 | -0.04 | 0 |  | 0.39 | 0.34 | 0.23 | 49.21 | 1552.748 | 1.08
D | 4002 | 2021-07-22 | 22 | ON | 41.36 | 6.25 | 0.31 | 0.04 | 0.17 | 0.42 | 0.1 | -0.05 | -0.17 | -0.04 | 0 |  | 0.39 | 0.34 | 0.23 | 49.35 | 1471.74 | 1.04
D | 4002 | 2021-07-22 | 23 | ON | 40.51 | 6.25 | 0.31 | 0.04 | 0.24 | 0.45 | 0.03 | -0.05 | -0.14 | -0.04 | 0 |  | 0.39 | 0.34 | 0.23 | 48.56 | 1340.421 | 1.07
D | 4002 | 2021-07-22 | 24 | OFF | 57.23 | 6.25 | 0.31 | 0.04 | 0.54 | 0 | 0.96 | -0.08 | -0.24 | -0.04 | 0 |  | 0.39 | 0.34 | 0.23 | 65.93 | 1213.698 | 1.85
D | 4002 | 2021-07-23 | 1 | OFF | 58.79 | 6.25 | 0.75 | 0.11 | 0.79 | 0 | 1.38 | -0.11 | -0.06 | -0.04 | 0 |  | 0.39 | 0.34 | 0.23 | 68.82 | 1123.66 | 3.03
D | 4002 | 2021-07-23 | 2 | OFF | 35.52 | 6.25 | 0.75 | 0.11 | 0.13 | 0 | 0.03 | 0.04 | -0.16 | -0.04 | 0 |  | 0.39 | 0.34 | 0.23 | 43.59 | 1064.113 | 1.02
D | 4002 | 2021-07-23 | 3 | OFF | 30.52 | 6.25 | 0.75 | 0.11 | 0.08 | 0 | 0 | 0.06 | -0.06 | -0.04 | 0 |  | 0.39 | 0.34 | 0.23 | 38.63 | 1026.798 | 0.94
D | 4002 | 2021-07-23 | 4 | OFF | 31.59 | 6.25 | 0.75 | 0.11 | 0.06 | 0 | 0 | -0.03 | -0.04 | -0.04 | 0 |  | 0.39 | 0.34 | 0.23 | 39.61 | 1012.233 | 0.92
D | 4002 | 2021-07-23 | 5 | OFF | 31.1 | 6.25 | 0.75 | 0.11 | 0.07 | 0 | 0 | -0.05 | -0.06 | -0.04 | 0 |  | 0.39 | 0.34 | 0.23 | 39.09 | 1026.687 | 0.93
D | 4002 | 2021-07-23 | 6 | OFF | 31.42 | 6.25 | 0.75 | 0.11 | 0.16 | 0 | 0 | 0.05 | -0.14 | -0.04 | 0 |  | 0.39 | 0.34 | 0.23 | 39.52 | 1081.101 | 1.02
D | 4002 | 2021-07-23 | 7 | OFF | 37.38 | 6.25 | 0.75 | 0.11 | 0.48 | 0 | 0.04 | 0.01 | -0.19 | -0.04 | 0 |  | 0.39 | 0.34 | 0.23 | 45.75 | 1179.066 | 1.38
D | 4002 | 2021-07-23 | 8 | ON | 53.84 | 6.25 | 0.75 | 0.11 | 0.51 | 0.5 | 0.48 | -0.05 | -0.16 | -0.04 | 0 |  | 0.39 | 0.34 | 0.23 | 63.15 | 1295.661 | 2.35
D | 4002 | 2021-07-23 | 9 | ON | 65.76 | 6.25 | 0.75 | 0.11 | 0.56 | 0.47 | 0.2 | 0.03 | -0.25 | -0.04 | 0 |  | 0.39 | 0.34 | 0.23 | 74.8 | 1386.519 | 2.09
D | 4002 | 2021-07-23 | 10 | ON | 63.15 | 6.25 | 0.75 | 0.11 | 0.94 | 0.46 | 0.32 | 0.1 | -0.35 | -0.04 | 0 |  | 0.39 | 0.34 | 0.23 | 72.65 | 1450.346 | 2.58
D | 4002 | 2021-07-23 | 11 | ON | 50.23 | 6.25 | 0.75 | 0.11 | 0.26 | 0.44 | 0.29 | 0.01 | -0.22 | -0.04 | 0 |  | 0.39 | 0.34 | 0.23 | 59.04 | 1495.122 | 1.85
D | 4002 | 2021-07-23 | 12 | ON | 54.39 | 6.25 | 0.75 | 0.11 | 0.21 | 0.43 | 0.59 | 0.03 | -0.23 | -0.04 | 0 |  | 0.39 | 0.34 | 0.23 | 63.45 | 1538.761 | 2.09
D | 4002 | 2021-07-23 | 13 | ON | 60.61 | 6.25 | 0.75 | 0.11 | 0.33 | 0.42 | 0.28 | 0.03 | -0.21 | -0.04 | 0 |  | 0.39 | 0.34 | 0.23 | 69.49 | 1570.677 | 1.89
D | 4002 | 2021-07-23 | 14 | ON | 53.7 | 6.25 | 0.75 | 0.11 | 0.81 | 0.41 | 0.41 | 0.03 | -0.33 | -0.04 | 0 |  | 0.39 | 0.34 | 0.23 | 63.06 | 1606.358 | 2.49
D | 4002 | 2021-07-23 | 15 | ON | 46.15 | 6.25 | 0.75 | 0.11 | 0.14 | 0.4 | 0.04 | 0.02 | -0.28 | -0.04 | 0 |  | 0.39 | 0.34 | 0.23 | 54.5 | 1600.496 | 1.44
D | 4002 | 2021-07-23 | 16 | ON | 46.22 | 6.25 | 0.75 | 0.11 | 0.09 | 0.39 | 0.01 | 0.04 | -0.32 | -0.04 | 0 |  | 0.39 | 0.34 | 0.23 | 54.46 | 1594.652 | 1.35
D | 4002 | 2021-07-23 | 17 | ON | 57.12 | 6.25 | 0.75 | 0.11 | 0.06 | 0.39 | 0.09 | -0.09 | -0.27 | -0.04 | 0 |  | 0.39 | 0.34 | 0.23 | 65.33 | 1597.088 | 1.4
D | 4002 | 2021-07-23 | 18 | ON | 75.4 | 6.25 | 0.75 | 0.11 | 1.71 | 0.38 | 0.05 | -0.06 | -0.42 | -0.04 | 0 |  | 0.39 | 0.34 | 0.23 | 85.09 | 1579.176 | 3
D | 4002 | 2021-07-23 | 19 | ON | 67.17 | 6.25 | 0.75 | 0.11 | 0.84 | 0.39 | 0.13 | -0.03 | -0.36 | -0.04 | 0 |  | 0.39 | 0.34 | 0.23 | 76.17 | 1538.704 | 2.22
D | 4002 | 2021-07-23 | 20 | ON | 59.32 | 6.25 | 0.75 | 0.11 | 0.33 | 0.39 | 0.51 | 0 | -0.22 | -0.04 | 0 |  | 0.39 | 0.34 | 0.23 | 68.36 | 1487.79 | 2.09
D | 4002 | 2021-07-23 | 21 | ON | 42.72 | 6.25 | 0.75 | 0.11 | 0.11 | 0.37 | 0.01 | -0.03 | -0.23 | -0.04 | 0 |  | 0.39 | 0.34 | 0.23 | 50.98 | 1450.712 | 1.35
D | 4002 | 2021-07-23 | 22 | ON | 37.72 | 6.25 | 0.75 | 0.11 | 0.06 | 0.38 | 0 | -0.05 | -0.16 | -0.04 | 0 |  | 0.39 | 0.34 | 0.23 | 45.98 | 1382.99 | 1.3
D | 4002 | 2021-07-23 | 23 | ON | 32.14 | 6.25 | 0.75 | 0.11 | 0.15 | 0.41 | 0 | -0.06 | -0.13 | -0.04 | 0 |  | 0.39 | 0.34 | 0.23 | 40.54 | 1265.451 | 1.42
D | 4002 | 2021-07-23 | 24 | OFF | 33.19 | 6.25 | 0.75 | 0.11 | 0.2 | 0 | 0 | -0.11 | -0.45 | -0.04 | 0 |  | 0.39 | 0.34 | 0.23 | 40.86 | 1144.547 | 1.06
D | 4002 | 2021-07-24 | 1 | OFF | 32.46 | 6.25 | 0.16 | 0.01 | 0.09 | 0 | 0 | -0.03 | -0.57 | -0.04 | 0 |  | 0.39 | 0.34 | 0.23 | 39.29 | 1058.945 | 0.26
D | 4002 | 2021-07-24 | 2 | OFF | 32.68 | 6.25 | 0.16 | 0.01 | 0.06 | 0 | 0 | 0 | -0.61 | -0.04 | 0 |  | 0.39 | 0.34 | 0.23 | 39.47 | 1001.044 | 0.23
D | 4002 | 2021-07-24 | 3 | OFF | 32.43 | 6.25 | 0.16 | 0.01 | 0.07 | 0 | 0 | 0.04 | -0.57 | -0.04 | 0 |  | 0.39 | 0.34 | 0.23 | 39.31 | 966.031 | 0.24
D | 4002 | 2021-07-24 | 4 | OFF | 32.56 | 6.25 | 0.16 | 0.01 | 0.04 | 0 | 0 | 0.02 | -0.51 | -0.04 | 0 |  | 0.39 | 0.34 | 0.23 | 39.45 | 946.051 | 0.21
D | 4002 | 2021-07-24 | 5 | OFF | 31.46 | 6.25 | 0.16 | 0.01 | 0.03 | 0 | 0 | -0.04 | -0.49 | -0.04 | 0 |  | 0.39 | 0.34 | 0.23 | 38.3 | 946.922 | 0.2
D | 4002 | 2021-07-24 | 6 | OFF | 30.27 | 6.25 | 0.16 | 0.01 | 0.03 | 0 | 0 | -0.04 | -0.44 | -0.04 | 0 |  | 0.39 | 0.34 | 0.23 | 37.16 | 964.253 | 0.2
D | 4002 | 2021-07-24 | 7 | OFF | 32.09 | 6.25 | 0.16 | 0.01 | 1.3 | 0 | 0 | -0.06 | -0.5 | -0.04 | 0 |  | 0.39 | 0.34 | 0.23 | 40.17 | 1013.767 | 1.47
D | 4002 | 2021-07-24 | 8 | OFF | 31.16 | 6.25 | 0.16 | 0.01 | 1.48 | 0 | 0 | -0.04 | -0.57 | -0.04 | 0 |  | 0.39 | 0.34 | 0.23 | 39.37 | 1101.174 | 1.65
D | 4002 | 2021-07-24 | 9 | OFF | 31.93 | 6.25 | 0.16 | 0.01 | 0.45 | 0 | 0 | -0.04 | -0.6 | -0.04 | 0 |  | 0.39 | 0.34 | 0.23 | 39.08 | 1198.499 | 0.62
D | 4002 | 2021-07-24 | 10 | OFF | 30.86 | 6.25 | 0.16 | 0.01 | 0.21 | 0 | 0 | 0.03 | -0.51 | -0.04 | 0 |  | 0.39 | 0.34 | 0.23 | 37.93 | 1265.631 | 0.38
D | 4002 | 2021-07-24 | 11 | OFF | 27.44 | 6.25 | 0.16 | 0.01 | 0.04 | 0 | 0 | 0 | -0.36 | -0.04 | 0 |  | 0.39 | 0.34 | 0.23 | 34.46 | 1307.612 | 0.21
D | 4002 | 2021-07-24 | 12 | OFF | 27.39 | 6.25 | 0.16 | 0.01 | 0.05 | 0 | 0 | -0.03 | -0.38 | -0.04 | 0 |  | 0.39 | 0.34 | 0.23 | 34.37 | 1341.063 | 0.22
D | 4002 | 2021-07-24 | 13 | OFF | 27.85 | 6.25 | 0.16 | 0.01 | 0.08 | 0 | 0 | 0.03 | -0.35 | -0.04 | 0 |  | 0.39 | 0.34 | 0.23 | 34.95 | 1369.328 | 0.25
D | 4002 | 2021-07-24 | 14 | OFF | 27.58 | 6.25 | 0.16 | 0.01 | 0.06 | 0 | 0 | -0.01 | -0.35 | -0.04 | 0 |  | 0.39 | 0.34 | 0.23 | 34.62 | 1396.957 | 0.23
D | 4002 | 2021-07-24 | 15 | OFF | 28.81 | 6.25 | 0.16 | 0.01 | 0.06 | 0 | 0 | -0.04 | -0.42 | -0.04 | 0 |  | 0.39 | 0.34 | 0.23 | 35.75 | 1425.142 | 0.23
D | 4002 | 2021-07-24 | 16 | OFF | 30.52 | 6.25 | 0.16 | 0.01 | 0.05 | 0 | 0 | -0.03 | -0.52 | -0.04 | 0 |  | 0.39 | 0.34 | 0.23 | 37.36 | 1461.414 | 0.22
D | 4002 | 2021-07-24 | 17 | OFF | 45.79 | 6.25 | 0.16 | 0.01 | 0.08 | 0 | 0.02 | -0.05 | -0.56 | -0.04 | 0 |  | 0.39 | 0.34 | 0.23 | 52.62 | 1509.512 | 0.27
D | 4002 | 2021-07-24 | 18 | OFF | 57.42 | 6.25 | 0.16 | 0.01 | 0.11 | 0 | 0.01 | -0.08 | -0.91 | -0.04 | 0 |  | 0.39 | 0.34 | 0.23 | 63.89 | 1552.147 | 0.29
D | 4002 | 2021-07-24 | 19 | OFF | 57.6 | 6.25 | 0.16 | 0.01 | 0.11 | 0 | 0.02 | 0.02 | -0.91 | -0.04 | 0 |  | 0.39 | 0.34 | 0.23 | 64.18 | 1545.193 | 0.3
D | 4002 | 2021-07-24 | 20 | OFF | 34.74 | 6.25 | 0.16 | 0.01 | 0.06 | 0 | 0.01 | -0.02 | -0.61 | -0.04 | 0 |  | 0.39 | 0.34 | 0.23 | 41.52 | 1482.162 | 0.24
D | 4002 | 2021-07-24 | 21 | OFF | 35.29 | 6.25 | 0.16 | 0.01 | 0.05 | 0 | 0.01 | -0.04 | -0.61 | -0.04 | 0 |  | 0.39 | 0.34 | 0.23 | 42.04 | 1442.508 | 0.23
D | 4002 | 2021-07-24 | 22 | OFF | 32.76 | 6.25 | 0.16 | 0.01 | 0.07 | 0 | 0 | -0.04 | -0.53 | -0.04 | 0 |  | 0.39 | 0.34 | 0.23 | 39.6 | 1375.044 | 0.24
D | 4002 | 2021-07-24 | 23 | OFF | 34.88 | 6.25 | 0.16 | 0.01 | 0.46 | 0 | 0.03 | -0.03 | -0.58 | -0.04 | 0 |  | 0.39 | 0.34 | 0.23 | 42.1 | 1267.141 | 0.66
D | 4002 | 2021-07-24 | 24 | OFF | 30.26 | 6.25 | 0.16 | 0.01 | 0.17 | 0 | 0 | 0 | -0.42 | -0.04 | 0 |  | 0.39 | 0.34 | 0.23 | 37.35 | 1160.24 | 0.34
D | 4002 | 2021-07-25 | 1 | OFF | 32.99 | 6.25 | 0.16 | 0.01 | 0.13 | 0 | 0.01 | -0.02 | -0.54 | -0.04 | 0 |  | 0.39 | 0.34 | 0.23 | 39.91 | 1078.302 | 0.31
D | 4002 | 2021-07-25 | 2 | OFF | 29.11 | 6.25 | 0.16 | 0.01 | 0.06 | 0 | 0 | 0 | -0.52 | -0.04 | 0 |  | 0.39 | 0.34 | 0.23 | 35.99 | 1022.542 | 0.23
D | 4002 | 2021-07-25 | 3 | OFF | 31.51 | 6.25 | 0.16 | 0.01 | 0.05 | 0 | 0 | -0.02 | -0.61 | -0.04 | 0 |  | 0.39 | 0.34 | 0.23 | 38.27 | 990.81 | 0.22
D | 4002 | 2021-07-25 | 4 | OFF | 29.05 | 6.25 | 0.16 | 0.01 | 0.06 | 0 | 0 | -0.01 | -0.44 | -0.04 | 0 |  | 0.39 | 0.34 | 0.23 | 36 | 974.059 | 0.23
D | 4002 | 2021-07-25 | 5 | OFF | 29.63 | 6.25 | 0.16 | 0.01 | 0.04 | 0 | 0 | -0.03 | -0.48 | -0.04 | 0 |  | 0.39 | 0.34 | 0.23 | 36.5 | 972.382 | 0.21
D | 4002 | 2021-07-25 | 6 | OFF | 28.26 | 6.25 | 0.16 | 0.01 | 0.03 | 0 | 0 | 0.02 | -0.39 | -0.04 | 0 |  | 0.39 | 0.34 | 0.23 | 35.26 | 986.412 | 0.2
D | 4002 | 2021-07-25 | 7 | OFF | 29.47 | 6.25 | 0.16 | 0.01 | 1.27 | 0 | 0 | -0.02 | -0.46 | -0.04 | 0 |  | 0.39 | 0.34 | 0.23 | 37.6 | 1022.265 | 1.44
D | 4002 | 2021-07-25 | 8 | OFF | 26.92 | 6.25 | 0.16 | 0.01 | 0.24 | 0 | 0 | -0.03 | -0.36 | -0.04 | 0 |  | 0.39 | 0.34 | 0.23 | 34.11 | 1088.919 | 0.41
D | 4002 | 2021-07-25 | 9 | OFF | 33.58 | 6.25 | 0.16 | 0.01 | 0.14 | 0 | 0.12 | -0.02 | -0.49 | -0.04 | 0 |  | 0.39 | 0.34 | 0.23 | 40.67 | 1191.351 | 0.43
D | 4002 | 2021-07-25 | 10 | OFF | 38.73 | 6.25 | 0.16 | 0.01 | 0.15 | 0 | 0.22 | 0.09 | -0.66 | -0.04 | 0 |  | 0.39 | 0.34 | 0.23 | 45.87 | 1273.635 | 0.54
D | 4002 | 2021-07-25 | 11 | OFF | 30.18 | 6.25 | 0.16 | 0.01 | 0.07 | 0 | 0 | 0.01 | -0.42 | -0.04 | 0 |  | 0.39 | 0.34 | 0.23 | 37.18 | 1328.43 | 0.24
D | 4002 | 2021-07-25 | 12 | OFF | 28.56 | 6.25 | 0.16 | 0.01 | 0.06 | 0 | 0 | 0.04 | -0.38 | -0.04 | 0 |  | 0.39 | 0.34 | 0.23 | 35.62 | 1359.746 | 0.23
D | 4002 | 2021-07-25 | 13 | OFF | 28.27 | 6.25 | 0.16 | 0.01 | 0.06 | 0 | 0 | 0.01 | -0.42 | -0.04 | 0 |  | 0.39 | 0.34 | 0.23 | 35.26 | 1371.302 | 0.23
D | 4002 | 2021-07-25 | 14 | OFF | 28.28 | 6.25 | 0.16 | 0.01 | 0.06 | 0 | 0 | -0.01 | -0.42 | -0.04 | 0 |  | 0.39 | 0.34 | 0.23 | 35.25 | 1375.148 | 0.23
D | 4002 | 2021-07-25 | 15 | OFF | 28 | 6.25 | 0.16 | 0.01 | 0.2 | 0 | 0 | 0.01 | -0.44 | -0.04 | 0 |  | 0.39 | 0.34 | 0.23 | 35.11 | 1385.606 | 0.37
D | 4002 | 2021-07-25 | 16 | OFF | 28.41 | 6.25 | 0.16 | 0.01 | 0.08 | 0 | 0 | -0.03 | -0.46 | -0.04 | 0 |  | 0.39 | 0.34 | 0.23 | 35.34 | 1411.506 | 0.25
D | 4002 | 2021-07-25 | 17 | OFF | 28.95 | 6.25 | 0.16 | 0.01 | 0.22 | 0 | 0 | -0.03 | -0.51 | -0.04 | 0 |  | 0.39 | 0.34 | 0.23 | 35.97 | 1463.218 | 0.39
D | 4002 | 2021-07-25 | 18 | OFF | 29.66 | 6.25 | 0.16 | 0.01 | 0.08 | 0 | 0 | -0.06 | -0.54 | -0.04 | 0 |  | 0.39 | 0.34 | 0.23 | 36.48 | 1536.567 | 0.25
D | 4002 | 2021-07-25 | 19 | OFF | 33.77 | 6.25 | 0.16 | 0.01 | 0.05 | 0 | 0 | -0.05 | -0.64 | -0.04 | 0 |  | 0.39 | 0.34 | 0.23 | 40.47 | 1565.569 | 0.22
D | 4002 | 2021-07-25 | 20 | OFF | 47.95 | 6.25 | 0.16 | 0.01 | 0.11 | 0 | 0.01 | -0.09 | -0.77 | -0.04 | 0 |  | 0.39 | 0.34 | 0.23 | 54.55 | 1534.425 | 0.29
D | 4002 | 2021-07-25 | 21 | OFF | 50.31 | 6.25 | 0.16 | 0.01 | 0.14 | 0 | 0.01 | -0.14 | -0.85 | -0.04 | 0 |  | 0.39 | 0.34 | 0.23 | 56.81 | 1513.34 | 0.32
D | 4002 | 2021-07-25 | 22 | OFF | 43.41 | 6.25 | 0.16 | 0.01 | 0.18 | 0 | 0 | 0.08 | -0.61 | -0.04 | 0 |  | 0.39 | 0.34 | 0.23 | 50.4 | 1451.75 | 0.35
D | 4002 | 2021-07-25 | 23 | OFF | 30.99 | 6.25 | 0.16 | 0.01 | 0.12 | 0 | 0 | 0 | -0.44 | -0.04 | 0 |  | 0.39 | 0.34 | 0.23 | 38.01 | 1334.344 | 0.29
D | 4002 | 2021-07-25 | 24 | OFF | 30.4 | 6.25 | 0.16 | 0.01 | 0.26 | 0 | 0 | -0.03 | -0.48 | -0.04 | 0 |  | 0.39 | 0.34 | 0.23 | 37.49 | 1225.981 | 0.43
D | 4002 | 2021-07-26 | 1 | OFF | 30.3 | 6.25 | 0.22 | 0.02 | 0.08 | 0 | 0 | -0.03 | -0.48 | -0.04 | 0 |  | 0.39 | 0.34 | 0.23 | 37.28 | 1148.16 | 0.32
D | 4002 | 2021-07-26 | 2 | OFF | 31.51 | 6.25 | 0.22 | 0.02 | 0.05 | 0 | 0 | -0.06 | -0.53 | -0.04 | 0 |  | 0.39 | 0.34 | 0.23 | 38.38 | 1101.563 | 0.29
D | 4002 | 2021-07-26 | 3 | OFF | 30.14 | 6.25 | 0.22 | 0.02 | 0.03 | 0 | 0 | -0.04 | -0.43 | -0.04 | 0 |  | 0.39 | 0.34 | 0.23 | 37.11 | 1070.606 | 0.27
D | 4002 | 2021-07-26 | 4 | OFF | 29.42 | 6.25 | 0.22 | 0.02 | 0.04 | 0 | 0 | -0.03 | -0.42 | -0.04 | 0 |  | 0.39 | 0.34 | 0.23 | 36.42 | 1061.591 | 0.28
D | 4002 | 2021-07-26 | 5 | OFF | 28.82 | 6.25 | 0.22 | 0.02 | 0.03 | 0 | 0 | 0.06 | -0.4 | -0.04 | 0 |  | 0.39 | 0.34 | 0.23 | 35.92 | 1081.104 | 0.27
D | 4002 | 2021-07-26 | 6 | OFF | 31.22 | 6.25 | 0.22 | 0.02 | 0.15 | 0 | 0 | 0 | -0.5 | -0.04 | 0 |  | 0.39 | 0.34 | 0.23 | 38.28 | 1145.798 | 0.39
D | 4002 | 2021-07-26 | 7 | OFF | 31.62 | 6.25 | 0.22 | 0.02 | 0.31 | 0 | 0 | 0 | -0.57 | -0.04 | 0 |  | 0.39 | 0.34 | 0.23 | 38.77 | 1257.883 | 0.55
D | 4002 | 2021-07-26 | 8 | ON | 29.4 | 6.25 | 0.22 | 0.02 | 0.21 | 0.46 | 0 | -0.02 | -0.52 | -0.04 | 0 |  | 0.39 | 0.34 | 0.23 | 36.94 | 1395.292 | 0.91
D | 4002 | 2021-07-26 | 9 | ON | 31 | 6.25 | 0.22 | 0.02 | 0.09 | 0.43 | 0 | -0.02 | -0.54 | -0.04 | 0 |  | 0.39 | 0.34 | 0.23 | 38.37 | 1518.368 | 0.76
D | 4002 | 2021-07-26 | 10 | ON | 31.57 | 6.25 | 0.22 | 0.02 | 0.05 | 0.4 | 0 | -0.04 | -0.57 | -0.04 | 0 |  | 0.39 | 0.34 | 0.23 | 38.82 | 1597.019 | 0.69
D | 4002 | 2021-07-26 | 11 | ON | 33.89 | 6.25 | 0.22 | 0.02 | 0.25 | 0.39 | 0 | -0.04 | -0.55 | -0.04 | 0 |  | 0.39 | 0.34 | 0.23 | 41.35 | 1692.066 | 0.88
D | 4002 | 2021-07-26 | 12 | ON | 36.48 | 6.25 | 0.22 | 0.02 | 0.63 | 0.37 | 0 | -0.01 | -0.58 | -0.04 | 0 |  | 0.39 | 0.34 | 0.23 | 44.3 | 1773.971 | 1.24
D | 4002 | 2021-07-26 | 13 | ON | 37.56 | 6.25 | 0.22 | 0.02 | 0.08 | 0.32 | 0 | -0.05 | -0.62 | -0.04 | 0 |  | 0.39 | 0.34 | 0.23 | 44.7 | 1833.32 | 0.64
D | 4002 | 2021-07-26 | 14 | ON | 41.61 | 6.25 | 0.22 | 0.02 | 0.12 | 0.3 | 0 | -0.01 | -0.62 | -0.04 | 0 |  | 0.39 | 0.34 | 0.23 | 48.81 | 1887.236 | 0.66
D | 4002 | 2021-07-26 | 15 | ON | 56.39 | 6.25 | 0.22 | 0.02 | 0.2 | 0.3 | 0 | -0.05 | -0.75 | -0.04 | 0 |  | 0.39 | 0.34 | 0.23 | 63.5 | 1916.22 | 0.74
D | 4002 | 2021-07-26 | 16 | ON | 56.45 | 6.25 | 0.22 | 0.02 | 0.16 | 0.29 | 0.08 | -0.02 | -0.9 | -0.04 | 0 |  | 0.39 | 0.34 | 0.23 | 63.47 | 1942.386 | 0.77
D | 4002 | 2021-07-26 | 17 | ON | 62.33 | 6.25 | 0.22 | 0.02 | 0.15 | 0.32 | 0 | -0.04 | -0.94 | -0.04 | 0 |  | 0.39 | 0.34 | 0.23 | 69.23 | 1961.527 | 0.71
D | 4002 | 2021-07-26 | 18 | ON | 70.87 | 6.25 | 0.22 | 0.02 | 0.21 | 0.31 | 0 | -0.05 | -1.07 | -0.04 | 0 |  | 0.39 | 0.34 | 0.23 | 77.68 | 1978.012 | 0.76
D | 4002 | 2021-07-26 | 19 | ON | 64.77 | 6.25 | 0.22 | 0.02 | 0.34 | 0.32 | 0 | -0.07 | -1 | -0.04 | 0 |  | 0.39 | 0.34 | 0.23 | 71.77 | 1953.843 | 0.9
D | 4002 | 2021-07-26 | 20 | ON | 52.81 | 6.25 | 0.22 | 0.02 | 0.33 | 0.33 | 0.03 | -0.05 | -0.76 | -0.04 | 0 |  | 0.39 | 0.34 | 0.23 | 60.1 | 1883.808 | 0.93
D | 4002 | 2021-07-26 | 21 | ON | 44.61 | 6.25 | 0.22 | 0.02 | 0.13 | 0.34 | 0.03 | -0.04 | -0.65 | -0.04 | 0 |  | 0.39 | 0.34 | 0.23 | 51.83 | 1812.225 | 0.74
D | 4002 | 2021-07-26 | 22 | ON | 37.1 | 6.25 | 0.22 | 0.02 | 0.55 | 0.37 | 0.02 | -0.03 | -0.54 | -0.04 | 0 |  | 0.39 | 0.34 | 0.23 | 44.88 | 1689.99 | 1.18
D | 4002 | 2021-07-26 | 23 | ON | 32.79 | 6.25 | 0.22 | 0.02 | 0.2 | 0.4 | 0 | -0.06 | -0.57 | -0.04 | 0 |  | 0.39 | 0.34 | 0.23 | 40.17 | 1522.415 | 0.84
D | 4002 | 2021-07-26 | 24 | OFF | 32.3 | 6.25 | 0.22 | 0.02 | 0.17 | 0 | 0 | -0.08 | -0.55 | -0.04 | 0 |  | 0.39 | 0.34 | 0.23 | 39.25 | 1370.42 | 0.41
D | 4002 | 2021-07-27 | 1 | OFF | 35.05 | 6.25 | 0.31 | 0.03 | 0.06 | 0 | 0 | -0.09 | -0.62 | -0.04 | 0 |  | 0.39 | 0.34 | 0.23 | 41.91 | 1262.992 | 0.4
D | 4002 | 2021-07-27 | 2 | OFF | 36.29 | 6.25 | 0.31 | 0.03 | 0.05 | 0 | 0 | 0 | -0.55 | -0.04 | 0 |  | 0.39 | 0.34 | 0.23 | 43.3 | 1194.447 | 0.39
D | 4002 | 2021-07-27 | 3 | OFF | 33.56 | 6.25 | 0.31 | 0.03 | 0.05 | 0 | 0 | -0.01 | -0.53 | -0.04 | 0 |  | 0.39 | 0.34 | 0.23 | 40.58 | 1145.219 | 0.39
D | 4002 | 2021-07-27 | 4 | OFF | 32.91 | 6.25 | 0.31 | 0.03 | 0.06 | 0 | 0 | -0.03 | -0.51 | -0.04 | 0 |  | 0.39 | 0.34 | 0.23 | 39.94 | 1121.38 | 0.4
D | 4002 | 2021-07-27 | 5 | OFF | 32.9 | 6.25 | 0.31 | 0.03 | 0.1 | 0 | 0 | -0.03 | -0.51 | -0.04 | 0 |  | 0.39 | 0.34 | 0.23 | 39.97 | 1127.052 | 0.44
D | 4002 | 2021-07-27 | 6 | OFF | 34.3 | 6.25 | 0.31 | 0.03 | 0.2 | 0 | 0 | -0.01 | -0.56 | -0.04 | 0 |  | 0.39 | 0.34 | 0.23 | 41.44 | 1183.27 | 0.54
D | 4002 | 2021-07-27 | 7 | OFF | 34.03 | 6.25 | 0.31 | 0.03 | 0.25 | 0 | 0 | -0.04 | -0.57 | -0.04 | 0 |  | 0.39 | 0.34 | 0.23 | 41.18 | 1277.84 | 0.59
D | 4002 | 2021-07-27 | 8 | ON | 32.78 | 6.25 | 0.31 | 0.03 | 0.19 | 0.46 | 0 | -0.01 | -0.72 | -0.04 | 0 |  | 0.39 | 0.34 | 0.23 | 40.21 | 1403.534 | 0.99
D | 4002 | 2021-07-27 | 9 | ON | 32.63 | 6.25 | 0.31 | 0.03 | 0.19 | 0.43 | 0 | 0.02 | -0.45 | -0.04 | 0 |  | 0.39 | 0.34 | 0.23 | 40.33 | 1508.419 | 0.96
D | 4002 | 2021-07-27 | 10 | ON | 32.22 | 6.25 | 0.31 | 0.03 | 0.06 | 0.41 | 0 | 0.02 | -0.35 | -0.04 | 0 |  | 0.39 | 0.34 | 0.23 | 39.87 | 1592.33 | 0.81
D | 4002 | 2021-07-27 | 11 | ON | 32.56 | 6.25 | 0.31 | 0.03 | 0.05 | 0.39 | 0 | 0.04 | -0.15 | -0.04 | 0 |  | 0.39 | 0.34 | 0.23 | 40.4 | 1678.593 | 0.78
D | 4002 | 2021-07-27 | 12 | ON | 31.9 | 6.25 | 0.31 | 0.03 | 0.06 | 0.37 | 0 | 0.11 | -0.1 | -0.04 | 0 |  | 0.39 | 0.34 | 0.23 | 39.85 | 1745.183 | 0.77
D | 4002 | 2021-07-27 | 13 | ON | 33.39 | 6.25 | 0.31 | 0.03 | 0.05 | 0.36 | 0 | 0.01 | -0.24 | -0.04 | 0 |  | 0.39 | 0.34 | 0.23 | 41.08 | 1795.701 | 0.75
D | 4002 | 2021-07-27 | 14 | ON | 34.92 | 6.25 | 0.31 | 0.03 | 0.06 | 0.34 | 0 | 0.03 | -0.34 | -0.04 | 0 |  | 0.39 | 0.34 | 0.23 | 42.52 | 1866.806 | 0.74
D | 4002 | 2021-07-27 | 15 | ON | 38.53 | 6.25 | 0.31 | 0.03 | 0.04 | 0.28 | 0 | 0.03 | -0.37 | -0.04 | 0 |  | 0.39 | 0.34 | 0.23 | 46.02 | 1916.324 | 0.66
D | 4002 | 2021-07-27 | 16 | ON | 42.86 | 6.25 | 0.31 | 0.03 | 0.04 | 0.28 | 0 | -0.01 | -0.37 | -0.04 | 0 |  | 0.39 | 0.34 | 0.23 | 50.31 | 1958.193 | 0.66
D | 4002 | 2021-07-27 | 17 | ON | 63.14 | 6.25 | 0.31 | 0.03 | 0.1 | 0.31 | 0 | -0.06 | -0.46 | -0.04 | 0 |  | 0.39 | 0.34 | 0.23 | 70.54 | 1965.346 | 0.75
D | 4002 | 2021-07-27 | 18 | ON | 81.8 | 6.25 | 0.31 | 0.03 | 0.28 | 0.31 | 0 | 0.12 | -0.67 | -0.04 | 0 |  | 0.39 | 0.34 | 0.23 | 89.35 | 1949.612 | 0.93
D | 4002 | 2021-07-27 | 19 | ON | 49.09 | 6.25 | 0.31 | 0.03 | 0.11 | 0.32 | 0 | 0.09 | -0.28 | -0.04 | 0 |  | 0.39 | 0.34 | 0.23 | 56.84 | 1842.563 | 0.77
D | 4002 | 2021-07-27 | 20 | ON | 43.53 | 6.25 | 0.31 | 0.03 | 0.11 | 0.34 | 0 | 0.05 | -0.16 | -0.04 | 0 |  | 0.39 | 0.34 | 0.23 | 51.38 | 1697.812 | 0.79
D | 4002 | 2021-07-27 | 21 | ON | 34.64 | 6.25 | 0.31 | 0.03 | 0.07 | 0.37 | 0 | 0.04 | -0.28 | -0.04 | 0 |  | 0.39 | 0.34 | 0.23 | 42.35 | 1616.395 | 0.78
D | 4002 | 2021-07-27 | 22 | ON | 31.83 | 6.25 | 0.31 | 0.03 | 0.04 | 0.39 | 0 | 0.04 | -0.2 | -0.04 | 0 |  | 0.39 | 0.34 | 0.23 | 39.61 | 1518.847 | 0.77
D | 4002 | 2021-07-27 | 23 | ON | 31.51 | 6.25 | 0.31 | 0.03 | 0.17 | 0.43 | 0 | 0.02 | -0.16 | -0.04 | 0 |  | 0.39 | 0.34 | 0.23 | 39.48 | 1385.49 | 0.94
D | 4002 | 2021-07-27 | 24 | OFF | 30.3 | 6.25 | 0.31 | 0.03 | 0.14 | 0 | 0 | -0.03 | -0.15 | -0.04 | 0 |  | 0.39 | 0.34 | 0.23 | 37.77 | 1268.358 | 0.48
D | 4002 | 2021-07-28 | 1 | OFF | 32.05 | 6.25 | 0.22 | 0.02 | 0.06 | 0 | 0 | -0.08 | -0.17 | -0.04 | 0 |  | 0.39 | 0.34 | 0.23 | 39.27 | 1185.55 | 0.3
D | 4002 | 2021-07-28 | 2 | OFF | 33.61 | 6.25 | 0.22 | 0.02 | 0.06 | 0 | 0 | -0.02 | -0.13 | -0.04 | 0 |  | 0.39 | 0.34 | 0.23 | 40.93 | 1131.39 | 0.3
D | 4002 | 2021-07-28 | 3 | OFF | 31.23 | 6.25 | 0.22 | 0.02 | 0.05 | 0 | 0 | -0.03 | -0.08 | -0.04 | 0 |  | 0.39 | 0.34 | 0.23 | 38.58 | 1096.606 | 0.29
D | 4002 | 2021-07-28 | 4 | OFF | 30.8 | 6.25 | 0.22 | 0.02 | 0.03 | 0 | 0 | -0.04 | -0.06 | -0.04 | 0 |  | 0.39 | 0.34 | 0.23 | 38.14 | 1084.15 | 0.27
D | 4002 | 2021-07-28 | 5 | OFF | 30.3 | 6.25 | 0.22 | 0.02 | 0.03 | 0 | 0 | -0.04 | -0.05 | -0.04 | 0 |  | 0.39 | 0.34 | 0.23 | 37.65 | 1096.694 | 0.27
D | 4002 | 2021-07-28 | 6 | OFF | 30.79 | 6.25 | 0.22 | 0.02 | 0.14 | 0 | 0 | 0 | -0.07 | -0.04 | 0 |  | 0.39 | 0.34 | 0.23 | 38.27 | 1159.407 | 0.38
D | 4002 | 2021-07-28 | 7 | OFF | 32.7 | 6.25 | 0.22 | 0.02 | 0.15 | 0 | 0 | -0.04 | -0.15 | -0.04 | 0 |  | 0.39 | 0.34 | 0.23 | 40.07 | 1263.275 | 0.39
D | 4002 | 2021-07-28 | 8 | ON | 41.06 | 6.25 | 0.22 | 0.02 | 0.21 | 0.44 | 0.01 | -0.02 | -0.25 | -0.04 | 0 |  | 0.39 | 0.34 | 0.23 | 48.86 | 1364.29 | 0.9
D | 4002 | 2021-07-28 | 9 | ON | 50.75 | 6.25 | 0.22 | 0.02 | 0.18 | 0.43 | 0 | 0.01 | -0.41 | -0.04 | 0 |  | 0.39 | 0.34 | 0.23 | 58.37 | 1428.139 | 0.85
D | 4002 | 2021-07-28 | 10 | ON | 39.97 | 6.25 | 0.22 | 0.02 | 0.1 | 0.42 | 0 | 0.04 | -0.41 | -0.04 | 0 |  | 0.39 | 0.34 | 0.23 | 47.53 | 1458.9 | 0.76
D | 4002 | 2021-07-28 | 11 | ON | 31.32 | 6.25 | 0.22 | 0.02 | 0.05 | 0.39 | 0 | 0.06 | -0.17 | -0.04 | 0 |  | 0.39 | 0.34 | 0.23 | 39.06 | 1491.506 | 0.68
D | 4002 | 2021-07-28 | 12 | ON | 30.24 | 6.25 | 0.22 | 0.02 | 0.04 | 0.39 | 0 | 0.06 | -0.25 | -0.04 | 0 |  | 0.39 | 0.34 | 0.23 | 37.89 | 1515.222 | 0.67
D | 4002 | 2021-07-28 | 13 | ON | 28.82 | 6.25 | 0.22 | 0.02 | 0.06 | 0.41 | 0 | 0.05 | -0.07 | -0.04 | 0 |  | 0.39 | 0.34 | 0.23 | 36.68 | 1538.224 | 0.71
D | 4002 | 2021-07-28 | 14 | ON | 29.34 | 6.25 | 0.22 | 0.02 | 0.05 | 0.38 | 0 | 0.02 | -0.1 | -0.04 | 0 |  | 0.39 | 0.34 | 0.23 | 37.1 | 1564.336 | 0.67
D | 4002 | 2021-07-28 | 15 | ON | 30.05 | 6.25 | 0.22 | 0.02 | 0.04 | 0.39 | 0 | 0.07 | -0.16 | -0.04 | 0 |  | 0.39 | 0.34 | 0.23 | 37.8 | 1580.703 | 0.67
D | 4002 | 2021-07-28 | 16 | ON | 33.77 | 6.25 | 0.22 | 0.02 | 0.05 | 0.39 | 0.04 | 0.03 | -0.23 | -0.04 | 0 |  | 0.39 | 0.34 | 0.23 | 41.46 | 1592.166 | 0.72
D | 4002 | 2021-07-28 | 17 | ON | 34.12 | 6.25 | 0.22 | 0.02 | 0.05 | 0.38 | 0.03 | 0.04 | -0.13 | -0.04 | 0 |  | 0.39 | 0.34 | 0.23 | 41.9 | 1603.688 | 0.7
D | 4002 | 2021-07-28 | 18 | ON | 47.32 | 6.25 | 0.22 | 0.02 | 0.72 | 0.37 | 0.12 | 0.04 | -0.18 | -0.04 | 0 |  | 0.39 | 0.34 | 0.23 | 55.8 | 1625.131 | 1.45
D | 4002 | 2021-07-28 | 19 | ON | 46.34 | 6.25 | 0.22 | 0.02 | 0.39 | 0.39 | 0.01 | 0.09 | -0.24 | -0.04 | 0 |  | 0.39 | 0.34 | 0.23 | 54.39 | 1614.973 | 1.03
D | 4002 | 2021-07-28 | 20 | ON | 44.41 | 6.25 | 0.22 | 0.02 | 0.18 | 0.41 | 0.12 | 0.09 | -0.15 | -0.04 | 0 |  | 0.39 | 0.34 | 0.23 | 52.47 | 1559.83 | 0.95
D | 4002 | 2021-07-28 | 21 | ON | 42.28 | 6.25 | 0.22 | 0.02 | 0.14 | 0.42 | 0.16 | 0.06 | -0.15 | -0.04 | 0 |  | 0.39 | 0.34 | 0.23 | 50.32 | 1508.501 | 0.96
D | 4002 | 2021-07-28 | 22 | ON | 37.99 | 6.25 | 0.22 | 0.02 | 0.13 | 0.44 | 0.14 | 0.06 | -0.09 | -0.04 | 0 |  | 0.39 | 0.34 | 0.23 | 46.08 | 1419.366 | 0.95
D | 4002 | 2021-07-28 | 23 | ON | 37.74 | 6.25 | 0.22 | 0.02 | 0.42 | 0.48 | 0.26 | 0.02 | -0.2 | -0.04 | 0 |  | 0.39 | 0.34 | 0.23 | 46.13 | 1286.412 | 1.4
D | 4002 | 2021-07-28 | 24 | OFF | 37.23 | 6.25 | 0.22 | 0.02 | 0.46 | 0 | 0.13 | 0 | -0.11 | -0.04 | 0 |  | 0.39 | 0.34 | 0.23 | 45.12 | 1165.208 | 0.83
D | 4002 | 2021-07-29 | 1 | OFF | 41.88 | 6.25 | 0.45 | 0.04 | 0.18 | 0 | 0.24 | -0.02 | -0.05 | -0.04 | 0 |  | 0.39 | 0.34 | 0.23 | 49.89 | 1078.409 | 0.91
D | 4002 | 2021-07-29 | 2 | OFF | 33.37 | 6.25 | 0.45 | 0.04 | 0.05 | 0 | 0 | 0 | -0.01 | -0.04 | 0 |  | 0.39 | 0.34 | 0.23 | 41.07 | 1024.245 | 0.54
D | 4002 | 2021-07-29 | 3 | OFF | 31.08 | 6.25 | 0.45 | 0.04 | 0.06 | 0 | 0 | 0.01 | -0.03 | -0.04 | 0 |  | 0.39 | 0.34 | 0.23 | 38.78 | 993.951 | 0.55
D | 4002 | 2021-07-29 | 4 | OFF | 29.26 | 6.25 | 0.45 | 0.04 | 0.16 | 0 | 0 | -0.01 | -0.03 | -0.04 | 0 |  | 0.39 | 0.34 | 0.23 | 37.04 | 980.859 | 0.65
D | 4002 | 2021-07-29 | 5 | OFF | 29.91 | 6.25 | 0.45 | 0.04 | 0.18 | 0 | 0 | 0.01 | -0.03 | -0.04 | 0 |  | 0.39 | 0.34 | 0.23 | 37.73 | 1002.49 | 0.67
D | 4002 | 2021-07-29 | 6 | OFF | 30.19 | 6.25 | 0.45 | 0.04 | 0.2 | 0 | 0 | 0.05 | -0.04 | -0.04 | 0 |  | 0.39 | 0.34 | 0.23 | 38.06 | 1068.369 | 0.69
D | 4002 | 2021-07-29 | 7 | OFF | 40.28 | 6.25 | 0.45 | 0.04 | 0.39 | 0 | 0.31 | -0.02 | 0.08 | -0.04 | 0 |  | 0.39 | 0.34 | 0.23 | 48.7 | 1174.35 | 1.19
D | 4002 | 2021-07-29 | 8 | ON | 33.76 | 6.25 | 0.45 | 0.04 | 0.19 | 0.47 | 0.01 | -0.01 | -0.15 | -0.04 | 0 |  | 0.39 | 0.34 | 0.23 | 41.93 | 1283.31 | 1.16
D | 4002 | 2021-07-29 | 9 | ON | 45.25 | 6.25 | 0.45 | 0.04 | 0.36 | 0.44 | 0.04 | 0 | -0.13 | -0.04 | 0 |  | 0.39 | 0.34 | 0.23 | 53.62 | 1363.469 | 1.33
D | 4002 | 2021-07-29 | 10 | ON | 43.38 | 6.25 | 0.45 | 0.04 | 0.17 | 0.43 | 0 | 0.13 | -0.18 | -0.04 | -0.03 |  | 0.39 | 0.34 | 0.23 | 51.56 | 1412.29 | 1.06
D | 4002 | 2021-07-29 | 11 | ON | 33.89 | 6.25 | 0.45 | 0.04 | 0.1 | 0.42 | 0.03 | 0.06 | -0.11 | -0.04 | -0.09 |  | 0.39 | 0.34 | 0.23 | 41.96 | 1466.66 | 0.95
D | 4002 | 2021-07-29 | 12 | ON | 36.5 | 6.25 | 0.45 | 0.04 | 0.09 | 0.4 | 0.02 | 0.08 | -0.14 | -0.04 | -0.02 |  | 0.39 | 0.34 | 0.23 | 44.59 | 1522.057 | 0.98
D | 4002 | 2021-07-29 | 13 | ON | 39.74 | 6.25 | 0.45 | 0.04 | 0.05 | 0.39 | 0 | 0.04 | -0.12 | -0.04 | 0 |  | 0.39 | 0.34 | 0.23 | 47.76 | 1571.334 | 0.93
D | 4002 | 2021-07-29 | 14 | ON | 50.13 | 6.25 | 0.45 | 0.04 | 0.13 | 0.36 | 0.05 | 0.09 | -0.04 | -0.04 | 0 |  | 0.39 | 0.34 | 0.23 | 58.38 | 1611.237 | 1.03
D | 4002 | 2021-07-29 | 15 | ON | 53.7 | 6.25 | 0.45 | 0.04 | 0.19 | 0.4 | 0.08 | 0.11 | -0.14 | -0.04 | 0 |  | 0.39 | 0.34 | 0.23 | 62 | 1604.948 | 1.16
D | 4002 | 2021-07-29 | 16 | ON | 51.12 | 6.25 | 0.45 | 0.04 | 0.14 | 0.4 | 0.11 | 0.14 | -0.14 | -0.04 | 0 |  | 0.39 | 0.34 | 0.23 | 59.43 | 1599.998 | 1.14
D | 4002 | 2021-07-29 | 17 | ON | 46.67 | 6.25 | 0.45 | 0.04 | 0.15 | 0.41 | 0.01 | 0.1 | -0.12 | -0.04 | 0 |  | 0.39 | 0.34 | 0.23 | 54.88 | 1581.681 | 1.06
D | 4002 | 2021-07-29 | 18 | ON | 48.24 | 6.25 | 0.45 | 0.04 | 0.12 | 0.41 | 0.06 | 0.1 | -0.1 | -0.04 | 0 |  | 0.39 | 0.34 | 0.23 | 56.49 | 1573.189 | 1.08
D | 4002 | 2021-07-29 | 19 | ON | 39.56 | 6.25 | 0.45 | 0.04 | 0.06 | 0.42 | 0 | 0.1 | -0.12 | -0.04 | 0 |  | 0.39 | 0.34 | 0.23 | 47.68 | 1541.112 | 0.97
D | 4002 | 2021-07-29 | 20 | ON | 36.06 | 6.25 | 0.45 | 0.04 | 0.07 | 0.43 | 0 | 0.08 | -0.13 | -0.04 | 0 |  | 0.39 | 0.34 | 0.23 | 44.17 | 1497.415 | 0.99
D | 4002 | 2021-07-29 | 21 | ON | 35.38 | 6.25 | 0.45 | 0.04 | 0.1 | 0.43 | 0.01 | 0.08 | -0.09 | -0.04 | 0 |  | 0.39 | 0.34 | 0.23 | 43.57 | 1454.343 | 1.03
D | 4002 | 2021-07-29 | 22 | ON | 31.03 | 6.25 | 0.45 | 0.04 | 0.05 | 0.45 | 0 | 0.04 | -0.08 | -0.04 | 0 |  | 0.39 | 0.34 | 0.23 | 39.15 | 1372.459 | 0.99
D | 4002 | 2021-07-29 | 23 | ON | 34.35 | 6.25 | 0.45 | 0.04 | 0.24 | 0.48 | 0.09 | 0.03 | -0.09 | -0.04 | 0 |  | 0.39 | 0.34 | 0.23 | 42.76 | 1273.16 | 1.3
D | 4002 | 2021-07-29 | 24 | OFF | 33.92 | 6.25 | 0.45 | 0.04 | 0.21 | 0 | 0.01 | -0.01 | -0.02 | -0.04 | 0 |  | 0.39 | 0.34 | 0.23 | 41.77 | 1172.272 | 0.71
D | 4002 | 2021-07-30 | 1 | OFF | 34.38 | 6.25 | 0.15 | 0.02 | 0.09 | 0 | 0.05 | -0.06 | -0.06 | -0.04 | 0 |  | 0.39 | 0.34 | 0.23 | 41.74 | 1096.61 | 0.31
D | 4002 | 2021-07-30 | 2 | OFF | 31.66 | 6.25 | 0.15 | 0.02 | 0.07 | 0 | 0 | -0.01 | -0.05 | -0.04 | 0 |  | 0.39 | 0.34 | 0.23 | 39.01 | 1047.554 | 0.24
D | 4002 | 2021-07-30 | 3 | OFF | 32.41 | 6.25 | 0.15 | 0.02 | 0.07 | 0 | 0 | -0.02 | -0.06 | -0.04 | 0 |  | 0.39 | 0.34 | 0.23 | 39.74 | 1014.214 | 0.24
D | 4002 | 2021-07-30 | 4 | OFF | 32.43 | 6.25 | 0.15 | 0.02 | 0.03 | 0 | 0 | 0 | -0.06 | -0.04 | 0 |  | 0.39 | 0.34 | 0.23 | 39.74 | 1007.137 | 0.2
D | 4002 | 2021-07-30 | 5 | OFF | 32.28 | 6.25 | 0.15 | 0.02 | 0.01 | 0 | 0 | 0 | -0.07 | -0.04 | 0 |  | 0.39 | 0.34 | 0.23 | 39.56 | 1029.013 | 0.18
D | 4002 | 2021-07-30 | 6 | OFF | 30.81 | 6.25 | 0.15 | 0.02 | 0.15 | 0 | 0 | 0.02 | -0.07 | -0.04 | 0 |  | 0.39 | 0.34 | 0.23 | 38.25 | 1089.163 | 0.32
D | 4002 | 2021-07-30 | 7 | OFF | 30.26 | 6.25 | 0.15 | 0.02 | 0.2 | 0 | 0 | -0.05 | -0.1 | -0.04 | 0 |  | 0.39 | 0.34 | 0.23 | 37.65 | 1188.971 | 0.37
D | 4002 | 2021-07-30 | 8 | ON | 35.86 | 6.25 | 0.15 | 0.02 | 0.27 | 0.49 | 0.02 | 0 | -0.13 | -0.04 | 0 |  | 0.39 | 0.34 | 0.23 | 43.85 | 1308.449 | 0.95
D | 4002 | 2021-07-30 | 9 | ON | 34.83 | 6.25 | 0.15 | 0.02 | 0.21 | 0.46 | 0 | 0.05 | -0.16 | -0.04 | 0 |  | 0.39 | 0.34 | 0.23 | 42.73 | 1399.979 | 0.84
D | 4002 | 2021-07-30 | 10 | ON | 32.09 | 6.25 | 0.15 | 0.02 | 0.08 | 0.45 | 0 | 0.08 | -0.17 | -0.04 | 0 |  | 0.39 | 0.34 | 0.23 | 39.87 | 1441.639 | 0.7
D | 4002 | 2021-07-30 | 11 | ON | 28.84 | 6.25 | 0.15 | 0.02 | 0.06 | 0.44 | 0 | 0.07 | -0.15 | -0.04 | 0 |  | 0.39 | 0.34 | 0.23 | 36.6 | 1490.966 | 0.67
D | 4002 | 2021-07-30 | 12 | ON | 30.48 | 6.25 | 0.15 | 0.02 | 0.05 | 0.42 | 0 | 0.06 | -0.16 | -0.04 | 0 |  | 0.39 | 0.34 | 0.23 | 38.19 | 1533.413 | 0.64
D | 4002 | 2021-07-30 | 13 | ON | 31.31 | 6.25 | 0.15 | 0.02 | 0.27 | 0.41 | 0 | 0.07 | -0.18 | -0.04 | 0 |  | 0.39 | 0.34 | 0.23 | 39.22 | 1545.57 | 0.85
D | 4002 | 2021-07-30 | 14 | ON | 33.34 | 6.25 | 0.15 | 0.02 | 0.57 | 0.41 | 0 | 0.05 | -0.16 | -0.04 | 0 |  | 0.39 | 0.34 | 0.23 | 41.55 | 1548.732 | 1.15
D | 4002 | 2021-07-30 | 15 | ON | 36.32 | 6.25 | 0.15 | 0.02 | 0.11 | 0.41 | 0 | 0.09 | -0.18 | -0.04 | 0 |  | 0.39 | 0.34 | 0.23 | 44.09 | 1535.348 | 0.69
D | 4002 | 2021-07-30 | 16 | ON | 34.22 | 6.25 | 0.15 | 0.02 | 0.08 | 0.41 | 0 | 0.12 | -0.2 | -0.04 | 0 |  | 0.39 | 0.34 | 0.23 | 41.97 | 1526.601 | 0.66
D | 4002 | 2021-07-30 | 17 | ON | 34.45 | 6.25 | 0.15 | 0.02 | 0.05 | 0.4 | 0 | 0.02 | -0.18 | -0.04 | 0 |  | 0.39 | 0.34 | 0.23 | 42.08 | 1521.207 | 0.62
D | 4002 | 2021-07-30 | 18 | ON | 36.91 | 6.25 | 0.15 | 0.02 | 0.06 | 0.4 | 0 | 0.08 | -0.21 | -0.04 | 0 |  | 0.39 | 0.34 | 0.23 | 44.58 | 1518.224 | 0.63
D | 4002 | 2021-07-30 | 19 | ON | 37.57 | 6.25 | 0.15 | 0.02 | 0.09 | 0.41 | 0 | 0.06 | -0.19 | -0.04 | 0 |  | 0.39 | 0.34 | 0.23 | 45.28 | 1486.31 | 0.67
D | 4002 | 2021-07-30 | 20 | ON | 37.6 | 6.25 | 0.15 | 0.02 | 0.09 | 0.43 | 0 | 0.08 | -0.15 | -0.04 | 0 |  | 0.39 | 0.34 | 0.23 | 45.39 | 1427.157 | 0.69
D | 4002 | 2021-07-30 | 21 | ON | 37.56 | 6.25 | 0.15 | 0.02 | 0.09 | 0.44 | 0.01 | 0.08 | -0.18 | -0.04 | 0 |  | 0.39 | 0.34 | 0.23 | 45.34 | 1389.577 | 0.71
D | 4002 | 2021-07-30 | 22 | ON | 35.76 | 6.25 | 0.15 | 0.02 | 0.12 | 0.47 | 0 | 0.08 | -0.13 | -0.04 | 0 |  | 0.39 | 0.34 | 0.23 | 43.64 | 1316.219 | 0.76
D | 4002 | 2021-07-30 | 23 | ON | 29.96 | 6.25 | 0.15 | 0.02 | 0.57 | 0.5 | 0.04 | 0.07 | -0.14 | -0.04 | 0 |  | 0.39 | 0.34 | 0.23 | 38.34 | 1207.369 | 1.28
D | 4002 | 2021-07-30 | 24 | OFF | 31.06 | 6.25 | 0.15 | 0.02 | 0.32 | 0 | 0.03 | 0.02 | -0.08 | -0.04 | 0 |  | 0.39 | 0.34 | 0.23 | 38.69 | 1099.082 | 0.52
D | 4002 | 2021-07-31 | 1 | OFF | 31.8 | 6.25 | 0.18 | 0.01 | 0.1 | 0 | 0.15 | 0.01 | 0 | -0.04 | 0 |  | 0.39 | 0.34 | 0.23 | 39.42 | 1015.184 | 0.44
D | 4002 | 2021-07-31 | 2 | OFF | 27.99 | 6.25 | 0.18 | 0.01 | 0.07 | 0 | 0 | 0.02 | -0.09 | -0.04 | 0 |  | 0.39 | 0.34 | 0.23 | 35.35 | 961.241 | 0.26
D | 4002 | 2021-07-31 | 3 | OFF | 25.45 | 6.25 | 0.18 | 0.01 | 0.08 | 0 | 0 | 0 | -0.11 | -0.04 | 0 |  | 0.39 | 0.34 | 0.23 | 32.78 | 927.563 | 0.27
D | 4002 | 2021-07-31 | 4 | OFF | 25.84 | 6.25 | 0.18 | 0.01 | 0.18 | 0 | 0 | 0 | -0.13 | -0.04 | 0 |  | 0.39 | 0.34 | 0.23 | 33.25 | 913.086 | 0.37
D | 4002 | 2021-07-31 | 5 | OFF | 24 | 6.25 | 0.18 | 0.01 | 0.08 | 0 | 0 | -0.02 | -0.13 | -0.04 | 0 |  | 0.39 | 0.34 | 0.23 | 31.29 | 914.471 | 0.27
D | 4002 | 2021-07-31 | 6 | OFF | 23.49 | 6.25 | 0.18 | 0.01 | 0.06 | 0 | 0 | -0.02 | -0.13 | -0.04 | 0 |  | 0.39 | 0.34 | 0.23 | 30.76 | 935.749 | 0.25
D | 4002 | 2021-07-31 | 7 | OFF | 24.46 | 6.25 | 0.18 | 0.01 | 0.1 | 0 | 0 | 0 | -0.11 | -0.04 | 0 |  | 0.39 | 0.34 | 0.23 | 31.81 | 982.298 | 0.29
D | 4002 | 2021-07-31 | 8 | OFF | 25.63 | 6.25 | 0.18 | 0.01 | 0.54 | 0 | 0 | 0.04 | -0.09 | -0.04 | 0 |  | 0.39 | 0.34 | 0.23 | 33.48 | 1059.481 | 0.73
D | 4002 | 2021-07-31 | 9 | OFF | 25.71 | 6.25 | 0.18 | 0.01 | 0.31 | 0 | 0 | 0.07 | -0.09 | -0.04 | 0 |  | 0.39 | 0.34 | 0.23 | 33.36 | 1139.41 | 0.5
D | 4002 | 2021-07-31 | 10 | OFF | 24.68 | 6.25 | 0.18 | 0.01 | 0.08 | 0 | 0 | 0.05 | -0.1 | -0.04 | 0 |  | 0.39 | 0.34 | 0.23 | 32.07 | 1182.437 | 0.27
D | 4002 | 2021-07-31 | 11 | OFF | 23.58 | 6.25 | 0.18 | 0.01 | 0.07 | 0 | 0 | 0.02 | -0.12 | -0.04 | 0 |  | 0.39 | 0.34 | 0.23 | 30.91 | 1196.728 | 0.26
D | 4002 | 2021-07-31 | 12 | OFF | 23.82 | 6.25 | 0.18 | 0.01 | 0.07 | 0 | 0 | -0.01 | -0.12 | -0.04 | 0 |  | 0.39 | 0.34 | 0.23 | 31.12 | 1202.722 | 0.26
D | 4002 | 2021-07-31 | 13 | OFF | 22.6 | 6.25 | 0.18 | 0.01 | 0.07 | 0 | 0 | 0.03 | -0.14 | -0.04 | 0 |  | 0.39 | 0.34 | 0.23 | 29.92 | 1209.013 | 0.26
D | 4002 | 2021-07-31 | 14 | OFF | 21.62 | 6.25 | 0.18 | 0.01 | 0.07 | 0 | 0 | 0.03 | -0.14 | -0.04 | 0 |  | 0.39 | 0.34 | 0.23 | 28.94 | 1217.103 | 0.26
D | 4002 | 2021-07-31 | 15 | OFF | 22.44 | 6.25 | 0.18 | 0.01 | 0.06 | 0 | 0 | 0.04 | -0.12 | -0.04 | 0 |  | 0.39 | 0.34 | 0.23 | 29.78 | 1232.453 | 0.25
D | 4002 | 2021-07-31 | 16 | OFF | 22.9 | 6.25 | 0.18 | 0.01 | 0.07 | 0 | 0 | 0.03 | -0.12 | -0.04 | 0 |  | 0.39 | 0.34 | 0.23 | 30.24 | 1252.423 | 0.26
D | 4002 | 2021-07-31 | 17 | OFF | 26.21 | 6.25 | 0.18 | 0.01 | 0.1 | 0 | 0 | 0.03 | -0.08 | -0.04 | 0 |  | 0.39 | 0.34 | 0.23 | 33.62 | 1287.425 | 0.29
D | 4002 | 2021-07-31 | 18 | OFF | 30.98 | 6.25 | 0.18 | 0.01 | 0.07 | 0 | 0 | 0.02 | -0.11 | -0.04 | 0 |  | 0.39 | 0.34 | 0.23 | 38.32 | 1326.18 | 0.26
D | 4002 | 2021-07-31 | 19 | OFF | 39.95 | 6.25 | 0.18 | 0.01 | 0.08 | 0 | 0.02 | 0.01 | -0.15 | -0.04 | 0 |  | 0.39 | 0.34 | 0.23 | 47.27 | 1328.279 | 0.29
D | 4002 | 2021-07-31 | 20 | OFF | 37.94 | 6.25 | 0.18 | 0.01 | 0.45 | 0 | 0 | 0.05 | -0.12 | -0.04 | 0 |  | 0.39 | 0.34 | 0.23 | 45.68 | 1293.861 | 0.64
D | 4002 | 2021-07-31 | 21 | OFF | 38 | 6.25 | 0.18 | 0.01 | 0.15 | 0 | 0 | 0 | -0.11 | -0.04 | 0 |  | 0.39 | 0.34 | 0.23 | 45.4 | 1277.352 | 0.34
D | 4002 | 2021-07-31 | 22 | OFF | 31.39 | 6.25 | 0.18 | 0.01 | 0.12 | 0 | 0 | 0 | -0.03 | -0.04 | 0 |  | 0.39 | 0.34 | 0.23 | 38.84 | 1220.868 | 0.31
D | 4002 | 2021-07-31 | 23 | OFF | 34.78 | 6.25 | 0.18 | 0.01 | 0.27 | 0 | 0.22 | -0.01 | -0.06 | -0.04 | 0 |  | 0.39 | 0.34 | 0.23 | 42.56 | 1124.848 | 0.68
D | 4002 | 2021-07-31 | 24 | OFF | 26.9 | 6.25 | 0.18 | 0.01 | 0.28 | 0 | 0 | -0.01 | -0.04 | -0.04 | 0 |  | 0.39 | 0.34 | 0.23 | 34.49 | 1032.687 | 0.47
T | 744 lines

## whlsecost_hourly_4002_202108
C | Hourly Wholesale Load Cost Report
C | Filename: whlsecost_hourly_4002_202108.csv
C | Report for: 08 2021
C | Report generated: 04/08/2022 14:24:56 EDT
H | Location ID | Local Date | Local Hour | OnOffPeak | RTLMP | Capacity | First Contingency | Second Contingency | Regulation | Forward Reserves | Real-Time Reserves | Inadvertent | Marginal Loss Rev Fund | Auction Rev Rights | Real-Time Demand Reduction Cost | Price Responsive Demand Cost | ISO Sched 2 | ISO Sched 3 | NEPOOL Exp | Total Cost | RTLO | Total Ancillary & NCPC
H | Number | Date | Number | String | Number | Number | Number | Number | Number | Number | Number | Number | Number | Number | Number | Number | Number | Number | Number | Number | Number
D | 4002 | 2021-08-01 | 1 | OFF | 25.59 | 6.26 | 0.27 | 0.01 | 0.21 | 0 | 0 | 0.01 | -0.08 | -0.04 | 0 |  | 0.39 | 0.34 | 0.23 | 33.19 | 963.112 | 0.49
D | 4002 | 2021-08-01 | 2 | OFF | 24.22 | 6.26 | 0.27 | 0.01 | 0.53 | 0 | 0 | -0.01 | -0.04 | -0.04 | 0 |  | 0.39 | 0.34 | 0.23 | 32.16 | 919.312 | 0.81
D | 4002 | 2021-08-01 | 3 | OFF | 23.21 | 6.26 | 0.27 | 0.01 | 0.57 | 0 | 0 | 0 | -0.06 | -0.04 | 0 |  | 0.39 | 0.34 | 0.23 | 31.18 | 892.498 | 0.85
D | 4002 | 2021-08-01 | 4 | OFF | 22.85 | 6.26 | 0.27 | 0.01 | 0.14 | 0 | 0 | 0 | -0.04 | -0.04 | 0 |  | 0.39 | 0.34 | 0.23 | 30.41 | 881.081 | 0.42
D | 4002 | 2021-08-01 | 5 | OFF | 22.55 | 6.26 | 0.27 | 0.01 | 0.08 | 0 | 0 | 0 | -0.04 | -0.04 | 0 |  | 0.39 | 0.34 | 0.23 | 30.05 | 880.209 | 0.36
D | 4002 | 2021-08-01 | 6 | OFF | 22.64 | 6.26 | 0.27 | 0.01 | 0.06 | 0 | 0 | -0.01 | -0.03 | -0.04 | 0 |  | 0.39 | 0.34 | 0.23 | 30.12 | 896.67 | 0.34
D | 4002 | 2021-08-01 | 7 | OFF | 22.85 | 6.26 | 0.27 | 0.01 | 0.9 | 0 | 0 | -0.01 | -0.03 | -0.04 | 0 |  | 0.39 | 0.34 | 0.23 | 31.17 | 928.363 | 1.18
D | 4002 | 2021-08-01 | 8 | OFF | 21.51 | 6.26 | 0.27 | 0.01 | 0.81 | 0 | 0 | -0.03 | -0.05 | -0.04 | 0 |  | 0.39 | 0.34 | 0.23 | 29.7 | 998.923 | 1.09
D | 4002 | 2021-08-01 | 9 | OFF | 23.79 | 6.26 | 0.27 | 0.01 | 0.22 | 0 | 0 | -0.04 | -0.05 | -0.04 | 0 |  | 0.39 | 0.34 | 0.23 | 31.38 | 1088.084 | 0.5
D | 4002 | 2021-08-01 | 10 | OFF | 27.66 | 6.26 | 0.27 | 0.01 | 0.09 | 0 | 0 | -0.03 | -0.09 | -0.04 | 0 |  | 0.39 | 0.34 | 0.23 | 35.09 | 1162.439 | 0.37
D | 4002 | 2021-08-01 | 11 | OFF | 35.02 | 6.26 | 0.27 | 0.01 | 0.1 | 0 | 0.31 | -0.02 | -0.02 | -0.04 | 0 |  | 0.39 | 0.34 | 0.23 | 42.85 | 1209.642 | 0.69
D | 4002 | 2021-08-01 | 12 | OFF | 32.25 | 6.26 | 0.27 | 0.01 | 0.08 | 0 | 0.21 | 0.1 | -0.16 | -0.04 | 0 |  | 0.39 | 0.34 | 0.23 | 39.94 | 1252.348 | 0.57
D | 4002 | 2021-08-01 | 13 | OFF | 26.2 | 6.26 | 0.27 | 0.01 | 0.1 | 0 | 0 | 0.01 | -0.13 | -0.04 | 0 |  | 0.39 | 0.34 | 0.23 | 33.64 | 1291.492 | 0.38
D | 4002 | 2021-08-01 | 14 | OFF | 28.38 | 6.26 | 0.27 | 0.01 | 0.08 | 0 | 0 | -0.01 | -0.16 | -0.04 | 0 |  | 0.39 | 0.34 | 0.23 | 35.75 | 1308.793 | 0.36
D | 4002 | 2021-08-01 | 15 | OFF | 28.41 | 6.26 | 0.27 | 0.01 | 0.08 | 0 | 0 | 0 | -0.13 | -0.04 | 0 |  | 0.39 | 0.34 | 0.23 | 35.82 | 1317.964 | 0.36
D | 4002 | 2021-08-01 | 16 | OFF | 30.3 | 6.26 | 0.27 | 0.01 | 0.17 | 0 | 0 | -0.04 | -0.14 | -0.04 | 0 |  | 0.39 | 0.34 | 0.23 | 37.75 | 1350.813 | 0.45
D | 4002 | 2021-08-01 | 17 | OFF | 30.84 | 6.26 | 0.27 | 0.01 | 0.07 | 0 | 0 | 0.02 | -0.17 | -0.04 | 0 |  | 0.39 | 0.34 | 0.23 | 38.22 | 1395.806 | 0.35
D | 4002 | 2021-08-01 | 18 | OFF | 32.35 | 6.26 | 0.27 | 0.01 | 0.09 | 0 | 0 | -0.01 | -0.2 | -0.04 | 0 |  | 0.39 | 0.34 | 0.23 | 39.69 | 1443.036 | 0.37
D | 4002 | 2021-08-01 | 19 | OFF | 33.81 | 6.26 | 0.27 | 0.01 | 0.15 | 0 | 0 | -0.02 | -0.21 | -0.04 | 0 |  | 0.39 | 0.34 | 0.23 | 41.19 | 1439.272 | 0.43
D | 4002 | 2021-08-01 | 20 | OFF | 40.14 | 6.26 | 0.27 | 0.01 | 0.17 | 0 | 0.01 | -0.03 | -0.16 | -0.04 | 0 |  | 0.39 | 0.34 | 0.23 | 47.59 | 1409.085 | 0.46
D | 4002 | 2021-08-01 | 21 | OFF | 42.41 | 6.26 | 0.27 | 0.01 | 0.19 | 0 | 0 | -0.03 | -0.15 | -0.04 | 0 |  | 0.39 | 0.34 | 0.23 | 49.88 | 1382.152 | 0.47
D | 4002 | 2021-08-01 | 22 | OFF | 35.86 | 6.26 | 0.27 | 0.01 | 0.16 | 0 | 0.01 | -0.05 | -0.02 | -0.04 | 0 |  | 0.39 | 0.34 | 0.23 | 43.42 | 1302.248 | 0.45
D | 4002 | 2021-08-01 | 23 | OFF | 32.06 | 6.26 | 0.27 | 0.01 | 0.63 | 0 | 0 | -0.06 | -0.06 | -0.04 | 0 |  | 0.39 | 0.34 | 0.23 | 40.03 | 1197.283 | 0.91
D | 4002 | 2021-08-01 | 24 | OFF | 29.68 | 6.26 | 0.27 | 0.01 | 1.74 | 0 | 0 | -0.05 | -0.03 | -0.04 | 0 |  | 0.39 | 0.34 | 0.23 | 38.8 | 1105.714 | 2.02
D | 4002 | 2021-08-02 | 1 | OFF | 29.73 | 6.26 | 0.19 | 0.01 | 0.2 | 0 | 0.01 | -0.04 | -0.05 | -0.04 | 0 |  | 0.39 | 0.34 | 0.23 | 37.23 | 1040.563 | 0.41
D | 4002 | 2021-08-02 | 2 | OFF | 29.23 | 6.26 | 0.19 | 0.01 | 0.08 | 0 | 0 | -0.03 | -0.05 | -0.04 | 0 |  | 0.39 | 0.34 | 0.23 | 36.61 | 1000.202 | 0.28
D | 4002 | 2021-08-02 | 3 | OFF | 28.96 | 6.26 | 0.19 | 0.01 | 0.11 | 0 | 0 | -0.03 | -0.03 | -0.04 | 0 |  | 0.39 | 0.34 | 0.23 | 36.39 | 979.348 | 0.31
D | 4002 | 2021-08-02 | 4 | OFF | 27.99 | 6.26 | 0.19 | 0.01 | 0.04 | 0 | 0 | 0 | -0.04 | -0.04 | 0 |  | 0.39 | 0.34 | 0.23 | 35.37 | 977.933 | 0.24
D | 4002 | 2021-08-02 | 5 | OFF | 28.36 | 6.26 | 0.19 | 0.01 | 0.08 | 0 | 0 | -0.02 | -0.04 | -0.04 | 0 |  | 0.39 | 0.34 | 0.23 | 35.76 | 1000.309 | 0.28
D | 4002 | 2021-08-02 | 6 | OFF | 29.71 | 6.26 | 0.19 | 0.01 | 0.17 | 0 | 0 | 0 | -0.05 | -0.04 | 0 |  | 0.39 | 0.34 | 0.23 | 37.21 | 1071.253 | 0.37
D | 4002 | 2021-08-02 | 7 | OFF | 28.28 | 6.26 | 0.19 | 0.01 | 0.28 | 0 | 0 | 0 | -0.16 | -0.04 | 0 |  | 0.39 | 0.34 | 0.23 | 35.78 | 1179.353 | 0.48
D | 4002 | 2021-08-02 | 8 | ON | 30.09 | 6.26 | 0.19 | 0.01 | 0.27 | 0.48 | 0 | -0.03 | -0.13 | -0.04 | 0 |  | 0.39 | 0.34 | 0.23 | 38.06 | 1305.178 | 0.95
D | 4002 | 2021-08-02 | 9 | ON | 34.18 | 6.26 | 0.19 | 0.01 | 0.51 | 0.46 | 0 | -0.01 | -0.22 | -0.04 | 0 |  | 0.39 | 0.34 | 0.23 | 42.3 | 1392.784 | 1.17
D | 4002 | 2021-08-02 | 10 | ON | 37.42 | 6.26 | 0.19 | 0.01 | 0.22 | 0.44 | 0.02 | -0.02 | -0.16 | -0.04 | 0 |  | 0.39 | 0.34 | 0.23 | 45.3 | 1437.141 | 0.88
D | 4002 | 2021-08-02 | 11 | ON | 31.2 | 6.26 | 0.19 | 0.01 | 0.07 | 0.43 | 0 | -0.02 | -0.13 | -0.04 | 0 |  | 0.39 | 0.34 | 0.23 | 38.93 | 1480.569 | 0.7
D | 4002 | 2021-08-02 | 12 | ON | 32.65 | 6.26 | 0.19 | 0.01 | 0.47 | 0.42 | 0.01 | 0.03 | -0.15 | -0.04 | 0 |  | 0.39 | 0.34 | 0.23 | 40.81 | 1507.354 | 1.1
D | 4002 | 2021-08-02 | 13 | ON | 29.6 | 6.26 | 0.19 | 0.01 | 0.11 | 0.42 | 0 | -0.01 | -0.14 | -0.04 | 0 |  | 0.39 | 0.34 | 0.23 | 37.36 | 1519.266 | 0.73
D | 4002 | 2021-08-02 | 14 | ON | 30.07 | 6.26 | 0.19 | 0.01 | 0.06 | 0.41 | 0 | 0.01 | -0.21 | -0.04 | 0 |  | 0.39 | 0.34 | 0.23 | 37.72 | 1538.675 | 0.67
D | 4002 | 2021-08-02 | 15 | ON | 30.06 | 6.26 | 0.19 | 0.01 | 0.07 | 0.41 | 0 | -0.03 | -0.21 | -0.04 | 0 |  | 0.39 | 0.34 | 0.23 | 37.68 | 1547.705 | 0.68
D | 4002 | 2021-08-02 | 16 | ON | 29.3 | 6.26 | 0.19 | 0.01 | 0.04 | 0.4 | 0 | -0.02 | -0.22 | -0.04 | -0.03 |  | 0.39 | 0.34 | 0.23 | 36.85 | 1543.988 | 0.61
D | 4002 | 2021-08-02 | 17 | ON | 31.17 | 6.26 | 0.19 | 0.01 | 0.05 | 0.39 | 0 | -0.03 | -0.2 | -0.04 | -0.03 |  | 0.39 | 0.34 | 0.23 | 38.73 | 1567.806 | 0.61
D | 4002 | 2021-08-02 | 18 | ON | 35.2 | 6.26 | 0.19 | 0.01 | 0.08 | 0.38 | 0 | -0.03 | -0.22 | -0.04 | 0 |  | 0.39 | 0.34 | 0.23 | 42.79 | 1604.973 | 0.66
D | 4002 | 2021-08-02 | 19 | ON | 44.13 | 6.26 | 0.19 | 0.01 | 0.15 | 0.38 | 0.19 | -0.05 | -0.2 | -0.04 | 0 |  | 0.39 | 0.34 | 0.23 | 51.98 | 1601.334 | 0.92
D | 4002 | 2021-08-02 | 20 | ON | 42.39 | 6.26 | 0.19 | 0.01 | 0.14 | 0.39 | 0.18 | -0.04 | -0.19 | -0.04 | 0 |  | 0.39 | 0.34 | 0.23 | 50.25 | 1541.814 | 0.91
D | 4002 | 2021-08-02 | 21 | ON | 36.79 | 6.26 | 0.19 | 0.01 | 0.11 | 0.4 | 0.06 | -0.03 | -0.16 | -0.04 | 0 |  | 0.39 | 0.34 | 0.23 | 44.55 | 1494.251 | 0.77
D | 4002 | 2021-08-02 | 22 | ON | 28.66 | 6.26 | 0.19 | 0.01 | 0.11 | 0.42 | 0 | -0.03 | -0.09 | -0.04 | 0 |  | 0.39 | 0.34 | 0.23 | 36.45 | 1399.667 | 0.73
D | 4002 | 2021-08-02 | 23 | ON | 27.22 | 6.26 | 0.19 | 0.01 | 0.16 | 0.46 | 0 | -0.03 | -0.13 | -0.04 | 0 |  | 0.39 | 0.34 | 0.23 | 35.06 | 1266.699 | 0.82
D | 4002 | 2021-08-02 | 24 | OFF | 25.35 | 6.26 | 0.19 | 0.01 | 0.19 | 0 | 0 | -0.02 | -0.13 | -0.04 | 0 |  | 0.39 | 0.34 | 0.23 | 32.77 | 1147.961 | 0.39
D | 4002 | 2021-08-03 | 1 | OFF | 23.76 | 6.26 | 0.11 | 0 | 0.21 | 0 | 0 | 0.01 | -0.08 | -0.04 | 0 |  | 0.39 | 0.34 | 0.23 | 31.19 | 1064.678 | 0.32
D | 4002 | 2021-08-03 | 2 | OFF | 23.52 | 6.26 | 0.11 | 0 | 0.08 | 0 | 0 | 0 | -0.06 | -0.04 | 0 |  | 0.39 | 0.34 | 0.23 | 30.83 | 1009.187 | 0.19
D | 4002 | 2021-08-03 | 3 | OFF | 22.29 | 6.26 | 0.11 | 0 | 0.31 | 0 | 0 | -0.02 | -0.05 | -0.04 | 0 |  | 0.39 | 0.34 | 0.23 | 29.82 | 977.067 | 0.42
D | 4002 | 2021-08-03 | 4 | OFF | 20.62 | 6.26 | 0.11 | 0 | 0.21 | 0 | 0 | 0.01 | -0.06 | -0.04 | 0 |  | 0.39 | 0.34 | 0.23 | 28.07 | 967.453 | 0.32
D | 4002 | 2021-08-03 | 5 | OFF | 21.38 | 6.26 | 0.11 | 0 | 0.14 | 0 | 0 | 0 | -0.05 | -0.04 | 0 |  | 0.39 | 0.34 | 0.23 | 28.76 | 983.857 | 0.25
D | 4002 | 2021-08-03 | 6 | OFF | 22.88 | 6.26 | 0.11 | 0 | 0.14 | 0 | 0 | 0 | -0.08 | -0.04 | 0 |  | 0.39 | 0.34 | 0.23 | 30.23 | 1044.69 | 0.25
D | 4002 | 2021-08-03 | 7 | OFF | 23.51 | 6.26 | 0.11 | 0 | 0.36 | 0 | 0 | 0.02 | -0.11 | -0.04 | 0 |  | 0.39 | 0.34 | 0.23 | 31.07 | 1148.209 | 0.47
D | 4002 | 2021-08-03 | 8 | ON | 24 | 6.26 | 0.11 | 0 | 0.26 | 0.5 | 0 | 0 | -0.18 | -0.04 | 0 |  | 0.39 | 0.34 | 0.23 | 31.87 | 1252.454 | 0.87
D | 4002 | 2021-08-03 | 9 | ON | 25.18 | 6.26 | 0.11 | 0 | 0.28 | 0.48 | 0 | 0.01 | -0.19 | -0.04 | 0 |  | 0.39 | 0.34 | 0.23 | 33.05 | 1329.134 | 0.87
D | 4002 | 2021-08-03 | 10 | ON | 24.94 | 6.26 | 0.11 | 0 | 0.07 | 0.47 | 0 | 0.05 | -0.18 | -0.04 | 0 |  | 0.39 | 0.34 | 0.23 | 32.64 | 1368.926 | 0.65
D | 4002 | 2021-08-03 | 11 | ON | 26.84 | 6.26 | 0.11 | 0 | 0.06 | 0.45 | 0 | -0.02 | -0.13 | -0.04 | 0 |  | 0.39 | 0.34 | 0.23 | 34.49 | 1415.409 | 0.62
D | 4002 | 2021-08-03 | 12 | ON | 25.84 | 6.26 | 0.11 | 0 | 0.05 | 0.44 | 0 | 0.04 | -0.12 | -0.04 | 0 |  | 0.39 | 0.34 | 0.23 | 33.54 | 1452.86 | 0.6
D | 4002 | 2021-08-03 | 13 | ON | 25.67 | 6.26 | 0.11 | 0 | 0.06 | 0.43 | 0 | 0.01 | -0.13 | -0.04 | 0 |  | 0.39 | 0.34 | 0.23 | 33.33 | 1476.845 | 0.6
D | 4002 | 2021-08-03 | 14 | ON | 26.12 | 6.26 | 0.11 | 0 | 0.06 | 0.42 | 0 | 0.02 | -0.15 | -0.04 | 0 |  | 0.39 | 0.34 | 0.23 | 33.76 | 1506.563 | 0.59
D | 4002 | 2021-08-03 | 15 | ON | 27 | 6.26 | 0.11 | 0 | 0.05 | 0.42 | 0 | -0.02 | -0.15 | -0.04 | 0 |  | 0.39 | 0.34 | 0.23 | 34.59 | 1523.344 | 0.58
D | 4002 | 2021-08-03 | 16 | ON | 27.16 | 6.26 | 0.11 | 0 | 0.06 | 0.41 | 0 | -0.04 | -0.2 | -0.04 | 0 |  | 0.39 | 0.34 | 0.23 | 34.68 | 1528.469 | 0.58
D | 4002 | 2021-08-03 | 17 | ON | 27.69 | 6.26 | 0.11 | 0 | 0.04 | 0.41 | 0 | -0.01 | -0.22 | -0.04 | 0 |  | 0.39 | 0.34 | 0.23 | 35.2 | 1544.762 | 0.56
D | 4002 | 2021-08-03 | 18 | ON | 29 | 6.26 | 0.11 | 0 | 0.05 | 0.4 | 0 | -0.04 | -0.23 | -0.04 | 0 |  | 0.39 | 0.34 | 0.23 | 36.47 | 1562.489 | 0.56
D | 4002 | 2021-08-03 | 19 | ON | 29.99 | 6.26 | 0.11 | 0 | 0.06 | 0.4 | 0 | 0.03 | -0.23 | -0.04 | 0 |  | 0.39 | 0.34 | 0.23 | 37.54 | 1553.881 | 0.57
D | 4002 | 2021-08-03 | 20 | ON | 30.23 | 6.26 | 0.11 | 0 | 0.05 | 0.4 | 0 | 0.03 | -0.21 | -0.04 | 0 |  | 0.39 | 0.34 | 0.23 | 37.79 | 1513.883 | 0.56
D | 4002 | 2021-08-03 | 21 | ON | 30.75 | 6.26 | 0.11 | 0 | 0.08 | 0.41 | 0 | 0.04 | -0.17 | -0.04 | 0 |  | 0.39 | 0.34 | 0.23 | 38.4 | 1490.475 | 0.6
D | 4002 | 2021-08-03 | 22 | ON | 29.63 | 6.26 | 0.11 | 0 | 0.08 | 0.43 | 0 | 0.05 | -0.1 | -0.04 | 0 |  | 0.39 | 0.34 | 0.23 | 37.38 | 1402.689 | 0.62
D | 4002 | 2021-08-03 | 23 | ON | 27.51 | 6.26 | 0.11 | 0 | 0.15 | 0.47 | 0 | 0.08 | -0.1 | -0.04 | 0 |  | 0.39 | 0.34 | 0.23 | 35.4 | 1275.99 | 0.73
D | 4002 | 2021-08-03 | 24 | OFF | 27.38 | 6.26 | 0.11 | 0 | 0.15 | 0 | 0 | -0.05 | -0.11 | -0.04 | 0 |  | 0.39 | 0.34 | 0.23 | 34.66 | 1161.502 | 0.26
D | 4002 | 2021-08-04 | 1 | OFF | 28.65 | 6.26 | 0.28 | 0.01 | 0.07 | 0 | 0 | 0.02 | -0.09 | -0.04 | 0 |  | 0.39 | 0.34 | 0.23 | 36.12 | 1079.042 | 0.36
D | 4002 | 2021-08-04 | 2 | OFF | 27.81 | 6.26 | 0.28 | 0.01 | 0.05 | 0 | 0 | 0.02 | -0.03 | -0.04 | 0 |  | 0.39 | 0.34 | 0.23 | 35.32 | 1022.197 | 0.34
D | 4002 | 2021-08-04 | 3 | OFF | 27.51 | 6.26 | 0.28 | 0.01 | 0.08 | 0 | 0 | 0 | -0.04 | -0.04 | 0 |  | 0.39 | 0.34 | 0.23 | 35.02 | 992.627 | 0.37
D | 4002 | 2021-08-04 | 4 | OFF | 28.04 | 6.26 | 0.28 | 0.01 | 0.06 | 0 | 0 | -0.01 | -0.04 | -0.04 | 0 |  | 0.39 | 0.34 | 0.23 | 35.52 | 982.837 | 0.35
D | 4002 | 2021-08-04 | 5 | OFF | 28.2 | 6.26 | 0.28 | 0.01 | 0.04 | 0 | 0 | -0.02 | -0.04 | -0.04 | 0 |  | 0.39 | 0.34 | 0.23 | 35.65 | 1002.825 | 0.33
D | 4002 | 2021-08-04 | 6 | OFF | 29.82 | 6.26 | 0.28 | 0.01 | 0.11 | 0 | 0 | 0.01 | -0.02 | -0.04 | 0 |  | 0.39 | 0.34 | 0.23 | 37.39 | 1066.976 | 0.4
D | 4002 | 2021-08-04 | 7 | OFF | 30.34 | 6.26 | 0.28 | 0.01 | 0.16 | 0 | 0 | 0.07 | -0.07 | -0.04 | 0 |  | 0.39 | 0.34 | 0.23 | 37.97 | 1170.014 | 0.45
D | 4002 | 2021-08-04 | 8 | ON | 29.64 | 6.26 | 0.28 | 0.01 | 0.15 | 0.46 | 0 | -0.02 | -0.14 | -0.04 | 0 |  | 0.39 | 0.34 | 0.23 | 37.56 | 1275.801 | 0.9
D | 4002 | 2021-08-04 | 9 | ON | 29.1 | 6.26 | 0.28 | 0.01 | 0.12 | 0.44 | 0 | -0.02 | -0.13 | -0.04 | 0 |  | 0.39 | 0.34 | 0.23 | 36.98 | 1351.896 | 0.85
D | 4002 | 2021-08-04 | 10 | ON | 30.39 | 6.26 | 0.28 | 0.01 | 0.05 | 0.43 | 0 | 0.01 | -0.15 | -0.04 | 0 |  | 0.39 | 0.34 | 0.23 | 38.2 | 1396.929 | 0.77
D | 4002 | 2021-08-04 | 11 | ON | 34.32 | 6.26 | 0.28 | 0.01 | 0.06 | 0.41 | 0.01 | -0.01 | -0.1 | -0.04 | 0 |  | 0.39 | 0.34 | 0.23 | 42.16 | 1449.685 | 0.77
D | 4002 | 2021-08-04 | 12 | ON | 37.92 | 6.26 | 0.28 | 0.01 | 0.07 | 0.43 | 0.02 | 0.05 | -0.12 | -0.04 | 0 |  | 0.39 | 0.34 | 0.23 | 45.84 | 1495.778 | 0.81
D | 4002 | 2021-08-04 | 13 | ON | 38.37 | 6.26 | 0.28 | 0.01 | 0.1 | 0.42 | 0.07 | 0.03 | -0.18 | -0.04 | 0 |  | 0.39 | 0.34 | 0.23 | 46.28 | 1522.195 | 0.88
D | 4002 | 2021-08-04 | 14 | ON | 34.48 | 6.26 | 0.28 | 0.01 | 0.05 | 0.41 | 0 | -0.02 | -0.15 | -0.04 | 0 |  | 0.39 | 0.34 | 0.23 | 42.24 | 1553.58 | 0.75
D | 4002 | 2021-08-04 | 15 | ON | 42.39 | 6.26 | 0.28 | 0.01 | 0.07 | 0.41 | 0 | 0.01 | -0.14 | -0.04 | 0 |  | 0.39 | 0.34 | 0.23 | 50.21 | 1573.754 | 0.77
D | 4002 | 2021-08-04 | 16 | ON | 39.04 | 6.26 | 0.28 | 0.01 | 0.06 | 0.41 | 0 | 0.04 | -0.19 | -0.04 | 0 |  | 0.39 | 0.34 | 0.23 | 46.83 | 1585.928 | 0.76
D | 4002 | 2021-08-04 | 17 | ON | 37.54 | 6.26 | 0.28 | 0.01 | 0.06 | 0.4 | 0 | 0.04 | -0.19 | -0.04 | 0 |  | 0.39 | 0.34 | 0.23 | 45.32 | 1582.441 | 0.75
D | 4002 | 2021-08-04 | 18 | ON | 34.29 | 6.26 | 0.28 | 0.01 | 0.08 | 0.4 | 0 | 0.02 | -0.18 | -0.04 | 0 |  | 0.39 | 0.34 | 0.23 | 42.08 | 1588.607 | 0.77
D | 4002 | 2021-08-04 | 19 | ON | 36.75 | 6.26 | 0.28 | 0.01 | 0.13 | 0.4 | 0 | 0.06 | -0.19 | -0.04 | 0 |  | 0.39 | 0.34 | 0.23 | 44.62 | 1574.998 | 0.82
D | 4002 | 2021-08-04 | 20 | ON | 35.12 | 6.26 | 0.28 | 0.01 | 0.09 | 0.41 | 0.01 | 0 | -0.14 | -0.04 | 0 |  | 0.39 | 0.34 | 0.23 | 42.96 | 1545.065 | 0.8
D | 4002 | 2021-08-04 | 21 | ON | 35.17 | 6.26 | 0.28 | 0.01 | 0.08 | 0.42 | 0 | 0.05 | -0.11 | -0.04 | 0 |  | 0.39 | 0.34 | 0.23 | 43.08 | 1521.567 | 0.79
D | 4002 | 2021-08-04 | 22 | ON | 32.51 | 6.26 | 0.28 | 0.01 | 0.08 | 0.44 | 0 | 0.01 | -0.07 | -0.04 | 0 |  | 0.39 | 0.34 | 0.23 | 40.44 | 1433.48 | 0.81
D | 4002 | 2021-08-04 | 23 | ON | 32.42 | 6.26 | 0.28 | 0.01 | 0.14 | 0.47 | 0 | -0.04 | -0.11 | -0.04 | 0 |  | 0.39 | 0.34 | 0.23 | 40.35 | 1308.827 | 0.9
D | 4002 | 2021-08-04 | 24 | OFF | 31.6 | 6.26 | 0.28 | 0.01 | 0.15 | 0 | 0.04 | -0.08 | -0.03 | -0.04 | 0 |  | 0.39 | 0.34 | 0.23 | 39.15 | 1196.496 | 0.48
D | 4002 | 2021-08-05 | 1 | OFF | 30.05 | 6.26 | 0.37 | 0.02 | 0.08 | 0 | 0 | 0.05 | -0.01 | -0.04 | 0 |  | 0.39 | 0.34 | 0.23 | 37.74 | 1113.032 | 0.47
D | 4002 | 2021-08-05 | 2 | OFF | 27.53 | 6.26 | 0.37 | 0.02 | 0.07 | 0 | 0 | -0.03 | -0.05 | -0.04 | 0 |  | 0.39 | 0.34 | 0.23 | 35.09 | 1066.271 | 0.46
D | 4002 | 2021-08-05 | 3 | OFF | 26.33 | 6.26 | 0.37 | 0.02 | 0.08 | 0 | 0 | -0.06 | -0.07 | -0.04 | 0 |  | 0.39 | 0.34 | 0.23 | 33.85 | 1036.388 | 0.47
D | 4002 | 2021-08-05 | 4 | OFF | 27.03 | 6.26 | 0.37 | 0.02 | 0.08 | 0 | 0 | 0 | -0.07 | -0.04 | 0 |  | 0.39 | 0.34 | 0.23 | 34.61 | 1027.278 | 0.47
D | 4002 | 2021-08-05 | 5 | OFF | 31.28 | 6.26 | 0.37 | 0.02 | 0.05 | 0 | 0 | -0.04 | -0.01 | -0.04 | 0 |  | 0.39 | 0.34 | 0.23 | 38.85 | 1046.441 | 0.44
D | 4002 | 2021-08-05 | 6 | OFF | 31.66 | 6.26 | 0.37 | 0.02 | 0.11 | 0 | 0 | -0.01 | -0.05 | -0.04 | 0 |  | 0.39 | 0.34 | 0.23 | 39.28 | 1117.933 | 0.5
D | 4002 | 2021-08-05 | 7 | OFF | 31.65 | 6.26 | 0.37 | 0.02 | 0.13 | 0 | 0 | -0.01 | -0.09 | -0.04 | 0 |  | 0.39 | 0.34 | 0.23 | 39.25 | 1221.187 | 0.52
D | 4002 | 2021-08-05 | 8 | ON | 46.14 | 6.26 | 0.37 | 0.02 | 0.4 | 0.47 | 0.7 | -0.03 | 0.01 | -0.04 | 0 |  | 0.39 | 0.34 | 0.23 | 55.26 | 1331.084 | 1.96
D | 4002 | 2021-08-05 | 9 | ON | 49.36 | 6.26 | 0.37 | 0.02 | 0.24 | 0.45 | 0.42 | 0.01 | -0.08 | -0.04 | 0 |  | 0.39 | 0.34 | 0.23 | 57.97 | 1411.946 | 1.5
D | 4002 | 2021-08-05 | 10 | ON | 44.48 | 6.26 | 0.37 | 0.02 | 0.16 | 0.43 | 0.2 | 0.07 | 0.05 | -0.04 | 0 |  | 0.39 | 0.34 | 0.23 | 52.96 | 1452.518 | 1.18
D | 4002 | 2021-08-05 | 11 | ON | 33.18 | 6.26 | 0.37 | 0.02 | 0.05 | 0.43 | 0.01 | 0.03 | 0.06 | -0.04 | 0 |  | 0.39 | 0.34 | 0.23 | 41.33 | 1488.26 | 0.88
D | 4002 | 2021-08-05 | 12 | ON | 35.21 | 6.26 | 0.37 | 0.02 | 0.06 | 0.43 | 0.14 | 0.09 | 0.05 | -0.04 | 0 |  | 0.39 | 0.34 | 0.23 | 43.55 | 1507.953 | 1.02
D | 4002 | 2021-08-05 | 13 | ON | 31.37 | 6.26 | 0.37 | 0.02 | 0.06 | 0.43 | 0 | -0.03 | 0.04 | -0.04 | 0 |  | 0.39 | 0.34 | 0.23 | 39.44 | 1508.964 | 0.88
D | 4002 | 2021-08-05 | 14 | ON | 31.63 | 6.26 | 0.37 | 0.02 | 0.06 | 0.43 | 0 | 0.03 | 0.02 | -0.04 | 0 |  | 0.39 | 0.34 | 0.23 | 39.74 | 1508.91 | 0.88
D | 4002 | 2021-08-05 | 15 | ON | 34.88 | 6.26 | 0.37 | 0.02 | 0.06 | 0.42 | 0 | 0.01 | -0.14 | -0.04 | 0 |  | 0.39 | 0.34 | 0.23 | 42.8 | 1495.351 | 0.87
D | 4002 | 2021-08-05 | 16 | ON | 33.03 | 6.26 | 0.37 | 0.02 | 0.06 | 0.42 | 0 | 0.04 | -0.08 | -0.04 | 0 |  | 0.39 | 0.34 | 0.23 | 41.04 | 1482.679 | 0.87
D | 4002 | 2021-08-05 | 17 | ON | 33.66 | 6.26 | 0.37 | 0.02 | 0.07 | 0.42 | 0 | 0.04 | -0.1 | -0.04 | 0 |  | 0.39 | 0.34 | 0.23 | 41.66 | 1490.15 | 0.88
D | 4002 | 2021-08-05 | 18 | ON | 35.48 | 6.26 | 0.37 | 0.02 | 0.1 | 0.41 | 0 | 0.02 | -0.16 | -0.04 | 0 |  | 0.39 | 0.34 | 0.23 | 43.42 | 1514.658 | 0.9
D | 4002 | 2021-08-05 | 19 | ON | 37.3 | 6.26 | 0.37 | 0.02 | 0.11 | 0.41 | 0 | 0.04 | -0.27 | -0.04 | 0 |  | 0.39 | 0.34 | 0.23 | 45.16 | 1522.857 | 0.91
D | 4002 | 2021-08-05 | 20 | ON | 38.26 | 6.26 | 0.37 | 0.02 | 0.24 | 0.42 | 0 | 0.02 | -0.21 | -0.04 | 0 |  | 0.39 | 0.34 | 0.23 | 46.3 | 1498.874 | 1.05
D | 4002 | 2021-08-05 | 21 | ON | 43.36 | 6.26 | 0.37 | 0.02 | 0.21 | 0.42 | 0.13 | 0 | -0.26 | -0.04 | 0 |  | 0.39 | 0.34 | 0.23 | 51.43 | 1486.079 | 1.15
D | 4002 | 2021-08-05 | 22 | ON | 37.83 | 6.26 | 0.37 | 0.02 | 0.11 | 0.44 | 0.25 | 0 | -0.22 | -0.04 | 0 |  | 0.39 | 0.34 | 0.23 | 45.98 | 1410.222 | 1.19
D | 4002 | 2021-08-05 | 23 | ON | 41.31 | 6.26 | 0.37 | 0.02 | 0.17 | 0.47 | 0.1 | -0.04 | -0.2 | -0.04 | 0 |  | 0.39 | 0.34 | 0.23 | 49.38 | 1294.722 | 1.13
D | 4002 | 2021-08-05 | 24 | OFF | 37.09 | 6.26 | 0.37 | 0.02 | 0.22 | 0 | 0.06 | -0.03 | -0.16 | -0.04 | 0 |  | 0.39 | 0.34 | 0.23 | 44.75 | 1183.601 | 0.67
D | 4002 | 2021-08-06 | 1 | OFF | 37.12 | 6.26 | 0.34 | 0.04 | 0.11 | 0 | 0.14 | 0 | 0 | -0.04 | 0 |  | 0.39 | 0.34 | 0.23 | 44.93 | 1100.049 | 0.63
D | 4002 | 2021-08-06 | 2 | OFF | 30.9 | 6.26 | 0.34 | 0.04 | 0.08 | 0 | 0 | -0.04 | -0.02 | -0.04 | 0 |  | 0.39 | 0.34 | 0.23 | 38.48 | 1047.514 | 0.46
D | 4002 | 2021-08-06 | 3 | OFF | 31.16 | 6.26 | 0.34 | 0.04 | 0.08 | 0 | 0 | 0.01 | -0.04 | -0.04 | 0 |  | 0.39 | 0.34 | 0.23 | 38.77 | 1013.997 | 0.46
D | 4002 | 2021-08-06 | 4 | OFF | 29.73 | 6.26 | 0.34 | 0.04 | 0.08 | 0 | 0 | 0 | -0.05 | -0.04 | 0 |  | 0.39 | 0.34 | 0.23 | 37.32 | 1003.028 | 0.46
D | 4002 | 2021-08-06 | 5 | OFF | 30.41 | 6.26 | 0.34 | 0.04 | 0.08 | 0 | 0 | 0.02 | -0.06 | -0.04 | 0 |  | 0.39 | 0.34 | 0.23 | 38.01 | 1018.829 | 0.46
D | 4002 | 2021-08-06 | 6 | OFF | 30.28 | 6.26 | 0.34 | 0.04 | 0.15 | 0 | 0 | -0.02 | -0.06 | -0.04 | 0 |  | 0.39 | 0.34 | 0.23 | 37.91 | 1081.576 | 0.53
D | 4002 | 2021-08-06 | 7 | OFF | 30.73 | 6.26 | 0.34 | 0.04 | 0.23 | 0 | 0 | 0.01 | -0.12 | -0.04 | 0 |  | 0.39 | 0.34 | 0.23 | 38.41 | 1180.915 | 0.61
D | 4002 | 2021-08-06 | 8 | ON | 31.4 | 6.26 | 0.34 | 0.04 | 0.23 | 0.48 | 0 | 0 | -0.09 | -0.04 | 0 |  | 0.39 | 0.34 | 0.23 | 39.58 | 1301.451 | 1.09
D | 4002 | 2021-08-06 | 9 | ON | 33.08 | 6.26 | 0.34 | 0.04 | 0.12 | 0.45 | 0 | 0.03 | -0.12 | -0.04 | 0 |  | 0.39 | 0.34 | 0.23 | 41.12 | 1408.906 | 0.95
D | 4002 | 2021-08-06 | 10 | ON | 32.43 | 6.26 | 0.34 | 0.04 | 0.05 | 0.43 | 0 | 0 | -0.13 | -0.04 | 0 |  | 0.39 | 0.34 | 0.23 | 40.34 | 1483.502 | 0.86
D | 4002 | 2021-08-06 | 11 | ON | 33.02 | 6.26 | 0.34 | 0.04 | 0.05 | 0.41 | 0 | 0.02 | -0.11 | -0.04 | 0 |  | 0.39 | 0.34 | 0.23 | 40.95 | 1561.432 | 0.84
D | 4002 | 2021-08-06 | 12 | ON | 33.73 | 6.26 | 0.34 | 0.04 | 0.06 | 0.39 | 0 | 0.05 | -0.16 | -0.04 | 0 |  | 0.39 | 0.34 | 0.23 | 41.63 | 1632.932 | 0.83
D | 4002 | 2021-08-06 | 13 | ON | 33.09 | 6.26 | 0.34 | 0.04 | 0.04 | 0.31 | 0 | 0.02 | -0.2 | -0.04 | 0 |  | 0.39 | 0.34 | 0.23 | 40.82 | 1694.985 | 0.73
D | 4002 | 2021-08-06 | 14 | ON | 35.86 | 6.26 | 0.34 | 0.04 | 0.05 | 0.3 | 0 | 0.01 | -0.07 | -0.04 | 0 |  | 0.39 | 0.34 | 0.23 | 43.71 | 1759.299 | 0.73
D | 4002 | 2021-08-06 | 15 | ON | 40.97 | 6.26 | 0.34 | 0.04 | 0.08 | 0.31 | 0.04 | 0.07 | -0.17 | -0.04 | 0 |  | 0.39 | 0.34 | 0.23 | 48.86 | 1807.416 | 0.81
D | 4002 | 2021-08-06 | 16 | ON | 42.22 | 6.26 | 0.34 | 0.04 | 0.06 | 0.34 | 0.01 | 0.02 | -0.13 | -0.04 | 0 |  | 0.39 | 0.34 | 0.23 | 50.08 | 1850.565 | 0.79
D | 4002 | 2021-08-06 | 17 | ON | 63.5 | 6.26 | 0.34 | 0.04 | 0.08 | 0.33 | 0.1 | -0.17 | -0.06 | -0.04 | 0 |  | 0.39 | 0.34 | 0.23 | 71.34 | 1886.59 | 0.89
D | 4002 | 2021-08-06 | 18 | ON | 93.17 | 6.26 | 0.34 | 0.04 | 0.47 | 0.32 | 0.27 | -0.02 | -0.27 | -0.04 | 0 |  | 0.39 | 0.34 | 0.23 | 101.5 | 1903.212 | 1.44
D | 4002 | 2021-08-06 | 19 | ON | 64.53 | 6.26 | 0.34 | 0.04 | 0.25 | 0.32 | 0.08 | -0.03 | -0.15 | -0.04 | 0 |  | 0.39 | 0.34 | 0.23 | 72.56 | 1864.366 | 1.03
D | 4002 | 2021-08-06 | 20 | ON | 54.69 | 6.26 | 0.34 | 0.04 | 0.14 | 0.32 | 0 | -0.01 | -0.17 | -0.04 | 0 |  | 0.39 | 0.34 | 0.23 | 62.53 | 1792.2 | 0.84
D | 4002 | 2021-08-06 | 21 | ON | 44.05 | 6.26 | 0.34 | 0.04 | 0.14 | 0.34 | 0.01 | 0.01 | -0.13 | -0.04 | 0 |  | 0.39 | 0.34 | 0.23 | 51.98 | 1738.42 | 0.87
D | 4002 | 2021-08-06 | 22 | ON | 42.04 | 6.26 | 0.34 | 0.04 | 0.15 | 0.35 | 0.06 | -0.03 | -0.14 | -0.04 | 0 |  | 0.39 | 0.34 | 0.23 | 49.99 | 1625.148 | 0.94
D | 4002 | 2021-08-06 | 23 | ON | 31.7 | 6.26 | 0.34 | 0.04 | 0.16 | 0.38 | 0 | -0.02 | -0.15 | -0.04 | 0 |  | 0.39 | 0.34 | 0.23 | 39.63 | 1473.529 | 0.92
D | 4002 | 2021-08-06 | 24 | OFF | 30.15 | 6.26 | 0.34 | 0.04 | 0.15 | 0 | 0 | -0.03 | -0.18 | -0.04 | 0 |  | 0.39 | 0.34 | 0.23 | 37.65 | 1332.855 | 0.53
D | 4002 | 2021-08-07 | 1 | OFF | 31.62 | 6.26 | 0.22 | 0.03 | 0.07 | 0 | 0 | -0.03 | -0.19 | -0.04 | 0 |  | 0.39 | 0.34 | 0.23 | 38.9 | 1228.778 | 0.32
D | 4002 | 2021-08-07 | 2 | OFF | 31.61 | 6.26 | 0.22 | 0.03 | 0.06 | 0 | 0 | -0.05 | -0.15 | -0.04 | 0 |  | 0.39 | 0.34 | 0.23 | 38.9 | 1151.706 | 0.31
D | 4002 | 2021-08-07 | 3 | OFF | 31.33 | 6.26 | 0.22 | 0.03 | 0.07 | 0 | 0 | 0.02 | -0.12 | -0.04 | 0 |  | 0.39 | 0.34 | 0.23 | 38.73 | 1104.309 | 0.32
D | 4002 | 2021-08-07 | 4 | OFF | 29.84 | 6.26 | 0.22 | 0.03 | 0.04 | 0 | 0 | -0.02 | -0.12 | -0.04 | 0 |  | 0.39 | 0.34 | 0.23 | 37.17 | 1073.989 | 0.29
D | 4002 | 2021-08-07 | 5 | OFF | 31.05 | 6.26 | 0.22 | 0.03 | 0.04 | 0 | 0 | -0.01 | -0.1 | -0.04 | 0 |  | 0.39 | 0.34 | 0.23 | 38.41 | 1061.824 | 0.29
D | 4002 | 2021-08-07 | 6 | OFF | 29.42 | 6.26 | 0.22 | 0.03 | 0.04 | 0 | 0 | 0.05 | -0.12 | -0.04 | 0 |  | 0.39 | 0.34 | 0.23 | 36.82 | 1075.661 | 0.29
D | 4002 | 2021-08-07 | 7 | OFF | 29.46 | 6.26 | 0.22 | 0.03 | 0.08 | 0 | 0 | -0.02 | -0.1 | -0.04 | 0 |  | 0.39 | 0.34 | 0.23 | 36.85 | 1118.957 | 0.33
D | 4002 | 2021-08-07 | 8 | OFF | 30.74 | 6.26 | 0.22 | 0.03 | 0.08 | 0 | 0 | -0.01 | -0.15 | -0.04 | 0 |  | 0.39 | 0.34 | 0.23 | 38.09 | 1212.233 | 0.33
D | 4002 | 2021-08-07 | 9 | OFF | 31.86 | 6.26 | 0.22 | 0.03 | 0.12 | 0 | 0 | 0.02 | -0.17 | -0.04 | 0 |  | 0.39 | 0.34 | 0.23 | 39.26 | 1326.732 | 0.37
D | 4002 | 2021-08-07 | 10 | OFF | 32.09 | 6.26 | 0.22 | 0.03 | 0.05 | 0 | 0 | -0.01 | -0.18 | -0.04 | 0 |  | 0.39 | 0.34 | 0.23 | 39.38 | 1421.507 | 0.3
D | 4002 | 2021-08-07 | 11 | OFF | 32.82 | 6.26 | 0.22 | 0.03 | 0.03 | 0 | 0 | -0.05 | -0.18 | -0.04 | 0 |  | 0.39 | 0.34 | 0.23 | 40.05 | 1520.817 | 0.28
D | 4002 | 2021-08-07 | 12 | OFF | 38.64 | 6.26 | 0.22 | 0.03 | 0.04 | 0 | 0 | 0.01 | -0.15 | -0.04 | 0 |  | 0.39 | 0.34 | 0.23 | 45.97 | 1619.675 | 0.29
D | 4002 | 2021-08-07 | 13 | OFF | 45.36 | 6.26 | 0.22 | 0.03 | 0.17 | 0 | 0.04 | 0 | -0.29 | -0.04 | 0 |  | 0.39 | 0.34 | 0.23 | 52.71 | 1703.886 | 0.46
D | 4002 | 2021-08-07 | 14 | OFF | 52.28 | 6.26 | 0.22 | 0.03 | 0.11 | 0 | 0.01 | -0.03 | -0.21 | -0.04 | 0 |  | 0.39 | 0.34 | 0.23 | 59.59 | 1755.641 | 0.37
D | 4002 | 2021-08-07 | 15 | OFF | 52.94 | 6.26 | 0.22 | 0.03 | 0.11 | 0 | 0 | -0.09 | -0.23 | -0.04 | 0 |  | 0.39 | 0.34 | 0.23 | 60.16 | 1798.303 | 0.36
D | 4002 | 2021-08-07 | 16 | OFF | 52.68 | 6.26 | 0.22 | 0.03 | 0.2 | 0 | 0.01 | 0.05 | -0.27 | -0.04 | 0 |  | 0.39 | 0.34 | 0.23 | 60.1 | 1840.425 | 0.46
D | 4002 | 2021-08-07 | 17 | OFF | 44.79 | 6.26 | 0.22 | 0.03 | 0.19 | 0 | 0 | -0.03 | -0.27 | -0.04 | 0 |  | 0.39 | 0.34 | 0.23 | 52.11 | 1873.228 | 0.44
D | 4002 | 2021-08-07 | 18 | OFF | 46.19 | 6.26 | 0.22 | 0.03 | 0.07 | 0 | 0.04 | -0.07 | -0.28 | -0.04 | 0 |  | 0.39 | 0.34 | 0.23 | 53.38 | 1879.239 | 0.36
D | 4002 | 2021-08-07 | 19 | OFF | 50.95 | 6.26 | 0.22 | 0.03 | 0.15 | 0 | 0.04 | -0.02 | -0.22 | -0.04 | 0 |  | 0.39 | 0.34 | 0.23 | 58.33 | 1849.985 | 0.44
D | 4002 | 2021-08-07 | 20 | OFF | 42.7 | 6.26 | 0.22 | 0.03 | 0.11 | 0 | 0 | -0.08 | -0.22 | -0.04 | 0 |  | 0.39 | 0.34 | 0.23 | 49.94 | 1801.576 | 0.36
D | 4002 | 2021-08-07 | 21 | OFF | 44.5 | 6.26 | 0.22 | 0.03 | 0.11 | 0 | 0 | -0.02 | -0.25 | -0.04 | 0 |  | 0.39 | 0.34 | 0.23 | 51.77 | 1766.3 | 0.36
D | 4002 | 2021-08-07 | 22 | OFF | 41.16 | 6.26 | 0.22 | 0.03 | 0.13 | 0 | 0.07 | -0.1 | -0.22 | -0.04 | 0 |  | 0.39 | 0.34 | 0.23 | 48.47 | 1668.727 | 0.45
D | 4002 | 2021-08-07 | 23 | OFF | 36.02 | 6.26 | 0.22 | 0.03 | 0.14 | 0 | 0 | -0.08 | -0.19 | -0.04 | 0 |  | 0.39 | 0.34 | 0.23 | 43.32 | 1531.945 | 0.39
D | 4002 | 2021-08-07 | 24 | OFF | 34.88 | 6.26 | 0.22 | 0.03 | 0.13 | 0 | 0 | -0.05 | -0.2 | -0.04 | 0 |  | 0.39 | 0.34 | 0.23 | 42.19 | 1401.747 | 0.38
D | 4002 | 2021-08-08 | 1 | OFF | 34.48 | 6.26 | 0.44 | 0.01 | 0.13 | 0 | 0 | -0.03 | -0.19 | -0.04 | 0 |  | 0.39 | 0.34 | 0.23 | 42.02 | 1299.446 | 0.58
D | 4002 | 2021-08-08 | 2 | OFF | 33.09 | 6.26 | 0.44 | 0.01 | 0.06 | 0 | 0 | -0.01 | -0.14 | -0.04 | 0 |  | 0.39 | 0.34 | 0.23 | 40.63 | 1229.535 | 0.51
D | 4002 | 2021-08-08 | 3 | OFF | 31.64 | 6.26 | 0.44 | 0.01 | 0.05 | 0 | 0 | -0.02 | -0.13 | -0.04 | 0 |  | 0.39 | 0.34 | 0.23 | 39.17 | 1181.089 | 0.5
D | 4002 | 2021-08-08 | 4 | OFF | 31.5 | 6.26 | 0.44 | 0.01 | 0.03 | 0 | 0 | -0.05 | -0.11 | -0.04 | 0 |  | 0.39 | 0.34 | 0.23 | 39 | 1150.218 | 0.48
D | 4002 | 2021-08-08 | 5 | OFF | 31.26 | 6.26 | 0.44 | 0.01 | 0.04 | 0 | 0 | 0.04 | -0.09 | -0.04 | 0 |  | 0.39 | 0.34 | 0.23 | 38.88 | 1136.807 | 0.49
D | 4002 | 2021-08-08 | 6 | OFF | 30.33 | 6.26 | 0.44 | 0.01 | 0.04 | 0 | 0 | 0.03 | -0.08 | -0.04 | 0 |  | 0.39 | 0.34 | 0.23 | 37.95 | 1143.06 | 0.49
D | 4002 | 2021-08-08 | 7 | OFF | 30.7 | 6.26 | 0.44 | 0.01 | 0.07 | 0 | 0 | 0 | -0.11 | -0.04 | 0 |  | 0.39 | 0.34 | 0.23 | 38.29 | 1166.347 | 0.52
D | 4002 | 2021-08-08 | 8 | OFF | 30.7 | 6.26 | 0.44 | 0.01 | 0.1 | 0 | 0 | -0.01 | -0.13 | -0.04 | 0 |  | 0.39 | 0.34 | 0.23 | 38.29 | 1238.199 | 0.55
D | 4002 | 2021-08-08 | 9 | OFF | 30.48 | 6.26 | 0.44 | 0.01 | 0.1 | 0 | 0 | 0 | -0.17 | -0.04 | 0 |  | 0.39 | 0.34 | 0.23 | 38.04 | 1339.002 | 0.55
D | 4002 | 2021-08-08 | 10 | OFF | 31.82 | 6.26 | 0.44 | 0.01 | 0.05 | 0 | 0 | 0 | -0.2 | -0.04 | 0 |  | 0.39 | 0.34 | 0.23 | 39.3 | 1449.964 | 0.5
D | 4002 | 2021-08-08 | 11 | OFF | 33.55 | 6.26 | 0.44 | 0.01 | 0.05 | 0 | 0 | 0.01 | -0.19 | -0.04 | 0 |  | 0.39 | 0.34 | 0.23 | 41.05 | 1547.97 | 0.5
D | 4002 | 2021-08-08 | 12 | OFF | 34.11 | 6.26 | 0.44 | 0.01 | 0.04 | 0 | 0 | 0 | -0.17 | -0.04 | 0 |  | 0.39 | 0.34 | 0.23 | 41.61 | 1648.688 | 0.49
D | 4002 | 2021-08-08 | 13 | OFF | 36.05 | 6.26 | 0.44 | 0.01 | 0.06 | 0 | 0 | 0 | -0.16 | -0.04 | 0 |  | 0.39 | 0.34 | 0.23 | 43.58 | 1724.188 | 0.51
D | 4002 | 2021-08-08 | 14 | OFF | 34.09 | 6.26 | 0.44 | 0.01 | 0.04 | 0 | 0 | 0.03 | -0.22 | -0.04 | 0 |  | 0.39 | 0.34 | 0.23 | 41.57 | 1768.771 | 0.49
D | 4002 | 2021-08-08 | 15 | OFF | 33.67 | 6.26 | 0.44 | 0.01 | 0.05 | 0 | 0 | 0.02 | -0.2 | -0.04 | 0 |  | 0.39 | 0.34 | 0.23 | 41.17 | 1798.605 | 0.5
D | 4002 | 2021-08-08 | 16 | OFF | 34.12 | 6.26 | 0.44 | 0.01 | 0.04 | 0 | 0 | 0.03 | -0.25 | -0.04 | 0 |  | 0.39 | 0.34 | 0.23 | 41.57 | 1827.444 | 0.49
D | 4002 | 2021-08-08 | 17 | OFF | 33.9 | 6.26 | 0.44 | 0.01 | 0.05 | 0 | 0 | 0 | -0.26 | -0.04 | 0 |  | 0.39 | 0.34 | 0.23 | 41.32 | 1865.655 | 0.5
D | 4002 | 2021-08-08 | 18 | OFF | 37.4 | 6.26 | 0.44 | 0.01 | 0.07 | 0 | 0 | -0.02 | -0.29 | -0.04 | 0 |  | 0.39 | 0.34 | 0.23 | 44.79 | 1886.613 | 0.52
D | 4002 | 2021-08-08 | 19 | OFF | 37.86 | 6.26 | 0.44 | 0.01 | 0.08 | 0 | 0 | 0.02 | -0.3 | -0.04 | 0 |  | 0.39 | 0.34 | 0.23 | 45.29 | 1847.793 | 0.53
D | 4002 | 2021-08-08 | 20 | OFF | 35.21 | 6.26 | 0.44 | 0.01 | 0.06 | 0 | 0 | -0.02 | -0.25 | -0.04 | 0 |  | 0.39 | 0.34 | 0.23 | 42.63 | 1778.238 | 0.51
D | 4002 | 2021-08-08 | 21 | OFF | 40.41 | 6.26 | 0.44 | 0.01 | 0.12 | 0 | 0 | -0.01 | -0.2 | -0.04 | 0 |  | 0.39 | 0.34 | 0.23 | 47.95 | 1722.198 | 0.57
D | 4002 | 2021-08-08 | 22 | OFF | 33.93 | 6.26 | 0.44 | 0.01 | 0.09 | 0 | 0 | 0 | -0.13 | -0.04 | 0 |  | 0.39 | 0.34 | 0.23 | 41.52 | 1606.618 | 0.54
D | 4002 | 2021-08-08 | 23 | OFF | 32.37 | 6.26 | 0.44 | 0.01 | 0.11 | 0 | 0 | -0.02 | -0.13 | -0.04 | 0 |  | 0.39 | 0.34 | 0.23 | 39.96 | 1464.193 | 0.56
D | 4002 | 2021-08-08 | 24 | OFF | 31.49 | 6.26 | 0.44 | 0.01 | 0.12 | 0 | 0 | -0.05 | -0.19 | -0.04 | 0 |  | 0.39 | 0.34 | 0.23 | 39 | 1339.074 | 0.57
D | 4002 | 2021-08-09 | 1 | OFF | 30.83 | 6.26 | 0.52 | 0.01 | 0.09 | 0 | 0 | 0.03 | -0.12 | -0.04 | 0 |  | 0.39 | 0.34 | 0.23 | 38.54 | 1251.205 | 0.62
D | 4002 | 2021-08-09 | 2 | OFF | 29.39 | 6.26 | 0.52 | 0.01 | 0.06 | 0 | 0 | -0.01 | -0.1 | -0.04 | 0 |  | 0.39 | 0.34 | 0.23 | 37.05 | 1195.063 | 0.59
D | 4002 | 2021-08-09 | 3 | OFF | 28.48 | 6.26 | 0.52 | 0.01 | 0.15 | 0 | 0 | 0.01 | -0.1 | -0.04 | 0 |  | 0.39 | 0.34 | 0.23 | 36.25 | 1160.591 | 0.68
D | 4002 | 2021-08-09 | 4 | OFF | 28.41 | 6.26 | 0.52 | 0.01 | 0.07 | 0 | 0 | -0.01 | -0.09 | -0.04 | 0 |  | 0.39 | 0.34 | 0.23 | 36.09 | 1149.771 | 0.6
D | 4002 | 2021-08-09 | 5 | OFF | 28.67 | 6.26 | 0.52 | 0.01 | 0.07 | 0 | 0 | -0.02 | -0.1 | -0.04 | 0 |  | 0.39 | 0.34 | 0.23 | 36.33 | 1169.882 | 0.6
D | 4002 | 2021-08-09 | 6 | OFF | 30.06 | 6.26 | 0.52 | 0.01 | 0.19 | 0 | 0 | -0.01 | -0.09 | -0.04 | 0 |  | 0.39 | 0.34 | 0.23 | 37.86 | 1238.845 | 0.72
D | 4002 | 2021-08-09 | 7 | OFF | 34.03 | 6.26 | 0.52 | 0.01 | 0.17 | 0 | 0 | -0.01 | -0.12 | -0.04 | 0 |  | 0.39 | 0.34 | 0.23 | 41.78 | 1346.913 | 0.7
D | 4002 | 2021-08-09 | 8 | ON | 39.98 | 6.26 | 0.52 | 0.01 | 0.23 | 0.41 | 0 | -0.01 | -0.13 | -0.04 | 0 |  | 0.39 | 0.34 | 0.23 | 48.19 | 1466.815 | 1.17
D | 4002 | 2021-08-09 | 9 | ON | 40.52 | 6.26 | 0.52 | 0.01 | 0.15 | 0.39 | 0 | 0.03 | -0.16 | -0.04 | 0 |  | 0.39 | 0.34 | 0.23 | 48.64 | 1556.187 | 1.07
D | 4002 | 2021-08-09 | 10 | ON | 49.56 | 6.26 | 0.52 | 0.01 | 0.28 | 0.38 | 0.09 | 0.09 | -0.22 | -0.04 | 0 |  | 0.39 | 0.34 | 0.23 | 57.89 | 1606.273 | 1.28
D | 4002 | 2021-08-09 | 11 | ON | 42.82 | 6.26 | 0.52 | 0.01 | 0.08 | 0.39 | 0 | 0.02 | -0.2 | -0.04 | 0 |  | 0.39 | 0.34 | 0.23 | 50.82 | 1667.261 | 1
D | 4002 | 2021-08-09 | 12 | ON | 40.14 | 6.26 | 0.52 | 0.01 | 0.06 | 0.38 | 0 | 0 | -0.25 | -0.04 | 0 |  | 0.39 | 0.34 | 0.23 | 48.04 | 1727.774 | 0.97
D | 4002 | 2021-08-09 | 13 | ON | 40.16 | 6.26 | 0.52 | 0.01 | 0.07 | 0.37 | 0 | 0.01 | -0.2 | -0.04 | 0 |  | 0.39 | 0.34 | 0.23 | 48.12 | 1776.617 | 0.97
D | 4002 | 2021-08-09 | 14 | ON | 45.48 | 6.26 | 0.52 | 0.01 | 0.07 | 0.37 | 0.01 | -0.03 | -0.2 | -0.04 | 0 |  | 0.39 | 0.34 | 0.23 | 53.41 | 1817.851 | 0.98
D | 4002 | 2021-08-09 | 15 | ON | 46.21 | 6.26 | 0.52 | 0.01 | 0.09 | 0.37 | 0 | -0.01 | -0.22 | -0.04 | 0 |  | 0.39 | 0.34 | 0.23 | 54.15 | 1826.503 | 0.99
D | 4002 | 2021-08-09 | 16 | ON | 40.17 | 6.26 | 0.52 | 0.01 | 0.07 | 0.37 | 0 | 0.02 | -0.22 | -0.04 | 0 |  | 0.39 | 0.34 | 0.23 | 48.12 | 1821.626 | 0.97
D | 4002 | 2021-08-09 | 17 | ON | 38.29 | 6.26 | 0.52 | 0.01 | 0.03 | 0.36 | 0 | 0.01 | -0.21 | -0.04 | 0 |  | 0.39 | 0.34 | 0.23 | 46.19 | 1810.42 | 0.92
D | 4002 | 2021-08-09 | 18 | ON | 35.58 | 6.26 | 0.52 | 0.01 | 0.04 | 0.36 | 0 | 0.01 | -0.23 | -0.04 | 0 |  | 0.39 | 0.34 | 0.23 | 43.47 | 1813.567 | 0.93
D | 4002 | 2021-08-09 | 19 | ON | 38.36 | 6.26 | 0.52 | 0.01 | 0.08 | 0.36 | 0 | -0.02 | -0.24 | -0.04 | 0 |  | 0.39 | 0.34 | 0.23 | 46.25 | 1781.036 | 0.97
D | 4002 | 2021-08-09 | 20 | ON | 36.36 | 6.26 | 0.52 | 0.01 | 0.08 | 0.37 | 0 | -0.02 | -0.24 | -0.04 | 0 |  | 0.39 | 0.34 | 0.23 | 44.26 | 1724.115 | 0.98
D | 4002 | 2021-08-09 | 21 | ON | 37.47 | 6.26 | 0.52 | 0.01 | 0.08 | 0.38 | 0 | 0 | -0.19 | -0.04 | 0 |  | 0.39 | 0.34 | 0.23 | 45.45 | 1672.84 | 0.99
D | 4002 | 2021-08-09 | 22 | ON | 36.08 | 6.26 | 0.52 | 0.01 | 0.07 | 0.4 | 0 | -0.07 | -0.13 | -0.04 | 0 |  | 0.39 | 0.34 | 0.23 | 44.06 | 1556.81 | 1
D | 4002 | 2021-08-09 | 23 | ON | 33.41 | 6.26 | 0.52 | 0.01 | 0.11 | 0.43 | 0 | -0.06 | -0.14 | -0.04 | 0 |  | 0.39 | 0.34 | 0.23 | 41.46 | 1417.148 | 1.07
D | 4002 | 2021-08-09 | 24 | OFF | 32.98 | 6.26 | 0.52 | 0.01 | 0.11 | 0 | 0 | -0.07 | -0.14 | -0.04 | 0 |  | 0.39 | 0.34 | 0.23 | 40.59 | 1297.052 | 0.64
D | 4002 | 2021-08-10 | 1 | OFF | 32 | 6.26 | 0.23 | 0.01 | 0.08 | 0 | 0 | -0.01 | -0.12 | -0.04 | 0 |  | 0.39 | 0.34 | 0.23 | 39.37 | 1212.62 | 0.32
D | 4002 | 2021-08-10 | 2 | OFF | 30.91 | 6.26 | 0.23 | 0.01 | 0.06 | 0 | 0 | -0.01 | -0.1 | -0.04 | 0 |  | 0.39 | 0.34 | 0.23 | 38.28 | 1155.255 | 0.3
D | 4002 | 2021-08-10 | 3 | OFF | 31.04 | 6.26 | 0.23 | 0.01 | 0.08 | 0 | 0 | -0.01 | -0.09 | -0.04 | 0 |  | 0.39 | 0.34 | 0.23 | 38.44 | 1121.468 | 0.32
D | 4002 | 2021-08-10 | 4 | OFF | 30.3 | 6.26 | 0.23 | 0.01 | 0.06 | 0 | 0 | -0.02 | -0.12 | -0.04 | 0 |  | 0.39 | 0.34 | 0.23 | 37.64 | 1109.834 | 0.3
D | 4002 | 2021-08-10 | 5 | OFF | 30.44 | 6.26 | 0.23 | 0.01 | 0.06 | 0 | 0 | 0 | -0.09 | -0.04 | 0 |  | 0.39 | 0.34 | 0.23 | 37.83 | 1130.246 | 0.3
D | 4002 | 2021-08-10 | 6 | OFF | 31.08 | 6.26 | 0.23 | 0.01 | 0.15 | 0 | 0 | 0.01 | -0.14 | -0.04 | 0 |  | 0.39 | 0.34 | 0.23 | 38.52 | 1200.941 | 0.39
D | 4002 | 2021-08-10 | 7 | OFF | 31.93 | 6.26 | 0.23 | 0.01 | 0.14 | 0 | 0 | -0.01 | -0.2 | -0.04 | 0 |  | 0.39 | 0.34 | 0.23 | 39.28 | 1310.881 | 0.38
D | 4002 | 2021-08-10 | 8 | ON | 32.51 | 6.26 | 0.23 | 0.01 | 0.17 | 0.43 | 0 | 0 | -0.21 | -0.04 | 0 |  | 0.39 | 0.34 | 0.23 | 40.32 | 1421.823 | 0.84
D | 4002 | 2021-08-10 | 9 | ON | 34.23 | 6.26 | 0.23 | 0.01 | 0.12 | 0.41 | 0 | 0.04 | -0.2 | -0.04 | 0 |  | 0.39 | 0.34 | 0.23 | 42.02 | 1501.849 | 0.77
D | 4002 | 2021-08-10 | 10 | ON | 34.5 | 6.26 | 0.23 | 0.01 | 0.05 | 0.4 | 0 | 0.08 | -0.22 | -0.04 | 0 |  | 0.39 | 0.34 | 0.23 | 42.23 | 1546.739 | 0.69
D | 4002 | 2021-08-10 | 11 | ON | 33.67 | 6.26 | 0.23 | 0.01 | 0.05 | 0.39 | 0 | 0.08 | -0.18 | -0.04 | 0 |  | 0.39 | 0.34 | 0.23 | 41.43 | 1585.386 | 0.68
D | 4002 | 2021-08-10 | 12 | ON | 33.39 | 6.26 | 0.23 | 0.01 | 0.06 | 0.39 | 0 | 0.09 | -0.21 | -0.04 | 0 |  | 0.39 | 0.34 | 0.23 | 41.14 | 1610.49 | 0.69
D | 4002 | 2021-08-10 | 13 | ON | 33.16 | 6.26 | 0.23 | 0.01 | 0.04 | 0.37 | 0 | 0.04 | -0.21 | -0.04 | 0 |  | 0.39 | 0.34 | 0.23 | 40.82 | 1642.123 | 0.65
D | 4002 | 2021-08-10 | 14 | ON | 33.86 | 6.26 | 0.23 | 0.01 | 0.04 | 0.36 | 0 | 0.06 | -0.26 | -0.04 | 0 |  | 0.39 | 0.34 | 0.23 | 41.48 | 1681.268 | 0.64
D | 4002 | 2021-08-10 | 15 | ON | 37.27 | 6.26 | 0.23 | 0.01 | 0.04 | 0.36 | 0 | 0.08 | -0.25 | -0.04 | 0 |  | 0.39 | 0.34 | 0.23 | 44.92 | 1717.102 | 0.64
D | 4002 | 2021-08-10 | 16 | ON | 40.01 | 6.26 | 0.23 | 0.01 | 0.06 | 0.35 | 0 | 0.07 | -0.28 | -0.04 | 0 |  | 0.39 | 0.34 | 0.23 | 47.63 | 1746.577 | 0.65
D | 4002 | 2021-08-10 | 17 | ON | 40.7 | 6.26 | 0.23 | 0.01 | 0.06 | 0.35 | 0 | 0.07 | -0.3 | -0.04 | 0 |  | 0.39 | 0.34 | 0.23 | 48.3 | 1790.199 | 0.65
D | 4002 | 2021-08-10 | 18 | ON | 37.34 | 6.26 | 0.23 | 0.01 | 0.04 | 0.35 | 0 | 0.05 | -0.36 | -0.04 | 0 |  | 0.39 | 0.34 | 0.23 | 44.84 | 1823.733 | 0.63
D | 4002 | 2021-08-10 | 19 | ON | 41.42 | 6.26 | 0.23 | 0.01 | 0.1 | 0.35 | 0 | 0.08 | -0.29 | -0.04 | 0 |  | 0.39 | 0.34 | 0.23 | 49.08 | 1818.927 | 0.69
D | 4002 | 2021-08-10 | 20 | ON | 39.96 | 6.26 | 0.23 | 0.01 | 0.1 | 0.35 | 0 | 0.03 | -0.27 | -0.04 | 0 |  | 0.39 | 0.34 | 0.23 | 47.59 | 1781.541 | 0.69
D | 4002 | 2021-08-10 | 21 | ON | 37.56 | 6.26 | 0.23 | 0.01 | 0.13 | 0.36 | 0 | 0.01 | -0.25 | -0.04 | 0 |  | 0.39 | 0.34 | 0.23 | 45.23 | 1750.611 | 0.73
D | 4002 | 2021-08-10 | 22 | ON | 38.64 | 6.26 | 0.23 | 0.01 | 0.14 | 0.37 | 0 | -0.01 | -0.16 | -0.04 | 0 |  | 0.39 | 0.34 | 0.23 | 46.4 | 1644.328 | 0.75
D | 4002 | 2021-08-10 | 23 | ON | 35.87 | 6.26 | 0.23 | 0.01 | 0.12 | 0.4 | 0 | 0.02 | -0.22 | -0.04 | 0 |  | 0.39 | 0.34 | 0.23 | 43.61 | 1511.735 | 0.76
D | 4002 | 2021-08-10 | 24 | OFF | 33.51 | 6.26 | 0.23 | 0.01 | 0.1 | 0 | 0 | -0.04 | -0.21 | -0.04 | 0 |  | 0.39 | 0.34 | 0.23 | 40.78 | 1392.459 | 0.34
D | 4002 | 2021-08-11 | 1 | OFF | 35.23 | 6.26 | 0.75 | 0.13 | 0.12 | 0 | 0 | 0.04 | -0.13 | -0.04 | 0 |  | 0.39 | 0.34 | 0.23 | 43.32 | 1311.564 | 1
D | 4002 | 2021-08-11 | 2 | OFF | 33.86 | 6.26 | 0.75 | 0.13 | 0.05 | 0 | 0 | -0.01 | -0.11 | -0.04 | 0 |  | 0.39 | 0.34 | 0.23 | 41.85 | 1257.09 | 0.93
D | 4002 | 2021-08-11 | 3 | OFF | 35.06 | 6.26 | 0.75 | 0.13 | 0.04 | 0 | 0 | 0.03 | -0.11 | -0.04 | 0 |  | 0.39 | 0.34 | 0.23 | 43.08 | 1226.49 | 0.92
D | 4002 | 2021-08-11 | 4 | OFF | 34.31 | 6.26 | 0.75 | 0.13 | 0.03 | 0 | 0 | 0.05 | -0.11 | -0.04 | 0 |  | 0.39 | 0.34 | 0.23 | 42.34 | 1219.532 | 0.91
D | 4002 | 2021-08-11 | 5 | OFF | 34.22 | 6.26 | 0.75 | 0.13 | 0.03 | 0 | 0 | 0.06 | -0.13 | -0.04 | 0 |  | 0.39 | 0.34 | 0.23 | 42.24 | 1246.896 | 0.91
D | 4002 | 2021-08-11 | 6 | OFF | 34.62 | 6.26 | 0.75 | 0.13 | 0.09 | 0 | 0 | 0.07 | -0.14 | -0.04 | 0 |  | 0.39 | 0.34 | 0.23 | 42.7 | 1318.832 | 0.97
D | 4002 | 2021-08-11 | 7 | OFF | 35.03 | 6.26 | 0.75 | 0.13 | 0.31 | 0 | 0 | 0.06 | -0.18 | -0.04 | 0 |  | 0.39 | 0.34 | 0.23 | 43.28 | 1430.348 | 1.19
D | 4002 | 2021-08-11 | 8 | ON | 36.55 | 6.26 | 0.75 | 0.13 | 0.13 | 0.4 | 0 | 0.05 | -0.17 | -0.04 | 0 |  | 0.39 | 0.34 | 0.23 | 45.02 | 1562.11 | 1.41
D | 4002 | 2021-08-11 | 9 | ON | 34.21 | 6.26 | 0.75 | 0.13 | 0.06 | 0.37 | 0 | 0.09 | -0.2 | -0.04 | 0 |  | 0.39 | 0.34 | 0.23 | 42.59 | 1674.092 | 1.31
D | 4002 | 2021-08-11 | 10 | ON | 37.42 | 6.26 | 0.75 | 0.13 | 0.05 | 0.35 | 0 | 0.04 | -0.19 | -0.04 | 0 |  | 0.39 | 0.34 | 0.23 | 45.73 | 1768.545 | 1.28
D | 4002 | 2021-08-11 | 11 | ON | 41.19 | 6.26 | 0.75 | 0.13 | 0.07 | 0.33 | 0 | 0.06 | -0.21 | -0.04 | 0 |  | 0.39 | 0.34 | 0.23 | 49.5 | 1870.598 | 1.28
D | 4002 | 2021-08-11 | 12 | ON | 49.48 | 6.26 | 0.75 | 0.13 | 0.06 | 0.31 | 0 | 0.05 | -0.2 | -0.04 | 0 |  | 0.39 | 0.34 | 0.23 | 57.76 | 1965.976 | 1.25
D | 4002 | 2021-08-11 | 13 | ON | 92.08 | 6.26 | 0.75 | 0.13 | 0.15 | 0.3 | 0.42 | 0.08 | -0.01 | -0.04 | 0 |  | 0.39 | 0.34 | 0.23 | 101.08 | 2056.168 | 1.75
D | 4002 | 2021-08-11 | 14 | ON | 100.77 | 6.26 | 0.75 | 0.13 | 0.88 | 0.28 | 0.66 | 0.06 | -0.12 | -0.04 | 0 |  | 0.39 | 0.34 | 0.23 | 110.59 | 2151.724 | 2.7
D | 4002 | 2021-08-11 | 15 | ON | 111.99 | 6.26 | 0.75 | 0.13 | 0.35 | 0.27 | 1.65 | 0.05 | -0.36 | -0.04 | 0 |  | 0.39 | 0.34 | 0.23 | 122.01 | 2210.376 | 3.15
D | 4002 | 2021-08-11 | 16 | ON | 108.15 | 6.26 | 0.75 | 0.13 | 0.37 | 0.26 | 0.78 | -0.01 | -0.07 | -0.04 | 0 |  | 0.39 | 0.34 | 0.23 | 117.54 | 2259.094 | 2.29
D | 4002 | 2021-08-11 | 17 | ON | 127.6 | 6.26 | 0.75 | 0.13 | 0.35 | 0.27 | 1.07 | 0 | -0.51 | -0.04 | 0 |  | 0.39 | 0.34 | 0.23 | 136.84 | 2300.887 | 2.57
D | 4002 | 2021-08-11 | 18 | ON | 295.7 | 6.26 | 0.75 | 0.13 | 1.59 | -0.04 | 5.46 | 0.4 | -0.49 | -0.04 | 0 |  | 0.39 | 0.34 | 0.23 | 310.68 | 2328.629 | 7.89
D | 4002 | 2021-08-11 | 19 | ON | 194.39 | 6.26 | 0.75 | 0.13 | 1.04 | 0.2 | 1.79 | 0.31 | -0.62 | -0.04 | 0 |  | 0.39 | 0.34 | 0.23 | 205.17 | 2307.852 | 3.91
D | 4002 | 2021-08-11 | 20 | ON | 162.82 | 6.26 | 0.75 | 0.13 | 0.76 | 0.26 | 0.1 | 0.22 | -0.45 | -0.04 | 0 |  | 0.39 | 0.34 | 0.23 | 171.77 | 2240.301 | 2
D | 4002 | 2021-08-11 | 21 | ON | 158.75 | 6.26 | 0.75 | 0.13 | 0.6 | 0.27 | 0.56 | 0.24 | -0.39 | -0.04 | 0 |  | 0.39 | 0.34 | 0.23 | 168.09 | 2180.054 | 2.31
D | 4002 | 2021-08-11 | 22 | ON | 95.67 | 6.26 | 0.75 | 0.13 | 0.44 | 0.29 | 0 | 0.13 | -0.13 | -0.04 | 0 |  | 0.39 | 0.34 | 0.23 | 104.46 | 2041.083 | 1.61
D | 4002 | 2021-08-11 | 23 | ON | 67.6 | 6.26 | 0.75 | 0.13 | 0.58 | 0.32 | 0 | 0.14 | 0 | -0.04 | 0 |  | 0.39 | 0.34 | 0.23 | 76.7 | 1870.139 | 1.78
D | 4002 | 2021-08-11 | 24 | OFF | 46.42 | 6.26 | 0.75 | 0.13 | 0.29 | 0 | 0 | 0.07 | -0.19 | -0.04 | 0 |  | 0.39 | 0.34 | 0.23 | 54.65 | 1709.608 | 1.17
D | 4002 | 2021-08-12 | 1 | OFF | 47.25 | 6.26 | 0.69 | 0.03 | 0.1 | 0 | 0 | 0.1 | -0.37 | -0.04 | 0 |  | 0.39 | 0.34 | 0.23 | 54.98 | 1593.04 | 0.82
D | 4002 | 2021-08-12 | 2 | OFF | 46.64 | 6.26 | 0.69 | 0.03 | 0.07 | 0 | 0 | 0.06 | -0.23 | -0.04 | 0 |  | 0.39 | 0.34 | 0.23 | 54.44 | 1511.813 | 0.79
D | 4002 | 2021-08-12 | 3 | OFF | 43.39 | 6.26 | 0.69 | 0.03 | 0.06 | 0 | 0 | 0.09 | -0.18 | -0.04 | 0 |  | 0.39 | 0.34 | 0.23 | 51.26 | 1453.007 | 0.78
D | 4002 | 2021-08-12 | 4 | OFF | 38.68 | 6.26 | 0.69 | 0.03 | 0.05 | 0 | 0 | 0.05 | -0.2 | -0.04 | 0 |  | 0.39 | 0.34 | 0.23 | 46.48 | 1420.57 | 0.77
D | 4002 | 2021-08-12 | 5 | OFF | 39.3 | 6.26 | 0.69 | 0.03 | 0.05 | 0 | 0 | 0.03 | -0.19 | -0.04 | 0 |  | 0.39 | 0.34 | 0.23 | 47.09 | 1426.835 | 0.77
D | 4002 | 2021-08-12 | 6 | OFF | 39.82 | 6.26 | 0.69 | 0.03 | 0.1 | 0 | 0 | 0.07 | -0.24 | -0.04 | 0 |  | 0.39 | 0.34 | 0.23 | 47.65 | 1486.504 | 0.82
D | 4002 | 2021-08-12 | 7 | OFF | 46.58 | 6.26 | 0.69 | 0.03 | 0.2 | 0 | 0 | 0.04 | -0.24 | -0.04 | 0 |  | 0.39 | 0.34 | 0.23 | 54.48 | 1604.819 | 0.92
D | 4002 | 2021-08-12 | 8 | ON | 52.14 | 6.26 | 0.69 | 0.03 | 0.26 | 0.34 | 0 | 0.06 | -0.39 | -0.04 | 0 |  | 0.39 | 0.34 | 0.23 | 60.31 | 1760.051 | 1.32
D | 4002 | 2021-08-12 | 9 | ON | 46.48 | 6.26 | 0.69 | 0.03 | 0.17 | 0.32 | 0 | 0.04 | -0.34 | -0.04 | 0 |  | 0.39 | 0.34 | 0.23 | 54.57 | 1917.406 | 1.21
D | 4002 | 2021-08-12 | 10 | ON | 41.38 | 6.26 | 0.69 | 0.03 | 0.07 | 0.3 | 0 | 0.02 | -0.35 | -0.04 | 0 |  | 0.39 | 0.34 | 0.23 | 49.32 | 2039.087 | 1.09
D | 4002 | 2021-08-12 | 11 | ON | 44 | 6.26 | 0.69 | 0.03 | 0.08 | 0.25 | 0 | 0 | -0.29 | -0.04 | 0 |  | 0.39 | 0.34 | 0.23 | 51.94 | 2153.148 | 1.05
D | 4002 | 2021-08-12 | 12 | ON | 51.15 | 6.26 | 0.69 | 0.03 | 0.05 | 0.23 | 0 | -0.01 | -0.27 | -0.04 | 0 |  | 0.39 | 0.34 | 0.23 | 59.05 | 2238.791 | 1
D | 4002 | 2021-08-12 | 13 | ON | 58.13 | 6.26 | 0.69 | 0.03 | 0.14 | 0.27 | 0 | -0.04 | -0.29 | -0.04 | 0 |  | 0.39 | 0.34 | 0.23 | 66.11 | 2313.153 | 1.13
D | 4002 | 2021-08-12 | 14 | ON | 75.3 | 6.26 | 0.69 | 0.03 | 0.17 | 0.24 | 0.1 | -0.07 | -0.43 | -0.04 | 0 |  | 0.39 | 0.34 | 0.23 | 83.21 | 2378.94 | 1.23
D | 4002 | 2021-08-12 | 15 | ON | 89.33 | 6.26 | 0.69 | 0.03 | 0.34 | 0.22 | 0.18 | 0.01 | -0.67 | -0.04 | 0 |  | 0.39 | 0.34 | 0.23 | 97.31 | 2409.708 | 1.46
D | 4002 | 2021-08-12 | 16 | ON | 85.42 | 6.26 | 0.69 | 0.03 | 0.25 | 0.21 | 0.11 | 0.02 | -0.65 | -0.04 | 0 |  | 0.39 | 0.34 | 0.23 | 93.26 | 2429.42 | 1.29
D | 4002 | 2021-08-12 | 17 | ON | 68.54 | 6.26 | 0.69 | 0.03 | 0.12 | 0.17 | 0 | 0.01 | -0.61 | -0.04 | 0 |  | 0.39 | 0.34 | 0.23 | 76.13 | 2435.976 | 1.01
D | 4002 | 2021-08-12 | 18 | ON | 99.34 | 6.26 | 0.69 | 0.03 | 0.28 | 0.18 | 0.32 | -0.09 | -0.76 | -0.04 | 0 |  | 0.39 | 0.34 | 0.23 | 107.17 | 2435.06 | 1.5
D | 4002 | 2021-08-12 | 19 | ON | 77.94 | 6.26 | 0.69 | 0.03 | 0.25 | 0.18 | 0 | 0.12 | -0.62 | -0.04 | 0 |  | 0.39 | 0.34 | 0.23 | 85.77 | 2356.809 | 1.15
D | 4002 | 2021-08-12 | 20 | ON | 70.59 | 6.26 | 0.69 | 0.03 | 0.06 | 0.26 | 0 | 0.08 | -0.41 | -0.04 | 0 |  | 0.39 | 0.34 | 0.23 | 78.48 | 2239.437 | 1.04
D | 4002 | 2021-08-12 | 21 | ON | 77.2 | 6.26 | 0.69 | 0.03 | 0.41 | 0.22 | 0 | 0.1 | -0.26 | -0.04 | 0 |  | 0.39 | 0.34 | 0.23 | 85.57 | 2146.212 | 1.35
D | 4002 | 2021-08-12 | 22 | ON | 54.43 | 6.26 | 0.69 | 0.03 | 0.19 | 0.25 | 0 | 0.06 | -0.34 | -0.04 | 0 |  | 0.39 | 0.34 | 0.23 | 62.49 | 2001.545 | 1.16
D | 4002 | 2021-08-12 | 23 | ON | 50.85 | 6.26 | 0.69 | 0.03 | 0.12 | 0.28 | 0 | 0.01 | -0.49 | -0.04 | 0 |  | 0.39 | 0.34 | 0.23 | 58.67 | 1829.206 | 1.12
D | 4002 | 2021-08-12 | 24 | OFF | 47.35 | 6.26 | 0.69 | 0.03 | 0.12 | 0 | 0 | 0.11 | -0.35 | -0.04 | 0 |  | 0.39 | 0.34 | 0.23 | 55.13 | 1670.185 | 0.84
D | 4002 | 2021-08-13 | 1 | OFF | 52.59 | 6.26 | 0.12 | 0.04 | 0.12 | 0 | 0 | 0.07 | -0.5 | -0.04 | 0 |  | 0.39 | 0.34 | 0.23 | 59.62 | 1550.368 | 0.28
D | 4002 | 2021-08-13 | 2 | OFF | 53.43 | 6.26 | 0.12 | 0.04 | 0.08 | 0 | 0 | 0.02 | -0.33 | -0.04 | 0 |  | 0.39 | 0.34 | 0.23 | 60.54 | 1470.398 | 0.24
D | 4002 | 2021-08-13 | 3 | OFF | 49.37 | 6.26 | 0.12 | 0.04 | 0.08 | 0 | 0 | 0.08 | -0.29 | -0.04 | 0 |  | 0.39 | 0.34 | 0.23 | 56.58 | 1413.644 | 0.24
D | 4002 | 2021-08-13 | 4 | OFF | 42.93 | 6.26 | 0.12 | 0.04 | 0.05 | 0 | 0 | 0.07 | -0.28 | -0.04 | 0 |  | 0.39 | 0.34 | 0.23 | 50.11 | 1379.258 | 0.21
D | 4002 | 2021-08-13 | 5 | OFF | 40.52 | 6.26 | 0.12 | 0.04 | 0.15 | 0 | 0 | 0.08 | -0.27 | -0.04 | 0 |  | 0.39 | 0.34 | 0.23 | 47.82 | 1380.61 | 0.31
D | 4002 | 2021-08-13 | 6 | OFF | 44.36 | 6.26 | 0.12 | 0.04 | 0.56 | 0 | 0 | 0.07 | -0.28 | -0.04 | 0 |  | 0.39 | 0.34 | 0.23 | 52.05 | 1431.145 | 0.72
D | 4002 | 2021-08-13 | 7 | OFF | 51.43 | 6.26 | 0.12 | 0.04 | 1.34 | 0 | 0 | 0.07 | -0.24 | -0.04 | 0 |  | 0.39 | 0.34 | 0.23 | 59.94 | 1530.122 | 1.5
D | 4002 | 2021-08-13 | 8 | ON | 57.84 | 6.26 | 0.12 | 0.04 | 0.44 | 0.37 | 0 | -0.02 | -0.33 | -0.04 | 0 |  | 0.39 | 0.34 | 0.23 | 65.64 | 1688.321 | 0.97
D | 4002 | 2021-08-13 | 9 | ON | 57.47 | 6.26 | 0.12 | 0.04 | 0.16 | 0.34 | 0 | 0.01 | -0.39 | -0.04 | 0 |  | 0.39 | 0.34 | 0.23 | 64.93 | 1843.185 | 0.66
D | 4002 | 2021-08-13 | 10 | ON | 56.31 | 6.26 | 0.12 | 0.04 | 0.07 | 0.32 | 0 | 0.07 | -0.36 | -0.04 | 0 |  | 0.39 | 0.34 | 0.23 | 63.75 | 1955.324 | 0.55
D | 4002 | 2021-08-13 | 11 | ON | 54.62 | 6.26 | 0.12 | 0.04 | 0.09 | 0.31 | 0 | 0 | -0.23 | -0.04 | 0 |  | 0.39 | 0.34 | 0.23 | 62.13 | 2052.842 | 0.56
D | 4002 | 2021-08-13 | 12 | ON | 59.46 | 6.26 | 0.12 | 0.04 | 0.05 | 0.29 | 0.01 | 0.06 | -0.26 | -0.04 | 0 |  | 0.39 | 0.34 | 0.23 | 66.95 | 2132.939 | 0.51
D | 4002 | 2021-08-13 | 13 | ON | 81.69 | 6.26 | 0.12 | 0.04 | 0.09 | 0.28 | 0.01 | 0.09 | -0.34 | -0.04 | 0 |  | 0.39 | 0.34 | 0.23 | 89.16 | 2213.017 | 0.54
D | 4002 | 2021-08-13 | 14 | ON | 74.42 | 6.26 | 0.12 | 0.04 | 0.08 | 0.27 | 0 | 0.01 | -0.48 | -0.04 | 0 |  | 0.39 | 0.34 | 0.23 | 81.64 | 2279.124 | 0.51
D | 4002 | 2021-08-13 | 15 | ON | 85.36 | 6.26 | 0.12 | 0.04 | 0.1 | 0.27 | 0.09 | 0.04 | -0.53 | -0.04 | 0 |  | 0.39 | 0.34 | 0.23 | 92.67 | 2321.918 | 0.62
D | 4002 | 2021-08-13 | 16 | ON | 71.97 | 6.26 | 0.12 | 0.04 | 0.09 | 0.26 | 0.01 | 0.02 | -0.62 | -0.04 | 0 |  | 0.39 | 0.34 | 0.23 | 79.07 | 2343.747 | 0.52
D | 4002 | 2021-08-13 | 17 | ON | 74.59 | 6.26 | 0.12 | 0.04 | 0.08 | 0.26 | 0.01 | -0.02 | -0.69 | -0.04 | 0 |  | 0.39 | 0.34 | 0.23 | 81.57 | 2352.245 | 0.51
D | 4002 | 2021-08-13 | 18 | ON | 89.75 | 6.26 | 0.12 | 0.04 | 0.21 | 0.26 | 0.12 | -0.03 | -0.65 | -0.04 | 0 |  | 0.39 | 0.34 | 0.23 | 97 | 2349.053 | 0.75
D | 4002 | 2021-08-13 | 19 | ON | 105.18 | 6.26 | 0.12 | 0.04 | 0.45 | 0.27 | 0.37 | -0.01 | -0.53 | -0.04 | 0 |  | 0.39 | 0.34 | 0.23 | 113.07 | 2294.95 | 1.25
D | 4002 | 2021-08-13 | 20 | ON | 73.74 | 6.26 | 0.12 | 0.04 | 0.29 | 0.28 | 0.12 | -0.1 | -0.37 | -0.04 | 0 |  | 0.39 | 0.34 | 0.23 | 81.3 | 2201.182 | 0.85
D | 4002 | 2021-08-13 | 21 | ON | 67.44 | 6.26 | 0.12 | 0.04 | 0.12 | 0.29 | 0.1 | -0.08 | -0.24 | -0.04 | 0 |  | 0.39 | 0.34 | 0.23 | 74.97 | 2131.148 | 0.67
D | 4002 | 2021-08-13 | 22 | ON | 61.87 | 6.26 | 0.12 | 0.04 | 0.17 | 0.3 | 0.01 | -0.06 | -0.29 | -0.04 | 0 |  | 0.39 | 0.34 | 0.23 | 69.34 | 1987.535 | 0.64
D | 4002 | 2021-08-13 | 23 | ON | 66.07 | 6.26 | 0.12 | 0.04 | 0.19 | 0.33 | 0.34 | -0.11 | -0.38 | -0.04 | 0 |  | 0.39 | 0.34 | 0.23 | 73.78 | 1819.272 | 1.02
D | 4002 | 2021-08-13 | 24 | OFF | 90.91 | 6.26 | 0.12 | 0.04 | 0.78 | 0 | 0.61 | -0.12 | -0.11 | -0.04 | 0 |  | 0.39 | 0.34 | 0.23 | 99.41 | 1657.245 | 1.55
D | 4002 | 2021-08-14 | 1 | OFF | 157.58 | 6.26 | 0.87 | 0.18 | 0.26 | 0 | 1.02 | -0.41 | -1.75 | -0.04 | 0 |  | 0.39 | 0.34 | 0.23 | 164.93 | 1547.339 | 2.33
D | 4002 | 2021-08-14 | 2 | OFF | 98.86 | 6.26 | 0.87 | 0.18 | 0.11 | 0 | 0.65 | -0.13 | -0.14 | -0.04 | 0 |  | 0.39 | 0.34 | 0.23 | 107.58 | 1474.405 | 1.81
D | 4002 | 2021-08-14 | 3 | OFF | 96.42 | 6.26 | 0.87 | 0.18 | 1.58 | 0 | 0.4 | -0.08 | -0.03 | -0.04 | 0 |  | 0.39 | 0.34 | 0.23 | 106.52 | 1418.489 | 3.03
D | 4002 | 2021-08-14 | 4 | OFF | 72.17 | 6.26 | 0.87 | 0.18 | 0.39 | 0 | 0 | -0.04 | -0.34 | -0.04 | 0 |  | 0.39 | 0.34 | 0.23 | 80.41 | 1376.32 | 1.44
D | 4002 | 2021-08-14 | 5 | OFF | 87.7 | 6.26 | 0.87 | 0.18 | 0.48 | 0 | 0 | 0.01 | -0.2 | -0.04 | 0 |  | 0.39 | 0.34 | 0.23 | 96.22 | 1361.822 | 1.53
D | 4002 | 2021-08-14 | 6 | OFF | 89.8 | 6.26 | 0.87 | 0.18 | 0.31 | 0 | 0 | -0.04 | -0.15 | -0.04 | 0 |  | 0.39 | 0.34 | 0.23 | 98.15 | 1377.447 | 1.36
D | 4002 | 2021-08-14 | 7 | OFF | 97.41 | 6.26 | 0.87 | 0.18 | 0.3 | 0 | 0 | -0.14 | 0.1 | -0.04 | 0 |  | 0.39 | 0.34 | 0.23 | 105.9 | 1420.602 | 1.35
D | 4002 | 2021-08-14 | 8 | OFF | 90.28 | 6.26 | 0.87 | 0.18 | 0.75 | 0 | 0 | -0.02 | -0.45 | -0.04 | 0 |  | 0.39 | 0.34 | 0.23 | 98.79 | 1534.573 | 1.8
D | 4002 | 2021-08-14 | 9 | OFF | 99.21 | 6.26 | 0.87 | 0.18 | 0.5 | 0 | 0 | -0.09 | -0.15 | -0.04 | 0 |  | 0.39 | 0.34 | 0.23 | 107.7 | 1697.113 | 1.55
D | 4002 | 2021-08-14 | 10 | OFF | 103.98 | 6.26 | 0.87 | 0.18 | 0.8 | 0 | 0.16 | 0.14 | -0.13 | -0.04 | 0 |  | 0.39 | 0.34 | 0.23 | 113.18 | 1833.708 | 2.01
D | 4002 | 2021-08-14 | 11 | OFF | 91.83 | 6.26 | 0.87 | 0.18 | 0.24 | 0 | 0.11 | 0.03 | -0.33 | -0.04 | 0 |  | 0.39 | 0.34 | 0.23 | 100.11 | 1922.122 | 1.4
D | 4002 | 2021-08-14 | 12 | OFF | 82.17 | 6.26 | 0.87 | 0.18 | 0.18 | 0 | 0 | 0.17 | -0.19 | -0.04 | 0 |  | 0.39 | 0.34 | 0.23 | 90.56 | 1954.569 | 1.23
D | 4002 | 2021-08-14 | 13 | OFF | 66.19 | 6.26 | 0.87 | 0.18 | 0.67 | 0 | 0 | 0.03 | -0.32 | -0.04 | 0 |  | 0.39 | 0.34 | 0.23 | 74.8 | 1995.774 | 1.72
D | 4002 | 2021-08-14 | 14 | OFF | 64.17 | 6.26 | 0.87 | 0.18 | 0.71 | 0 | 0 | 0.06 | -0.36 | -0.04 | 0 |  | 0.39 | 0.34 | 0.23 | 72.81 | 2029.661 | 1.76
D | 4002 | 2021-08-14 | 15 | OFF | 52.99 | 6.26 | 0.87 | 0.18 | 0.21 | 0 | 0 | 0.01 | -0.38 | -0.04 | 0 |  | 0.39 | 0.34 | 0.23 | 61.06 | 2046.592 | 1.26
D | 4002 | 2021-08-14 | 16 | OFF | 68.79 | 6.26 | 0.87 | 0.18 | 0.18 | 0 | 0.17 | -0.02 | -0.25 | -0.04 | 0 |  | 0.39 | 0.34 | 0.23 | 77.1 | 2049.763 | 1.4
D | 4002 | 2021-08-14 | 17 | OFF | 69.51 | 6.26 | 0.87 | 0.18 | 0.17 | 0 | 0.12 | -0.06 | -0.35 | -0.04 | 0 |  | 0.39 | 0.34 | 0.23 | 77.62 | 2050.228 | 1.34
D | 4002 | 2021-08-14 | 18 | OFF | 78.05 | 6.26 | 0.87 | 0.18 | 2 | 0 | 0.02 | -0.04 | -0.3 | -0.04 | 0 |  | 0.39 | 0.34 | 0.23 | 87.96 | 2041.907 | 3.07
D | 4002 | 2021-08-14 | 19 | OFF | 87.7 | 6.26 | 0.87 | 0.18 | 4.24 | 0 | 0 | 0 | -0.29 | -0.04 | 0 |  | 0.39 | 0.34 | 0.23 | 99.88 | 1971.977 | 5.29
D | 4002 | 2021-08-14 | 20 | OFF | 79.89 | 6.26 | 0.87 | 0.18 | 1.07 | 0 | 0 | 0 | -0.02 | -0.04 | 0 |  | 0.39 | 0.34 | 0.23 | 89.17 | 1851.061 | 2.12
D | 4002 | 2021-08-14 | 21 | OFF | 64.14 | 6.26 | 0.87 | 0.18 | 0.14 | 0 | 0 | 0 | -0.24 | -0.04 | 0 |  | 0.39 | 0.34 | 0.23 | 72.27 | 1764.259 | 1.19
D | 4002 | 2021-08-14 | 22 | OFF | 55.47 | 6.26 | 0.87 | 0.18 | 0.21 | 0 | 0.02 | 0 | -0.03 | -0.04 | 0 |  | 0.39 | 0.34 | 0.23 | 63.9 | 1625.362 | 1.28
D | 4002 | 2021-08-14 | 23 | OFF | 38.55 | 6.26 | 0.87 | 0.18 | 0.26 | 0 | 0.03 | -0.03 | -0.2 | -0.04 | 0 |  | 0.39 | 0.34 | 0.23 | 46.84 | 1479.367 | 1.34
D | 4002 | 2021-08-14 | 24 | OFF | 47.5 | 6.26 | 0.87 | 0.18 | 0.35 | 0 | 0 | 0 | -0.5 | -0.04 | 0 |  | 0.39 | 0.34 | 0.23 | 55.58 | 1338.231 | 1.4
D | 4002 | 2021-08-15 | 1 | OFF | 69.7 | 6.26 | 0.5 | 0.04 | 0.8 | 0 | 0.73 | -0.02 | -0.29 | -0.04 | 0 |  | 0.39 | 0.34 | 0.23 | 78.64 | 1234.485 | 2.07
D | 4002 | 2021-08-15 | 2 | OFF | 64.14 | 6.26 | 0.5 | 0.04 | 0.23 | 0 | 0 | -0.02 | -0.14 | -0.04 | 0 |  | 0.39 | 0.34 | 0.23 | 71.93 | 1154.905 | 0.77
D | 4002 | 2021-08-15 | 3 | OFF | 65.55 | 6.26 | 0.5 | 0.04 | 0.61 | 0 | 0 | -0.01 | -0.11 | -0.04 | 0 |  | 0.39 | 0.34 | 0.23 | 73.76 | 1104.706 | 1.15
D | 4002 | 2021-08-15 | 4 | OFF | 59.82 | 6.26 | 0.5 | 0.04 | 0.2 | 0 | 0 | -0.02 | -0.23 | -0.04 | 0 |  | 0.39 | 0.34 | 0.23 | 67.49 | 1072.97 | 0.74
D | 4002 | 2021-08-15 | 5 | OFF | 46.22 | 6.26 | 0.5 | 0.04 | 0.28 | 0 | 0 | 0.03 | -0.15 | -0.04 | 0 |  | 0.39 | 0.34 | 0.23 | 54.1 | 1048.847 | 0.82
D | 4002 | 2021-08-15 | 6 | OFF | 37.63 | 6.26 | 0.5 | 0.04 | 0.19 | 0 | 0 | 0.01 | -0.16 | -0.04 | 0 |  | 0.39 | 0.34 | 0.23 | 45.39 | 1046.7 | 0.73
D | 4002 | 2021-08-15 | 7 | OFF | 34.31 | 6.26 | 0.5 | 0.04 | 0.17 | 0 | 0 | -0.04 | -0.1 | -0.04 | 0 |  | 0.39 | 0.34 | 0.23 | 42.06 | 1065.192 | 0.71
D | 4002 | 2021-08-15 | 8 | OFF | 32.63 | 6.26 | 0.5 | 0.04 | 0.25 | 0 | 0 | 0.01 | -0.13 | -0.04 | 0 |  | 0.39 | 0.34 | 0.23 | 40.48 | 1136.216 | 0.79
D | 4002 | 2021-08-15 | 9 | OFF | 33.25 | 6.26 | 0.5 | 0.04 | 0.1 | 0 | 0 | 0.04 | -0.15 | -0.04 | 0 |  | 0.39 | 0.34 | 0.23 | 40.96 | 1230.621 | 0.64
D | 4002 | 2021-08-15 | 10 | OFF | 32.62 | 6.26 | 0.5 | 0.04 | 0.06 | 0 | 0 | 0.03 | -0.2 | -0.04 | 0 |  | 0.39 | 0.34 | 0.23 | 40.23 | 1296.506 | 0.6
D | 4002 | 2021-08-15 | 11 | OFF | 28.67 | 6.26 | 0.5 | 0.04 | 0.04 | 0 | 0 | 0.02 | -0.17 | -0.04 | 0 |  | 0.39 | 0.34 | 0.23 | 36.28 | 1346.089 | 0.58
D | 4002 | 2021-08-15 | 12 | OFF | 29.36 | 6.26 | 0.5 | 0.04 | 0.05 | 0 | 0 | 0.01 | -0.16 | -0.04 | 0 |  | 0.39 | 0.34 | 0.23 | 36.98 | 1376.947 | 0.59
D | 4002 | 2021-08-15 | 13 | OFF | 30.2 | 6.26 | 0.5 | 0.04 | 0.04 | 0 | 0 | -0.02 | -0.17 | -0.04 | 0 |  | 0.39 | 0.34 | 0.23 | 37.77 | 1408.322 | 0.58
D | 4002 | 2021-08-15 | 14 | OFF | 30.38 | 6.26 | 0.5 | 0.04 | 0.04 | 0 | 0 | 0 | -0.18 | -0.04 | 0 |  | 0.39 | 0.34 | 0.23 | 37.96 | 1433.784 | 0.58
D | 4002 | 2021-08-15 | 15 | OFF | 30.72 | 6.26 | 0.5 | 0.04 | 0.05 | 0 | 0 | -0.02 | -0.19 | -0.04 | 0 |  | 0.39 | 0.34 | 0.23 | 38.28 | 1459.765 | 0.59
D | 4002 | 2021-08-15 | 16 | OFF | 30.63 | 6.26 | 0.5 | 0.04 | 0.04 | 0 | 0 | 0.02 | -0.15 | -0.04 | 0 |  | 0.39 | 0.34 | 0.23 | 38.26 | 1500.493 | 0.58
D | 4002 | 2021-08-15 | 17 | OFF | 35.05 | 6.26 | 0.5 | 0.04 | 0.05 | 0 | 0 | -0.03 | -0.14 | -0.04 | 0 |  | 0.39 | 0.34 | 0.23 | 42.65 | 1551.124 | 0.59
D | 4002 | 2021-08-15 | 18 | OFF | 48.86 | 6.26 | 0.5 | 0.04 | 0.23 | 0 | 0.09 | -0.02 | -0.15 | -0.04 | 0 |  | 0.39 | 0.34 | 0.23 | 56.73 | 1589.982 | 0.86
D | 4002 | 2021-08-15 | 19 | OFF | 48.58 | 6.26 | 0.5 | 0.04 | 0.16 | 0 | 0 | 0 | -0.2 | -0.04 | 0 |  | 0.39 | 0.34 | 0.23 | 56.26 | 1565.496 | 0.7
D | 4002 | 2021-08-15 | 20 | OFF | 42.53 | 6.26 | 0.5 | 0.04 | 0.25 | 0 | 0.16 | -0.04 | -0.14 | -0.04 | 0 |  | 0.39 | 0.34 | 0.23 | 50.48 | 1511.158 | 0.95
D | 4002 | 2021-08-15 | 21 | OFF | 45.61 | 6.26 | 0.5 | 0.04 | 0.77 | 0 | 0.22 | -0.02 | -0.12 | -0.04 | 0 |  | 0.39 | 0.34 | 0.23 | 54.18 | 1473.032 | 1.53
D | 4002 | 2021-08-15 | 22 | OFF | 38.45 | 6.26 | 0.5 | 0.04 | 0.24 | 0 | 0.03 | -0.03 | -0.11 | -0.04 | 0 |  | 0.39 | 0.34 | 0.23 | 46.3 | 1369.473 | 0.81
D | 4002 | 2021-08-15 | 23 | OFF | 39.59 | 6.26 | 0.5 | 0.04 | 0.92 | 0 | 0.09 | -0.04 | -0.2 | -0.04 | 0 |  | 0.39 | 0.34 | 0.23 | 48.08 | 1241.011 | 1.55
D | 4002 | 2021-08-15 | 24 | OFF | 38.61 | 6.26 | 0.5 | 0.04 | 1.31 | 0 | 0.19 | -0.05 | -0.08 | -0.04 | 0 |  | 0.39 | 0.34 | 0.23 | 47.7 | 1129.739 | 2.04
D | 4002 | 2021-08-16 | 1 | OFF | 44.55 | 6.26 | 0.49 | 0.03 | 0.24 | 0 | 0.49 | -0.09 | -0.04 | -0.04 | 0 |  | 0.39 | 0.34 | 0.23 | 52.85 | 1054.316 | 1.25
D | 4002 | 2021-08-16 | 2 | OFF | 35.61 | 6.26 | 0.49 | 0.03 | 0.06 | 0 | 0 | 0 | -0.07 | -0.04 | 0 |  | 0.39 | 0.34 | 0.23 | 43.3 | 1004.913 | 0.58
D | 4002 | 2021-08-16 | 3 | OFF | 36.12 | 6.26 | 0.49 | 0.03 | 0.06 | 0 | 0 | -0.02 | -0.05 | -0.04 | 0 |  | 0.39 | 0.34 | 0.23 | 43.81 | 975.18 | 0.58
D | 4002 | 2021-08-16 | 4 | OFF | 35.81 | 6.26 | 0.49 | 0.03 | 0.08 | 0 | 0 | -0.03 | -0.03 | -0.04 | 0 |  | 0.39 | 0.34 | 0.23 | 43.53 | 966.728 | 0.6
D | 4002 | 2021-08-16 | 5 | OFF | 36.4 | 6.26 | 0.49 | 0.03 | 0.12 | 0 | 0 | -0.07 | -0.03 | -0.04 | 0 |  | 0.39 | 0.34 | 0.23 | 44.12 | 988.183 | 0.64
D | 4002 | 2021-08-16 | 6 | OFF | 40.6 | 6.26 | 0.49 | 0.03 | 0.3 | 0 | 0 | -0.01 | -0.07 | -0.04 | 0 |  | 0.39 | 0.34 | 0.23 | 48.52 | 1058.836 | 0.82
D | 4002 | 2021-08-16 | 7 | OFF | 34.4 | 6.26 | 0.49 | 0.03 | 0.32 | 0 | 0 | 0 | -0.25 | -0.04 | 0 |  | 0.39 | 0.34 | 0.23 | 42.17 | 1154.744 | 0.84
D | 4002 | 2021-08-16 | 8 | ON | 32.2 | 6.26 | 0.49 | 0.03 | 0.16 | 0.49 | 0 | -0.01 | -0.26 | -0.04 | 0 |  | 0.39 | 0.34 | 0.23 | 40.28 | 1264.624 | 1.17
D | 4002 | 2021-08-16 | 9 | ON | 34.43 | 6.26 | 0.49 | 0.03 | 0.23 | 0.46 | 0 | 0.04 | -0.23 | -0.04 | 0 |  | 0.39 | 0.34 | 0.23 | 42.63 | 1345.544 | 1.21
D | 4002 | 2021-08-16 | 10 | ON | 31.94 | 6.26 | 0.49 | 0.03 | 0.07 | 0.45 | 0 | 0.01 | -0.21 | -0.04 | 0 |  | 0.39 | 0.34 | 0.23 | 39.96 | 1390.323 | 1.04
D | 4002 | 2021-08-16 | 11 | ON | 31.07 | 6.26 | 0.49 | 0.03 | 0.06 | 0.44 | 0 | -0.01 | -0.18 | -0.04 | 0 |  | 0.39 | 0.34 | 0.23 | 39.08 | 1442.719 | 1.02
D | 4002 | 2021-08-16 | 12 | ON | 31.87 | 6.26 | 0.49 | 0.03 | 0.05 | 0.42 | 0 | -0.01 | -0.19 | -0.04 | 0 |  | 0.39 | 0.34 | 0.23 | 39.84 | 1485.846 | 0.99
D | 4002 | 2021-08-16 | 13 | ON | 32.3 | 6.26 | 0.49 | 0.03 | 0.04 | 0.41 | 0 | 0 | -0.21 | -0.04 | 0 |  | 0.39 | 0.34 | 0.23 | 40.24 | 1524.511 | 0.97
D | 4002 | 2021-08-16 | 14 | ON | 33.34 | 6.26 | 0.49 | 0.03 | 0.05 | 0.4 | 0 | -0.02 | -0.18 | -0.04 | 0 |  | 0.39 | 0.34 | 0.23 | 41.29 | 1566.302 | 0.97
D | 4002 | 2021-08-16 | 15 | ON | 40.58 | 6.26 | 0.49 | 0.03 | 0.07 | 0.36 | 0.08 | -0.02 | -0.19 | -0.04 | 0 |  | 0.39 | 0.34 | 0.23 | 48.58 | 1592.211 | 1.03
D | 4002 | 2021-08-16 | 16 | ON | 48.7 | 6.26 | 0.49 | 0.03 | 0.1 | 0.36 | 0.14 | -0.07 | -0.19 | -0.04 | 0 |  | 0.39 | 0.34 | 0.23 | 56.74 | 1617.521 | 1.12
D | 4002 | 2021-08-16 | 17 | ON | 62.15 | 6.26 | 0.49 | 0.03 | 0.39 | 0.37 | 0.07 | -0.01 | -0.21 | -0.04 | 0 |  | 0.39 | 0.34 | 0.23 | 70.46 | 1633.418 | 1.35
D | 4002 | 2021-08-16 | 18 | ON | 54.57 | 6.26 | 0.49 | 0.03 | 0.26 | 0.36 | 0.04 | -0.08 | -0.24 | -0.04 | 0 |  | 0.39 | 0.34 | 0.23 | 62.61 | 1664.74 | 1.18
D | 4002 | 2021-08-16 | 19 | ON | 61.96 | 6.26 | 0.49 | 0.03 | 0.24 | 0.36 | 0.12 | -0.01 | -0.18 | -0.04 | 0 |  | 0.39 | 0.34 | 0.23 | 70.19 | 1651.039 | 1.24
D | 4002 | 2021-08-16 | 20 | ON | 48.95 | 6.26 | 0.49 | 0.03 | 0.25 | 0.37 | 0.14 | -0.08 | -0.17 | -0.04 | 0 |  | 0.39 | 0.34 | 0.23 | 57.16 | 1596.895 | 1.28
D | 4002 | 2021-08-16 | 21 | ON | 47.78 | 6.26 | 0.49 | 0.03 | 0.22 | 0.38 | 0.12 | -0.03 | -0.18 | -0.04 | 0 |  | 0.39 | 0.34 | 0.23 | 55.99 | 1553.307 | 1.24
D | 4002 | 2021-08-16 | 22 | ON | 37.28 | 6.26 | 0.49 | 0.03 | 0.1 | 0.41 | 0.03 | -0.05 | -0.07 | -0.04 | 0 |  | 0.39 | 0.34 | 0.23 | 45.4 | 1436.145 | 1.06
D | 4002 | 2021-08-16 | 23 | ON | 34.05 | 6.26 | 0.49 | 0.03 | 0.16 | 0.45 | 0 | -0.03 | -0.23 | -0.04 | 0 |  | 0.39 | 0.34 | 0.23 | 42.1 | 1301.499 | 1.13
D | 4002 | 2021-08-16 | 24 | OFF | 33.58 | 6.26 | 0.49 | 0.03 | 0.23 | 0 | 0 | -0.02 | -0.17 | -0.04 | 0 |  | 0.39 | 0.34 | 0.23 | 41.32 | 1182.12 | 0.75
D | 4002 | 2021-08-17 | 1 | OFF | 33.9 | 6.26 | 0.35 | 0.04 | 0.09 | 0 | 0 | -0.04 | -0.12 | -0.04 | 0 |  | 0.39 | 0.34 | 0.23 | 41.4 | 1099.436 | 0.48
D | 4002 | 2021-08-17 | 2 | OFF | 31.65 | 6.26 | 0.35 | 0.04 | 0.05 | 0 | 0 | 0.03 | -0.08 | -0.04 | 0 |  | 0.39 | 0.34 | 0.23 | 39.22 | 1052.856 | 0.44
D | 4002 | 2021-08-17 | 3 | OFF | 31.27 | 6.26 | 0.35 | 0.04 | 0.04 | 0 | 0 | -0.04 | -0.06 | -0.04 | 0 |  | 0.39 | 0.34 | 0.23 | 38.78 | 1021.417 | 0.43
D | 4002 | 2021-08-17 | 4 | OFF | 30.76 | 6.26 | 0.35 | 0.04 | 0.05 | 0 | 0 | -0.02 | -0.05 | -0.04 | 0 |  | 0.39 | 0.34 | 0.23 | 38.31 | 1013.31 | 0.44
D | 4002 | 2021-08-17 | 5 | OFF | 31.61 | 6.26 | 0.35 | 0.04 | 0.05 | 0 | 0 | -0.04 | -0.06 | -0.04 | 0 |  | 0.39 | 0.34 | 0.23 | 39.13 | 1025.236 | 0.44
D | 4002 | 2021-08-17 | 6 | OFF | 33.56 | 6.26 | 0.35 | 0.04 | 0.11 | 0 | 0 | 0.02 | -0.12 | -0.04 | 0 |  | 0.39 | 0.34 | 0.23 | 41.14 | 1090.719 | 0.5
D | 4002 | 2021-08-17 | 7 | OFF | 33.93 | 6.26 | 0.35 | 0.04 | 0.29 | 0 | 0 | -0.01 | -0.19 | -0.04 | 0 |  | 0.39 | 0.34 | 0.23 | 41.59 | 1190.868 | 0.68
D | 4002 | 2021-08-17 | 8 | ON | 34.26 | 6.26 | 0.35 | 0.04 | 0.21 | 0.47 | 0 | -0.02 | -0.21 | -0.04 | 0 |  | 0.39 | 0.34 | 0.23 | 42.28 | 1299.613 | 1.07
D | 4002 | 2021-08-17 | 9 | ON | 47.81 | 6.26 | 0.35 | 0.04 | 0.45 | 0.44 | 0.41 | -0.04 | -0.17 | -0.04 | 0 |  | 0.39 | 0.34 | 0.23 | 56.47 | 1382.274 | 1.69
D | 4002 | 2021-08-17 | 10 | ON | 37.07 | 6.26 | 0.35 | 0.04 | 0.22 | 0.42 | 0.05 | 0 | -0.22 | -0.04 | 0 |  | 0.39 | 0.34 | 0.23 | 45.11 | 1436.575 | 1.08
D | 4002 | 2021-08-17 | 11 | ON | 35.1 | 6.26 | 0.35 | 0.04 | 0.08 | 0.4 | 0 | -0.02 | -0.21 | -0.04 | 0 |  | 0.39 | 0.34 | 0.23 | 42.92 | 1503.896 | 0.87
D | 4002 | 2021-08-17 | 12 | ON | 36.02 | 6.26 | 0.35 | 0.04 | 0.08 | 0.39 | 0 | 0 | -0.27 | -0.04 | 0 |  | 0.39 | 0.34 | 0.23 | 43.79 | 1573.4 | 0.86
D | 4002 | 2021-08-17 | 13 | ON | 39.06 | 6.26 | 0.35 | 0.04 | 0.17 | 0.32 | 0.01 | -0.02 | -0.29 | -0.04 | 0 |  | 0.39 | 0.34 | 0.23 | 46.82 | 1647.703 | 0.89
D | 4002 | 2021-08-17 | 14 | ON | 44.52 | 6.26 | 0.35 | 0.04 | 0.11 | 0.25 | 0.22 | -0.01 | -0.25 | -0.04 | 0 |  | 0.39 | 0.34 | 0.23 | 52.41 | 1724.678 | 0.97
D | 4002 | 2021-08-17 | 15 | ON | 44.2 | 6.26 | 0.35 | 0.04 | 0.06 | 0.24 | 0.22 | -0.01 | -0.21 | -0.04 | 0 |  | 0.39 | 0.34 | 0.23 | 52.07 | 1757.574 | 0.91
D | 4002 | 2021-08-17 | 16 | ON | 55.95 | 6.26 | 0.35 | 0.04 | 0.12 | 0.27 | 0.18 | -0.02 | -0.23 | -0.04 | 0 |  | 0.39 | 0.34 | 0.23 | 63.84 | 1779.114 | 0.96
D | 4002 | 2021-08-17 | 17 | ON | 63.08 | 6.26 | 0.35 | 0.04 | 0.25 | 0.34 | 0.16 | -0.02 | -0.28 | -0.04 | 0 |  | 0.39 | 0.34 | 0.23 | 71.1 | 1795.428 | 1.14
D | 4002 | 2021-08-17 | 18 | ON | 71.84 | 6.26 | 0.35 | 0.04 | 0.4 | 0.34 | 0.34 | 0 | -0.32 | -0.04 | 0 |  | 0.39 | 0.34 | 0.23 | 80.17 | 1820.044 | 1.47
D | 4002 | 2021-08-17 | 19 | ON | 63.78 | 6.26 | 0.35 | 0.04 | 0.23 | 0.34 | 0.28 | 0.02 | -0.26 | -0.04 | 0 |  | 0.39 | 0.34 | 0.23 | 71.96 | 1810.44 | 1.24
D | 4002 | 2021-08-17 | 20 | ON | 57.48 | 6.26 | 0.35 | 0.04 | 0.22 | 0.35 | 0.06 | -0.02 | -0.24 | -0.04 | 0 |  | 0.39 | 0.34 | 0.23 | 65.42 | 1785.264 | 1.02
D | 4002 | 2021-08-17 | 21 | ON | 61.47 | 6.26 | 0.35 | 0.04 | 0.23 | 0.36 | 0.2 | -0.03 | -0.19 | -0.04 | 0 |  | 0.39 | 0.34 | 0.23 | 69.61 | 1749.998 | 1.18
D | 4002 | 2021-08-17 | 22 | ON | 49.45 | 6.26 | 0.35 | 0.04 | 0.24 | 0.37 | 0.26 | -0.11 | -0.11 | -0.04 | 0 |  | 0.39 | 0.34 | 0.23 | 57.67 | 1640.177 | 1.26
D | 4002 | 2021-08-17 | 23 | ON | 53.46 | 6.26 | 0.35 | 0.04 | 0.59 | 0.41 | 0.41 | 0 | 0.05 | -0.04 | 0 |  | 0.39 | 0.34 | 0.23 | 62.49 | 1506.366 | 1.8
D | 4002 | 2021-08-17 | 24 | OFF | 42.44 | 6.26 | 0.35 | 0.04 | 0.45 | 0 | 0.04 | 0.02 | -0.09 | -0.04 | 0 |  | 0.39 | 0.34 | 0.23 | 50.43 | 1381.869 | 0.88
D | 4002 | 2021-08-18 | 1 | OFF | 38.67 | 6.26 | 0.62 | 0.08 | 0.16 | 0 | 0.1 | 0.12 | -0.02 | -0.04 | 0 |  | 0.39 | 0.34 | 0.23 | 46.91 | 1290.509 | 0.96
D | 4002 | 2021-08-18 | 2 | OFF | 33.33 | 6.26 | 0.62 | 0.08 | 0.05 | 0 | 0 | 0.06 | -0.09 | -0.04 | 0 |  | 0.39 | 0.34 | 0.23 | 41.23 | 1228.646 | 0.75
D | 4002 | 2021-08-18 | 3 | OFF | 33.75 | 6.26 | 0.62 | 0.08 | 0.04 | 0 | 0 | 0.01 | -0.06 | -0.04 | 0 |  | 0.39 | 0.34 | 0.23 | 41.62 | 1192.366 | 0.74
D | 4002 | 2021-08-18 | 4 | OFF | 34.35 | 6.26 | 0.62 | 0.08 | 0.03 | 0 | 0 | 0.01 | -0.06 | -0.04 | 0 |  | 0.39 | 0.34 | 0.23 | 42.21 | 1179.078 | 0.73
D | 4002 | 2021-08-18 | 5 | OFF | 36.27 | 6.26 | 0.62 | 0.08 | 0.1 | 0 | 0 | 0.12 | -0.08 | -0.04 | 0 |  | 0.39 | 0.34 | 0.23 | 44.29 | 1198.538 | 0.8
D | 4002 | 2021-08-18 | 6 | OFF | 36.08 | 6.26 | 0.62 | 0.08 | 0.16 | 0 | 0 | 0.08 | -0.09 | -0.04 | 0 |  | 0.39 | 0.34 | 0.23 | 44.11 | 1267.301 | 0.86
D | 4002 | 2021-08-18 | 7 | OFF | 36.79 | 6.26 | 0.62 | 0.08 | 0.37 | 0 | 0 | 0.07 | -0.16 | -0.04 | 0 |  | 0.39 | 0.34 | 0.23 | 44.95 | 1374.445 | 1.07
D | 4002 | 2021-08-18 | 8 | ON | 37.3 | 6.26 | 0.62 | 0.08 | 0.19 | 0.43 | 0 | -0.01 | -0.17 | -0.04 | 0 |  | 0.39 | 0.34 | 0.23 | 45.62 | 1479.139 | 1.32
D | 4002 | 2021-08-18 | 9 | ON | 45.15 | 6.26 | 0.62 | 0.08 | 0.13 | 0.4 | 0.01 | -0.03 | -0.16 | -0.04 | 0 |  | 0.39 | 0.34 | 0.23 | 53.38 | 1572.714 | 1.24
D | 4002 | 2021-08-18 | 10 | ON | 64.89 | 6.26 | 0.62 | 0.08 | 0.29 | 0.38 | 0.22 | 0.05 | -0.13 | -0.04 | 0 |  | 0.39 | 0.34 | 0.23 | 73.58 | 1644.953 | 1.59
D | 4002 | 2021-08-18 | 11 | ON | 61.61 | 6.26 | 0.62 | 0.08 | 0.23 | 0.36 | 0.09 | -0.05 | -0.14 | -0.04 | 0 |  | 0.39 | 0.34 | 0.23 | 69.98 | 1728.202 | 1.38
D | 4002 | 2021-08-18 | 12 | ON | 66.27 | 6.26 | 0.62 | 0.08 | 0.24 | 0.35 | 0.03 | -0.06 | -0.17 | -0.04 | 0 |  | 0.39 | 0.34 | 0.23 | 74.54 | 1824.863 | 1.32
D | 4002 | 2021-08-18 | 13 | ON | 76.38 | 6.26 | 0.62 | 0.08 | 0.32 | 0.34 | 0.24 | -0.04 | -0.13 | -0.04 | 0 |  | 0.39 | 0.34 | 0.23 | 84.99 | 1905.149 | 1.6
D | 4002 | 2021-08-18 | 14 | ON | 69.42 | 6.26 | 0.62 | 0.08 | 0.29 | 0.33 | 0.03 | -0.03 | -0.25 | -0.04 | 0 |  | 0.39 | 0.34 | 0.23 | 77.67 | 1958.625 | 1.35
D | 4002 | 2021-08-18 | 15 | ON | 77.11 | 6.26 | 0.62 | 0.08 | 0.53 | 0.32 | 0.23 | 0 | -0.34 | -0.04 | 0 |  | 0.39 | 0.34 | 0.23 | 85.73 | 1971.523 | 1.78
D | 4002 | 2021-08-18 | 16 | ON | 71.34 | 6.26 | 0.62 | 0.08 | 0.25 | 0.32 | 0 | -0.01 | -0.27 | -0.04 | 0 |  | 0.39 | 0.34 | 0.23 | 79.51 | 1979.997 | 1.27
D | 4002 | 2021-08-18 | 17 | ON | 112.61 | 6.26 | 0.62 | 0.08 | 0.55 | 0.32 | 0.54 | -0.13 | -0.29 | -0.04 | 0 |  | 0.39 | 0.34 | 0.23 | 121.48 | 2000.896 | 2.11
D | 4002 | 2021-08-18 | 18 | ON | 121.28 | 6.26 | 0.62 | 0.08 | 0.64 | 0.3 | 0.57 | -0.01 | -0.44 | -0.04 | 0 |  | 0.39 | 0.34 | 0.23 | 130.22 | 2016.146 | 2.21
D | 4002 | 2021-08-18 | 19 | ON | 96.64 | 6.26 | 0.62 | 0.08 | 0.74 | 0.3 | 0.39 | -0.13 | -0.29 | -0.04 | 0 |  | 0.39 | 0.34 | 0.23 | 105.53 | 1997.687 | 2.13
D | 4002 | 2021-08-18 | 20 | ON | 90.93 | 6.26 | 0.62 | 0.08 | 0.41 | 0.33 | 0.4 | -0.06 | -0.31 | -0.04 | 0 |  | 0.39 | 0.34 | 0.23 | 99.58 | 1964.423 | 1.84
D | 4002 | 2021-08-18 | 21 | ON | 74.48 | 6.26 | 0.62 | 0.08 | 0.33 | 0.33 | 0.07 | -0.03 | -0.21 | -0.04 | 0 |  | 0.39 | 0.34 | 0.23 | 82.85 | 1917.34 | 1.43
D | 4002 | 2021-08-18 | 22 | ON | 48.72 | 6.26 | 0.62 | 0.08 | 0.18 | 0.35 | 0 | -0.07 | -0.13 | -0.04 | 0 |  | 0.39 | 0.34 | 0.23 | 56.93 | 1791.731 | 1.23
D | 4002 | 2021-08-18 | 23 | ON | 51.69 | 6.26 | 0.62 | 0.08 | 0.33 | 0.38 | 0.12 | -0.02 | -0.29 | -0.04 | 0 |  | 0.39 | 0.34 | 0.23 | 60.09 | 1634.777 | 1.53
D | 4002 | 2021-08-18 | 24 | OFF | 49.93 | 6.26 | 0.62 | 0.08 | 0.29 | 0 | 0 | -0.06 | -0.17 | -0.04 | 0 |  | 0.39 | 0.34 | 0.23 | 57.87 | 1494.135 | 0.99
D | 4002 | 2021-08-19 | 1 | OFF | 51.4 | 6.26 | 0.71 | 0.09 | 0.14 | 0 | 0 | 0.01 | -0.35 | -0.04 | 0 |  | 0.39 | 0.34 | 0.23 | 59.18 | 1391.943 | 0.94
D | 4002 | 2021-08-19 | 2 | OFF | 52.17 | 6.26 | 0.71 | 0.09 | 0.21 | 0 | 0 | -0.08 | -0.17 | -0.04 | 0 |  | 0.39 | 0.34 | 0.23 | 60.11 | 1324.041 | 1.01
D | 4002 | 2021-08-19 | 3 | OFF | 39.59 | 6.26 | 0.71 | 0.09 | 0.04 | 0 | 0 | -0.05 | -0.21 | -0.04 | 0 |  | 0.39 | 0.34 | 0.23 | 47.35 | 1280.143 | 0.84
D | 4002 | 2021-08-19 | 4 | OFF | 38.72 | 6.26 | 0.71 | 0.09 | 0.03 | 0 | 0 | -0.08 | -0.2 | -0.04 | 0 |  | 0.39 | 0.34 | 0.23 | 46.45 | 1260.302 | 0.83
D | 4002 | 2021-08-19 | 5 | OFF | 49.11 | 6.26 | 0.71 | 0.09 | 0.1 | 0 | 0 | -0.03 | -0.1 | -0.04 | 0 |  | 0.39 | 0.34 | 0.23 | 57.06 | 1274.105 | 0.9
D | 4002 | 2021-08-19 | 6 | OFF | 63.4 | 6.26 | 0.71 | 0.09 | 0.39 | 0 | 0 | 0 | -0.11 | -0.04 | 0 |  | 0.39 | 0.34 | 0.23 | 71.66 | 1341.074 | 1.19
D | 4002 | 2021-08-19 | 7 | OFF | 74.42 | 6.26 | 0.71 | 0.09 | 0.99 | 0 | 0 | -0.02 | -0.25 | -0.04 | 0 |  | 0.39 | 0.34 | 0.23 | 83.12 | 1432.6 | 1.79
D | 4002 | 2021-08-19 | 8 | ON | 88.92 | 6.26 | 0.71 | 0.09 | 0.78 | 0.39 | 0.33 | -0.05 | -0.06 | -0.04 | 0 |  | 0.39 | 0.34 | 0.23 | 98.29 | 1542.422 | 2.3
D | 4002 | 2021-08-19 | 9 | ON | 77.78 | 6.26 | 0.71 | 0.09 | 0.59 | 0.37 | 0.06 | -0.03 | -0.33 | -0.04 | 0 |  | 0.39 | 0.34 | 0.23 | 86.42 | 1629.586 | 1.82
D | 4002 | 2021-08-19 | 10 | ON | 84.09 | 6.26 | 0.71 | 0.09 | 0.45 | 0.35 | 0.15 | -0.04 | -0.11 | -0.04 | 0 |  | 0.39 | 0.34 | 0.23 | 92.87 | 1691.144 | 1.75
D | 4002 | 2021-08-19 | 11 | ON | 74.95 | 6.26 | 0.71 | 0.09 | 0.54 | 0.34 | 0.03 | 0.01 | -0.2 | -0.04 | 0 |  | 0.39 | 0.34 | 0.23 | 83.65 | 1744.1 | 1.71
D | 4002 | 2021-08-19 | 12 | ON | 64.59 | 6.26 | 0.71 | 0.09 | 0.26 | 0.34 | 0.02 | -0.05 | -0.23 | -0.04 | 0 |  | 0.39 | 0.34 | 0.23 | 72.91 | 1762.319 | 1.42
D | 4002 | 2021-08-19 | 13 | ON | 53.81 | 6.26 | 0.71 | 0.09 | 0.18 | 0.33 | 0 | -0.02 | -0.21 | -0.04 | 0 |  | 0.39 | 0.34 | 0.23 | 62.07 | 1755.161 | 1.31
D | 4002 | 2021-08-19 | 14 | ON | 73.51 | 6.26 | 0.71 | 0.09 | 0.21 | 0.33 | 0 | -0.08 | -0.22 | -0.04 | 0 |  | 0.39 | 0.34 | 0.23 | 81.73 | 1764.856 | 1.34
D | 4002 | 2021-08-19 | 15 | ON | 100.5 | 6.26 | 0.71 | 0.09 | 0.33 | 0.32 | 0.13 | -0.07 | -0.24 | -0.04 | 0 |  | 0.39 | 0.34 | 0.23 | 108.95 | 1772.682 | 1.58
D | 4002 | 2021-08-19 | 16 | ON | 93.31 | 6.26 | 0.71 | 0.09 | 0.29 | 0.32 | 0.39 | -0.11 | -0.22 | -0.04 | 0 |  | 0.39 | 0.34 | 0.23 | 101.96 | 1780.603 | 1.8
D | 4002 | 2021-08-19 | 17 | ON | 61.7 | 6.26 | 0.71 | 0.09 | 0.23 | 0.32 | 0.03 | 0 | -0.31 | -0.04 | 0 |  | 0.39 | 0.34 | 0.23 | 69.95 | 1780.079 | 1.38
D | 4002 | 2021-08-19 | 18 | ON | 78.79 | 6.26 | 0.71 | 0.09 | 0.48 | 0.32 | 0.09 | -0.07 | -0.31 | -0.04 | 0 |  | 0.39 | 0.34 | 0.23 | 87.28 | 1795.527 | 1.69
D | 4002 | 2021-08-19 | 19 | ON | 89.13 | 6.26 | 0.71 | 0.09 | 0.46 | 0.32 | 0.16 | -0.05 | -0.29 | -0.04 | 0 |  | 0.39 | 0.34 | 0.23 | 97.71 | 1781.272 | 1.74
D | 4002 | 2021-08-19 | 20 | ON | 82.33 | 6.26 | 0.71 | 0.09 | 0.33 | 0.33 | 0 | -0.05 | -0.26 | -0.04 | 0 |  | 0.39 | 0.34 | 0.23 | 90.66 | 1752.71 | 1.46
D | 4002 | 2021-08-19 | 21 | ON | 90.81 | 6.26 | 0.71 | 0.09 | 0.47 | 0.33 | 0 | -0.34 | -0.31 | -0.04 | 0 |  | 0.39 | 0.34 | 0.23 | 98.94 | 1710.064 | 1.6
D | 4002 | 2021-08-19 | 22 | ON | 95.4 | 6.26 | 0.71 | 0.09 | 0.48 | 0.35 | 0.25 | -0.19 | -0.21 | -0.04 | 0 |  | 0.39 | 0.34 | 0.23 | 104.06 | 1621.244 | 1.88
D | 4002 | 2021-08-19 | 23 | ON | 63.53 | 6.26 | 0.71 | 0.09 | 0.42 | 0.38 | 0 | -0.04 | -0.29 | -0.04 | 0 |  | 0.39 | 0.34 | 0.23 | 71.98 | 1500.054 | 1.6
D | 4002 | 2021-08-19 | 24 | OFF | 48.41 | 6.26 | 0.71 | 0.09 | 0.27 | 0 | 0 | -0.02 | -0.15 | -0.04 | 0 |  | 0.39 | 0.34 | 0.23 | 56.49 | 1383.297 | 1.07
D | 4002 | 2021-08-20 | 1 | OFF | 46.2 | 6.26 | 0.39 | 0.1 | 0.13 | 0 | 0 | -0.04 | -0.25 | -0.04 | 0 |  | 0.39 | 0.34 | 0.23 | 53.71 | 1292.983 | 0.62
D | 4002 | 2021-08-20 | 2 | OFF | 44.68 | 6.26 | 0.39 | 0.1 | 0.8 | 0 | 0 | 0 | -0.2 | -0.04 | 0 |  | 0.39 | 0.34 | 0.23 | 52.95 | 1232.451 | 1.29
D | 4002 | 2021-08-20 | 3 | OFF | 38.56 | 6.26 | 0.39 | 0.1 | 0.2 | 0 | 0 | 0 | -0.17 | -0.04 | 0 |  | 0.39 | 0.34 | 0.23 | 46.26 | 1195.741 | 0.69
D | 4002 | 2021-08-20 | 4 | OFF | 35.69 | 6.26 | 0.39 | 0.1 | 0.04 | 0 | 0 | -0.01 | -0.16 | -0.04 | 0 |  | 0.39 | 0.34 | 0.23 | 43.23 | 1180.477 | 0.53
D | 4002 | 2021-08-20 | 5 | OFF | 35.42 | 6.26 | 0.39 | 0.1 | 0.09 | 0 | 0 | -0.01 | -0.16 | -0.04 | 0 |  | 0.39 | 0.34 | 0.23 | 43.01 | 1199.923 | 0.58
D | 4002 | 2021-08-20 | 6 | OFF | 36.43 | 6.26 | 0.39 | 0.1 | 0.18 | 0 | 0 | -0.02 | -0.21 | -0.04 | 0 |  | 0.39 | 0.34 | 0.23 | 44.05 | 1267.803 | 0.67
D | 4002 | 2021-08-20 | 7 | OFF | 48.5 | 6.26 | 0.39 | 0.1 | 0.29 | 0 | 0 | 0.02 | -0.18 | -0.04 | 0 |  | 0.39 | 0.34 | 0.23 | 56.3 | 1374.489 | 0.78
D | 4002 | 2021-08-20 | 8 | ON | 43.18 | 6.26 | 0.39 | 0.1 | 0.25 | 0.41 | 0 | 0 | -0.27 | -0.04 | 0 |  | 0.39 | 0.34 | 0.23 | 51.24 | 1483.242 | 1.15
D | 4002 | 2021-08-20 | 9 | ON | 50.22 | 6.26 | 0.39 | 0.1 | 0.16 | 0.38 | 0.01 | 0.03 | -0.23 | -0.04 | 0 |  | 0.39 | 0.34 | 0.23 | 58.24 | 1581.207 | 1.04
D | 4002 | 2021-08-20 | 10 | ON | 60.06 | 6.26 | 0.39 | 0.1 | 0.13 | 0.37 | 0.27 | 0.04 | -0.06 | -0.04 | 0 |  | 0.39 | 0.34 | 0.23 | 68.48 | 1653.76 | 1.26
D | 4002 | 2021-08-20 | 11 | ON | 69.03 | 6.26 | 0.39 | 0.1 | 0.23 | 0.36 | 0.2 | -0.04 | -0.37 | -0.04 | 0 |  | 0.39 | 0.34 | 0.23 | 77.08 | 1708.585 | 1.28
D | 4002 | 2021-08-20 | 12 | ON | 63.12 | 6.26 | 0.39 | 0.1 | 0.16 | 0.35 | 0.19 | 0 | -0.37 | -0.04 | 0 |  | 0.39 | 0.34 | 0.23 | 71.12 | 1763.11 | 1.19
D | 4002 | 2021-08-20 | 13 | ON | 54.77 | 6.26 | 0.39 | 0.1 | 0.48 | 0.34 | 0.03 | 0 | -0.31 | -0.04 | 0 |  | 0.39 | 0.34 | 0.23 | 62.98 | 1818.776 | 1.34
D | 4002 | 2021-08-20 | 14 | ON | 59.78 | 6.26 | 0.39 | 0.1 | 0.27 | 0.34 | 0.02 | -0.02 | -0.39 | -0.04 | 0 |  | 0.39 | 0.34 | 0.23 | 67.67 | 1874.325 | 1.12
D | 4002 | 2021-08-20 | 15 | ON | 64.95 | 6.26 | 0.39 | 0.1 | 0.25 | 0.33 | 0 | 0.05 | -0.39 | -0.04 | 0 |  | 0.39 | 0.34 | 0.23 | 72.86 | 1919.38 | 1.07
D | 4002 | 2021-08-20 | 16 | ON | 72.21 | 6.26 | 0.39 | 0.1 | 0.33 | 0.33 | 0.14 | -0.01 | -0.46 | -0.04 | 0 |  | 0.39 | 0.34 | 0.23 | 80.21 | 1966.264 | 1.29
D | 4002 | 2021-08-20 | 17 | ON | 73.62 | 6.26 | 0.39 | 0.1 | 0.4 | 0.32 | 0.01 | -0.05 | -0.42 | -0.04 | 0 |  | 0.39 | 0.34 | 0.23 | 81.55 | 1999.054 | 1.22
D | 4002 | 2021-08-20 | 18 | ON | 91.42 | 6.26 | 0.39 | 0.1 | 0.58 | 0.32 | 0.21 | -0.02 | -0.63 | -0.04 | 0 |  | 0.39 | 0.34 | 0.23 | 99.55 | 2012.794 | 1.6
D | 4002 | 2021-08-20 | 19 | ON | 89.66 | 6.26 | 0.39 | 0.1 | 0.36 | 0.32 | 0.08 | -0.01 | -0.52 | -0.04 | 0 |  | 0.39 | 0.34 | 0.23 | 97.56 | 1986.244 | 1.25
D | 4002 | 2021-08-20 | 20 | ON | 68.48 | 6.26 | 0.39 | 0.1 | 0.27 | 0.33 | 0.05 | -0.06 | -0.33 | -0.04 | 0 |  | 0.39 | 0.34 | 0.23 | 76.41 | 1938.552 | 1.14
D | 4002 | 2021-08-20 | 21 | ON | 59.44 | 6.26 | 0.39 | 0.1 | 0.27 | 0.34 | 0 | -0.02 | -0.24 | -0.04 | 0 |  | 0.39 | 0.34 | 0.23 | 67.46 | 1892.21 | 1.1
D | 4002 | 2021-08-20 | 22 | ON | 47.84 | 6.26 | 0.39 | 0.1 | 0.16 | 0.35 | 0 | -0.01 | -0.14 | -0.04 | 0 |  | 0.39 | 0.34 | 0.23 | 55.87 | 1772.042 | 1
D | 4002 | 2021-08-20 | 23 | ON | 42.84 | 6.26 | 0.39 | 0.1 | 0.24 | 0.38 | 0.02 | -0.01 | -0.18 | -0.04 | 0 |  | 0.39 | 0.34 | 0.23 | 50.96 | 1624.912 | 1.13
D | 4002 | 2021-08-20 | 24 | OFF | 38.56 | 6.26 | 0.39 | 0.1 | 0.19 | 0 | 0 | -0.02 | -0.24 | -0.04 | 0 |  | 0.39 | 0.34 | 0.23 | 46.16 | 1486.563 | 0.68
D | 4002 | 2021-08-21 | 1 | OFF | 36.85 | 6.26 | 0.46 | 0.02 | 0.08 | 0 | 0 | 0 | -0.3 | -0.04 | 0 |  | 0.39 | 0.34 | 0.23 | 44.29 | 1387.165 | 0.56
D | 4002 | 2021-08-21 | 2 | OFF | 38.12 | 6.26 | 0.46 | 0.02 | 0.08 | 0 | 0 | -0.03 | -0.3 | -0.04 | 0 |  | 0.39 | 0.34 | 0.23 | 45.53 | 1312.523 | 0.56
D | 4002 | 2021-08-21 | 3 | OFF | 34.28 | 6.26 | 0.46 | 0.02 | 0.06 | 0 | 0 | 0 | -0.29 | -0.04 | 0 |  | 0.39 | 0.34 | 0.23 | 41.71 | 1263.556 | 0.54
D | 4002 | 2021-08-21 | 4 | OFF | 34.04 | 6.26 | 0.46 | 0.02 | 0.05 | 0 | 0 | -0.06 | -0.27 | -0.04 | 0 |  | 0.39 | 0.34 | 0.23 | 41.42 | 1245.041 | 0.53
D | 4002 | 2021-08-21 | 5 | OFF | 33.24 | 6.26 | 0.46 | 0.02 | 0.05 | 0 | 0 | -0.02 | -0.27 | -0.04 | 0 |  | 0.39 | 0.34 | 0.23 | 40.66 | 1239.553 | 0.53
D | 4002 | 2021-08-21 | 6 | OFF | 32.81 | 6.26 | 0.46 | 0.02 | 0.04 | 0 | 0 | -0.04 | -0.24 | -0.04 | 0 |  | 0.39 | 0.34 | 0.23 | 40.23 | 1256.22 | 0.52
D | 4002 | 2021-08-21 | 7 | OFF | 32.85 | 6.26 | 0.46 | 0.02 | 0.08 | 0 | 0 | -0.03 | -0.18 | -0.04 | 0 |  | 0.39 | 0.34 | 0.23 | 40.38 | 1300.19 | 0.56
D | 4002 | 2021-08-21 | 8 | OFF | 30.5 | 6.26 | 0.46 | 0.02 | 0.12 | 0 | 0 | 0.04 | -0.2 | -0.04 | 0 |  | 0.39 | 0.34 | 0.23 | 38.12 | 1393.713 | 0.6
D | 4002 | 2021-08-21 | 9 | OFF | 30.42 | 6.26 | 0.46 | 0.02 | 0.07 | 0 | 0 | 0 | -0.27 | -0.04 | 0 |  | 0.39 | 0.34 | 0.23 | 37.88 | 1543.309 | 0.55
D | 4002 | 2021-08-21 | 10 | OFF | 31.4 | 6.26 | 0.46 | 0.02 | 0.03 | 0 | 0 | 0 | -0.33 | -0.04 | 0 |  | 0.39 | 0.34 | 0.23 | 38.76 | 1671.122 | 0.51
D | 4002 | 2021-08-21 | 11 | OFF | 33.63 | 6.26 | 0.46 | 0.02 | 0.05 | 0 | 0 | 0.01 | -0.28 | -0.04 | 0 |  | 0.39 | 0.34 | 0.23 | 41.07 | 1772.343 | 0.53
D | 4002 | 2021-08-21 | 12 | OFF | 37.66 | 6.26 | 0.46 | 0.02 | 0.05 | 0 | 0 | 0 | -0.23 | -0.04 | 0 |  | 0.39 | 0.34 | 0.23 | 45.14 | 1842.357 | 0.53
D | 4002 | 2021-08-21 | 13 | OFF | 40.57 | 6.26 | 0.46 | 0.02 | 0.07 | 0 | 0 | -0.04 | -0.26 | -0.04 | 0 |  | 0.39 | 0.34 | 0.23 | 48 | 1891.819 | 0.55
D | 4002 | 2021-08-21 | 14 | OFF | 42.01 | 6.26 | 0.46 | 0.02 | 0.05 | 0 | 0 | -0.03 | -0.28 | -0.04 | 0 |  | 0.39 | 0.34 | 0.23 | 49.41 | 1921.163 | 0.53
D | 4002 | 2021-08-21 | 15 | OFF | 47.23 | 6.26 | 0.46 | 0.02 | 0.06 | 0 | 0.02 | -0.04 | -0.28 | -0.04 | 0 |  | 0.39 | 0.34 | 0.23 | 54.65 | 1918.772 | 0.56
D | 4002 | 2021-08-21 | 16 | OFF | 51.79 | 6.26 | 0.46 | 0.02 | 0.09 | 0 | 0.03 | -0.01 | -0.34 | -0.04 | 0 |  | 0.39 | 0.34 | 0.23 | 59.22 | 1930.31 | 0.6
D | 4002 | 2021-08-21 | 17 | OFF | 60.85 | 6.26 | 0.46 | 0.02 | 0.19 | 0 | 0.16 | -0.04 | -0.38 | -0.04 | 0 |  | 0.39 | 0.34 | 0.23 | 68.44 | 1936.457 | 0.83
D | 4002 | 2021-08-21 | 18 | OFF | 56.29 | 6.26 | 0.46 | 0.02 | 0.17 | 0 | 0.01 | -0.02 | -0.38 | -0.04 | 0 |  | 0.39 | 0.34 | 0.23 | 63.73 | 1929.74 | 0.66
D | 4002 | 2021-08-21 | 19 | OFF | 57.53 | 6.26 | 0.46 | 0.02 | 0.21 | 0 | 0.08 | -0.02 | -0.3 | -0.04 | 0 |  | 0.39 | 0.34 | 0.23 | 65.16 | 1878.808 | 0.77
D | 4002 | 2021-08-21 | 20 | OFF | 50.79 | 6.26 | 0.46 | 0.02 | 0.19 | 0 | 0 | -0.01 | -0.25 | -0.04 | 0 |  | 0.39 | 0.34 | 0.23 | 58.38 | 1820.5 | 0.67
D | 4002 | 2021-08-21 | 21 | OFF | 48.83 | 6.26 | 0.46 | 0.02 | 0.15 | 0 | 0 | 0.01 | -0.15 | -0.04 | 0 |  | 0.39 | 0.34 | 0.23 | 56.5 | 1770.564 | 0.63
D | 4002 | 2021-08-21 | 22 | OFF | 45.29 | 6.26 | 0.46 | 0.02 | 0.09 | 0 | 0 | -0.08 | -0.22 | -0.04 | 0 |  | 0.39 | 0.34 | 0.23 | 52.74 | 1659.545 | 0.57
D | 4002 | 2021-08-21 | 23 | OFF | 39.31 | 6.26 | 0.46 | 0.02 | 0.18 | 0 | 0 | -0.03 | -0.17 | -0.04 | 0 |  | 0.39 | 0.34 | 0.23 | 46.95 | 1527.475 | 0.66
D | 4002 | 2021-08-21 | 24 | OFF | 31.94 | 6.26 | 0.46 | 0.02 | 0.13 | 0 | 0 | -0.03 | -0.31 | -0.04 | 0 |  | 0.39 | 0.34 | 0.23 | 39.39 | 1406.022 | 0.61
D | 4002 | 2021-08-22 | 1 | OFF | 35.72 | 6.26 | 0.1 | 0.01 | 0.16 | 0 | 0.03 | -0.06 | -0.24 | -0.04 | 0 |  | 0.39 | 0.34 | 0.23 | 42.9 | 1311.401 | 0.3
D | 4002 | 2021-08-22 | 2 | OFF | 32.97 | 6.26 | 0.1 | 0.01 | 0.09 | 0 | 0 | -0.06 | -0.2 | -0.04 | 0 |  | 0.39 | 0.34 | 0.23 | 40.09 | 1244.164 | 0.2
D | 4002 | 2021-08-22 | 3 | OFF | 33.42 | 6.26 | 0.1 | 0.01 | 0.07 | 0 | 0 | -0.01 | -0.17 | -0.04 | 0 |  | 0.39 | 0.34 | 0.23 | 40.6 | 1199.353 | 0.18
D | 4002 | 2021-08-22 | 4 | OFF | 33 | 6.26 | 0.1 | 0.01 | 0.05 | 0 | 0 | -0.02 | -0.13 | -0.04 | 0 |  | 0.39 | 0.34 | 0.23 | 40.19 | 1172.484 | 0.16
D | 4002 | 2021-08-22 | 5 | OFF | 35.62 | 6.26 | 0.1 | 0.01 | 0.06 | 0 | 0 | -0.04 | -0.13 | -0.04 | 0 |  | 0.39 | 0.34 | 0.23 | 42.8 | 1158.17 | 0.17
D | 4002 | 2021-08-22 | 6 | OFF | 38.31 | 6.26 | 0.1 | 0.01 | 0.06 | 0 | 0 | 0.01 | -0.11 | -0.04 | 0 |  | 0.39 | 0.34 | 0.23 | 45.56 | 1169.292 | 0.17
D | 4002 | 2021-08-22 | 7 | OFF | 40.01 | 6.26 | 0.1 | 0.01 | 0.11 | 0 | 0 | -0.04 | -0.16 | -0.04 | 0 |  | 0.39 | 0.34 | 0.23 | 47.21 | 1195.845 | 0.22
D | 4002 | 2021-08-22 | 8 | OFF | 42.58 | 6.26 | 0.1 | 0.01 | 0.19 | 0 | 0.07 | 0.01 | -0.12 | -0.04 | 0 |  | 0.39 | 0.34 | 0.23 | 50.02 | 1254.532 | 0.37
D | 4002 | 2021-08-22 | 9 | OFF | 45.23 | 6.26 | 0.1 | 0.01 | 0.16 | 0 | 0.07 | -0.06 | -0.17 | -0.04 | 0 |  | 0.39 | 0.34 | 0.23 | 52.52 | 1347.49 | 0.34
D | 4002 | 2021-08-22 | 10 | OFF | 47.93 | 6.26 | 0.1 | 0.01 | 0.12 | 0 | 0.17 | 0.04 | -0.25 | -0.04 | 0 |  | 0.39 | 0.34 | 0.23 | 55.3 | 1419.29 | 0.4
D | 4002 | 2021-08-22 | 11 | OFF | 37.78 | 6.26 | 0.1 | 0.01 | 0.06 | 0 | 0.01 | 0.01 | -0.24 | -0.04 | 0 |  | 0.39 | 0.34 | 0.23 | 44.91 | 1480.938 | 0.18
D | 4002 | 2021-08-22 | 12 | OFF | 43.5 | 6.26 | 0.1 | 0.01 | 0.1 | 0 | 0.09 | 0.07 | -0.22 | -0.04 | 0 |  | 0.39 | 0.34 | 0.23 | 50.83 | 1525.185 | 0.3
D | 4002 | 2021-08-22 | 13 | OFF | 38.61 | 6.26 | 0.1 | 0.01 | 0.08 | 0 | 0 | 0.02 | -0.23 | -0.04 | 0 |  | 0.39 | 0.34 | 0.23 | 45.77 | 1547.08 | 0.19
D | 4002 | 2021-08-22 | 14 | OFF | 40.7 | 6.26 | 0.1 | 0.01 | 0.05 | 0 | 0.04 | -0.04 | -0.11 | -0.04 | 0 |  | 0.39 | 0.34 | 0.23 | 47.93 | 1540.634 | 0.2
D | 4002 | 2021-08-22 | 15 | OFF | 40.36 | 6.26 | 0.1 | 0.01 | 0.09 | 0 | 0.03 | -0.01 | -0.14 | -0.04 | 0 |  | 0.39 | 0.34 | 0.23 | 47.62 | 1520.722 | 0.23
D | 4002 | 2021-08-22 | 16 | OFF | 37.19 | 6.26 | 0.1 | 0.01 | 0.08 | 0 | 0 | -0.02 | -0.19 | -0.04 | 0 |  | 0.39 | 0.34 | 0.23 | 44.35 | 1513.074 | 0.19
D | 4002 | 2021-08-22 | 17 | OFF | 36.84 | 6.26 | 0.1 | 0.01 | 0.06 | 0 | 0 | 0.01 | -0.23 | -0.04 | 0 |  | 0.39 | 0.34 | 0.23 | 43.97 | 1529.295 | 0.17
D | 4002 | 2021-08-22 | 18 | OFF | 41.11 | 6.26 | 0.1 | 0.01 | 0.08 | 0 | 0.03 | -0.02 | -0.25 | -0.04 | 0 |  | 0.39 | 0.34 | 0.23 | 48.24 | 1558.153 | 0.22
D | 4002 | 2021-08-22 | 19 | OFF | 40.62 | 6.26 | 0.1 | 0.01 | 0.21 | 0 | 0.01 | -0.01 | -0.29 | -0.04 | 0 |  | 0.39 | 0.34 | 0.23 | 47.83 | 1546.119 | 0.33
D | 4002 | 2021-08-22 | 20 | OFF | 40.12 | 6.26 | 0.1 | 0.01 | 0.2 | 0 | 0 | -0.03 | -0.23 | -0.04 | 0 |  | 0.39 | 0.34 | 0.23 | 47.35 | 1517.448 | 0.31
D | 4002 | 2021-08-22 | 21 | OFF | 35.48 | 6.26 | 0.1 | 0.01 | 0.13 | 0 | 0 | 0.02 | -0.22 | -0.04 | 0 |  | 0.39 | 0.34 | 0.23 | 42.7 | 1471.884 | 0.24
D | 4002 | 2021-08-22 | 22 | OFF | 31.95 | 6.26 | 0.1 | 0.01 | 0.08 | 0 | 0 | -0.04 | -0.21 | -0.04 | 0 |  | 0.39 | 0.34 | 0.23 | 39.07 | 1390.215 | 0.19
D | 4002 | 2021-08-22 | 23 | OFF | 32.12 | 6.26 | 0.1 | 0.01 | 0.14 | 0 | 0 | -0.04 | -0.28 | -0.04 | 0 |  | 0.39 | 0.34 | 0.23 | 39.23 | 1300.802 | 0.25
D | 4002 | 2021-08-22 | 24 | OFF | 30.66 | 6.26 | 0.1 | 0.01 | 0.14 | 0 | 0 | 0.03 | -0.22 | -0.04 | 0 |  | 0.39 | 0.34 | 0.23 | 37.9 | 1215.621 | 0.25
D | 4002 | 2021-08-23 | 1 | OFF | 30.17 | 6.26 | 0.21 | 0.01 | 0.07 | 0 | 0 | 0 | -0.15 | -0.04 | 0 |  | 0.39 | 0.34 | 0.23 | 37.49 | 1153.552 | 0.29
D | 4002 | 2021-08-23 | 2 | OFF | 29.08 | 6.26 | 0.21 | 0.01 | 0.07 | 0 | 0 | 0.03 | -0.11 | -0.04 | 0 |  | 0.39 | 0.34 | 0.23 | 36.47 | 1116.413 | 0.29
D | 4002 | 2021-08-23 | 3 | OFF | 28.17 | 6.26 | 0.21 | 0.01 | 0.08 | 0 | 0 | 0.01 | -0.08 | -0.04 | 0 |  | 0.39 | 0.34 | 0.23 | 35.58 | 1095.465 | 0.3
D | 4002 | 2021-08-23 | 4 | OFF | 27.77 | 6.26 | 0.21 | 0.01 | 0.08 | 0 | 0 | 0.02 | -0.09 | -0.04 | 0 |  | 0.39 | 0.34 | 0.23 | 35.18 | 1095.442 | 0.3
D | 4002 | 2021-08-23 | 5 | OFF | 29.05 | 6.26 | 0.21 | 0.01 | 0.08 | 0 | 0 | 0.03 | -0.08 | -0.04 | 0 |  | 0.39 | 0.34 | 0.23 | 36.48 | 1127.465 | 0.3
D | 4002 | 2021-08-23 | 6 | OFF | 29.27 | 6.26 | 0.21 | 0.01 | 0.12 | 0 | 0 | 0.05 | -0.13 | -0.04 | 0 |  | 0.39 | 0.34 | 0.23 | 36.71 | 1210.046 | 0.34
D | 4002 | 2021-08-23 | 7 | OFF | 30.24 | 6.26 | 0.21 | 0.01 | 0.13 | 0 | 0 | 0.07 | -0.27 | -0.04 | 0 |  | 0.39 | 0.34 | 0.23 | 37.57 | 1326.788 | 0.35
D | 4002 | 2021-08-23 | 8 | ON | 30.68 | 6.26 | 0.21 | 0.01 | 0.13 | 0.43 | 0 | -0.02 | -0.35 | -0.04 | 0 |  | 0.39 | 0.34 | 0.23 | 38.27 | 1451.092 | 0.78
D | 4002 | 2021-08-23 | 9 | ON | 32.97 | 6.26 | 0.21 | 0.01 | 0.11 | 0.38 | 0 | 0.02 | -0.24 | -0.04 | 0 |  | 0.39 | 0.34 | 0.23 | 40.64 | 1559.553 | 0.71
D | 4002 | 2021-08-23 | 10 | ON | 36.43 | 6.26 | 0.21 | 0.01 | 0.07 | 0.38 | 0 | -0.02 | -0.25 | -0.04 | 0 |  | 0.39 | 0.34 | 0.23 | 44.01 | 1639.476 | 0.67
D | 4002 | 2021-08-23 | 11 | ON | 38.38 | 6.26 | 0.21 | 0.01 | 0.06 | 0.37 | 0 | 0.04 | -0.26 | -0.04 | 0 |  | 0.39 | 0.34 | 0.23 | 45.99 | 1710.936 | 0.65
D | 4002 | 2021-08-23 | 12 | ON | 40.65 | 6.26 | 0.21 | 0.01 | 0.07 | 0.36 | 0 | 0.04 | -0.27 | -0.04 | 0 |  | 0.39 | 0.34 | 0.23 | 48.25 | 1759.015 | 0.65
D | 4002 | 2021-08-23 | 13 | ON | 48.41 | 6.26 | 0.21 | 0.01 | 0.08 | 0.35 | 0.11 | 0.04 | -0.23 | -0.04 | 0 |  | 0.39 | 0.34 | 0.23 | 56.16 | 1788.159 | 0.76
D | 4002 | 2021-08-23 | 14 | ON | 55.02 | 6.26 | 0.21 | 0.01 | 0.12 | 0.34 | 0.24 | 0.07 | -0.25 | -0.04 | 0 |  | 0.39 | 0.34 | 0.23 | 62.94 | 1809.916 | 0.92
D | 4002 | 2021-08-23 | 15 | ON | 64.8 | 6.26 | 0.21 | 0.01 | 0.15 | 0.34 | 0.46 | 0.05 | -0.25 | -0.04 | 0 |  | 0.39 | 0.34 | 0.23 | 72.95 | 1809.376 | 1.17
D | 4002 | 2021-08-23 | 16 | ON | 59.63 | 6.26 | 0.21 | 0.01 | 0.16 | 0.34 | 0.18 | 0.08 | -0.32 | -0.04 | 0 |  | 0.39 | 0.34 | 0.23 | 67.47 | 1799.031 | 0.9
D | 4002 | 2021-08-23 | 17 | ON | 44.87 | 6.26 | 0.21 | 0.01 | 0.17 | 0.34 | 0 | 0.08 | -0.36 | -0.04 | 0 |  | 0.39 | 0.34 | 0.23 | 52.5 | 1786.831 | 0.73
D | 4002 | 2021-08-23 | 18 | ON | 44.44 | 6.26 | 0.21 | 0.01 | 0.42 | 0.34 | 0.02 | 0.03 | -0.43 | -0.04 | 0 |  | 0.39 | 0.34 | 0.23 | 52.22 | 1792.802 | 1
D | 4002 | 2021-08-23 | 19 | ON | 42.22 | 6.26 | 0.21 | 0.01 | 0.13 | 0.34 | 0 | 0.01 | -0.37 | -0.04 | 0 |  | 0.39 | 0.34 | 0.23 | 49.73 | 1772.758 | 0.69
D | 4002 | 2021-08-23 | 20 | ON | 42.22 | 6.26 | 0.21 | 0.01 | 0.13 | 0.35 | 0 | 0.02 | -0.3 | -0.04 | 0 |  | 0.39 | 0.34 | 0.23 | 49.82 | 1729.994 | 0.7
D | 4002 | 2021-08-23 | 21 | ON | 39.57 | 6.26 | 0.21 | 0.01 | 0.12 | 0.36 | 0 | 0.06 | -0.21 | -0.04 | 0 |  | 0.39 | 0.34 | 0.23 | 47.3 | 1660.129 | 0.7
D | 4002 | 2021-08-23 | 22 | ON | 34.93 | 6.26 | 0.21 | 0.01 | 0.07 | 0.38 | 0 | 0.06 | -0.15 | -0.04 | 0 |  | 0.39 | 0.34 | 0.23 | 42.69 | 1549.807 | 0.67
D | 4002 | 2021-08-23 | 23 | ON | 31.65 | 6.26 | 0.21 | 0.01 | 0.12 | 0.41 | 0 | -0.01 | -0.19 | -0.04 | 0 |  | 0.39 | 0.34 | 0.23 | 39.38 | 1422.801 | 0.75
D | 4002 | 2021-08-23 | 24 | OFF | 30.6 | 6.26 | 0.21 | 0.01 | 0.12 | 0 | 0 | -0.01 | -0.18 | -0.04 | 0 |  | 0.39 | 0.34 | 0.23 | 37.93 | 1313.636 | 0.34
D | 4002 | 2021-08-24 | 1 | OFF | 33.91 | 6.26 | 1.7 | 0.3 | 0.08 | 0 | 0 | 0.03 | -0.11 | -0.04 | 0 |  | 0.39 | 0.34 | 0.23 | 43.09 | 1241.086 | 2.08
D | 4002 | 2021-08-24 | 2 | OFF | 32.43 | 6.26 | 1.7 | 0.3 | 0.04 | 0 | 0 | 0.05 | -0.08 | -0.04 | 0 |  | 0.39 | 0.34 | 0.23 | 41.62 | 1198.715 | 2.04
D | 4002 | 2021-08-24 | 3 | OFF | 28.73 | 6.26 | 1.7 | 0.3 | 0.08 | 0 | 0 | 0.05 | -0.08 | -0.04 | 0 |  | 0.39 | 0.34 | 0.23 | 37.96 | 1169.348 | 2.08
D | 4002 | 2021-08-24 | 4 | OFF | 27.65 | 6.26 | 1.7 | 0.3 | 0.07 | 0 | 0 | 0.05 | -0.09 | -0.04 | 0 |  | 0.39 | 0.34 | 0.23 | 36.86 | 1162.601 | 2.07
D | 4002 | 2021-08-24 | 5 | OFF | 27.83 | 6.26 | 1.7 | 0.3 | 0.06 | 0 | 0 | 0.07 | -0.1 | -0.04 | 0 |  | 0.39 | 0.34 | 0.23 | 37.04 | 1184.556 | 2.06
D | 4002 | 2021-08-24 | 6 | OFF | 29.95 | 6.26 | 1.7 | 0.3 | 0.12 | 0 | 0 | 0.04 | -0.11 | -0.04 | 0 |  | 0.39 | 0.34 | 0.23 | 39.18 | 1261.203 | 2.12
D | 4002 | 2021-08-24 | 7 | OFF | 34.08 | 6.26 | 1.7 | 0.3 | 1.28 | 0 | 0 | 0.05 | -0.19 | -0.04 | 0 |  | 0.39 | 0.34 | 0.23 | 44.4 | 1372.128 | 3.28
D | 4002 | 2021-08-24 | 8 | ON | 33.04 | 6.26 | 1.7 | 0.3 | 0.77 | 0.42 | 0 | 0 | -0.24 | -0.04 | 0 |  | 0.39 | 0.34 | 0.23 | 43.17 | 1487.643 | 3.19
D | 4002 | 2021-08-24 | 9 | ON | 35.08 | 6.26 | 1.7 | 0.3 | 0.23 | 0.39 | 0 | 0.03 | -0.31 | -0.04 | 0 |  | 0.39 | 0.34 | 0.23 | 44.6 | 1608.893 | 2.62
D | 4002 | 2021-08-24 | 10 | ON | 33.53 | 6.26 | 1.7 | 0.3 | 0.05 | 0.38 | 0 | 0.01 | -0.29 | -0.04 | 0 |  | 0.39 | 0.34 | 0.23 | 42.86 | 1690.84 | 2.43
D | 4002 | 2021-08-24 | 11 | ON | 35.14 | 6.26 | 1.7 | 0.3 | 0.03 | 0.36 | 0 | 0.01 | -0.27 | -0.04 | 0 |  | 0.39 | 0.34 | 0.23 | 44.45 | 1787.785 | 2.39
D | 4002 | 2021-08-24 | 12 | ON | 40.15 | 6.26 | 1.7 | 0.3 | 0.08 | 0.34 | 0 | 0.01 | -0.27 | -0.04 | 0 |  | 0.39 | 0.34 | 0.23 | 49.49 | 1888.33 | 2.42
D | 4002 | 2021-08-24 | 13 | ON | 50.03 | 6.26 | 1.7 | 0.3 | 0.06 | 0.32 | 0.02 | -0.02 | -0.24 | -0.04 | 0 |  | 0.39 | 0.34 | 0.23 | 59.35 | 1970.787 | 2.4
D | 4002 | 2021-08-24 | 14 | ON | 89.04 | 6.26 | 1.7 | 0.3 | 0.19 | 0.31 | 0.11 | -0.13 | -0.21 | -0.04 | 0 |  | 0.39 | 0.34 | 0.23 | 98.49 | 2042.79 | 2.61
D | 4002 | 2021-08-24 | 15 | ON | 117.16 | 6.26 | 1.7 | 0.3 | 1.6 | 0.29 | 0.15 | -0.05 | -0.36 | -0.04 | 0 |  | 0.39 | 0.34 | 0.23 | 127.97 | 2097.949 | 4.04
D | 4002 | 2021-08-24 | 16 | ON | 110.68 | 6.26 | 1.7 | 0.3 | 4.25 | 0.29 | 0.72 | 0.02 | -0.39 | -0.04 | 0 |  | 0.39 | 0.34 | 0.23 | 124.75 | 2142.124 | 7.26
D | 4002 | 2021-08-24 | 17 | ON | 162.2 | 6.26 | 1.7 | 0.3 | 5.11 | 0 | 2.61 | 0 | -0.08 | -0.04 | 0 |  | 0.39 | 0.34 | 0.23 | 179.02 | 2178.424 | 9.72
D | 4002 | 2021-08-24 | 18 | ON | 283.8 | 6.26 | 1.7 | 0.3 | 7.08 | -0.6 | 8.04 | -0.8 | -0.49 | -0.04 | 0 |  | 0.39 | 0.34 | 0.23 | 306.21 | 2206.725 | 16.52
D | 4002 | 2021-08-24 | 19 | ON | 304.74 | 6.26 | 1.7 | 0.3 | 8.52 | -0.76 | 15.59 | 0.19 | -0.36 | -0.04 | 0 |  | 0.39 | 0.34 | 0.23 | 337.1 | 2173.394 | 25.35
D | 4002 | 2021-08-24 | 20 | ON | 179.31 | 6.26 | 1.7 | 0.3 | 5.37 | 0.25 | 0.71 | -0.11 | -0.44 | -0.04 | 0 |  | 0.39 | 0.34 | 0.23 | 194.27 | 2097.259 | 8.33
D | 4002 | 2021-08-24 | 21 | ON | 96.95 | 6.26 | 1.7 | 0.3 | 0.67 | 0.27 | 0.51 | -0.01 | -0.05 | -0.04 | 0 |  | 0.39 | 0.34 | 0.23 | 107.52 | 2013.053 | 3.45
D | 4002 | 2021-08-24 | 22 | ON | 49.36 | 6.26 | 1.7 | 0.3 | 0.13 | 0.29 | 0.1 | -0.03 | -0.1 | -0.04 | 0 |  | 0.39 | 0.34 | 0.23 | 58.93 | 1856.8 | 2.52
D | 4002 | 2021-08-24 | 23 | ON | 41.88 | 6.26 | 1.7 | 0.3 | 0.19 | 0.32 | 0 | -0.05 | -0.17 | -0.04 | 0 |  | 0.39 | 0.34 | 0.23 | 51.35 | 1672.897 | 2.51
D | 4002 | 2021-08-24 | 24 | OFF | 39.98 | 6.26 | 1.7 | 0.3 | 0.16 | 0 | 0 | -0.07 | -0.2 | -0.04 | 0 |  | 0.39 | 0.34 | 0.23 | 49.05 | 1518.112 | 2.16
D | 4002 | 2021-08-25 | 1 | OFF | 47.56 | 6.26 | 3.31 | 0.53 | 0.16 | 0 | 0 | 0.03 | -0.06 | -0.04 | 0 |  | 0.39 | 0.34 | 0.23 | 58.71 | 1403.503 | 4
D | 4002 | 2021-08-25 | 2 | OFF | 39.32 | 6.26 | 3.31 | 0.53 | 0.06 | 0 | 0 | 0.04 | -0.13 | -0.04 | 0 |  | 0.39 | 0.34 | 0.23 | 50.31 | 1324.826 | 3.9
D | 4002 | 2021-08-25 | 3 | OFF | 34.92 | 6.26 | 3.31 | 0.53 | 0.05 | 0 | 0 | 0.02 | -0.08 | -0.04 | 0 |  | 0.39 | 0.34 | 0.23 | 45.93 | 1271.155 | 3.89
D | 4002 | 2021-08-25 | 4 | OFF | 33.72 | 6.26 | 3.31 | 0.53 | 0.03 | 0 | 0 | 0.06 | -0.09 | -0.04 | 0 |  | 0.39 | 0.34 | 0.23 | 44.74 | 1243.377 | 3.87
D | 4002 | 2021-08-25 | 5 | OFF | 33.85 | 6.26 | 3.31 | 0.53 | 0.04 | 0 | 0 | 0.04 | -0.09 | -0.04 | 0 |  | 0.39 | 0.34 | 0.23 | 44.86 | 1246.605 | 3.88
D | 4002 | 2021-08-25 | 6 | OFF | 37.69 | 6.26 | 3.31 | 0.53 | 0.13 | 0 | 0 | 0.09 | -0.08 | -0.04 | 0 |  | 0.39 | 0.34 | 0.23 | 48.85 | 1304.562 | 3.97
D | 4002 | 2021-08-25 | 7 | OFF | 41.31 | 6.26 | 3.31 | 0.53 | 0.15 | 0 | 0 | 0.04 | -0.16 | -0.04 | 0 |  | 0.39 | 0.34 | 0.23 | 52.36 | 1420.114 | 3.99
D | 4002 | 2021-08-25 | 8 | ON | 61.93 | 6.26 | 3.31 | 0.53 | 0.53 | 0.37 | 0 | -0.02 | -0.01 | -0.04 | 0 |  | 0.39 | 0.34 | 0.23 | 73.82 | 1528.375 | 4.74
D | 4002 | 2021-08-25 | 9 | ON | 38.78 | 6.26 | 3.31 | 0.53 | 0.09 | 0.35 | 0 | 0.06 | -0.21 | -0.04 | 0 |  | 0.39 | 0.34 | 0.23 | 50.09 | 1642.188 | 4.28
D | 4002 | 2021-08-25 | 10 | ON | 41.68 | 6.26 | 3.31 | 0.53 | 0.07 | 0.31 | 0 | 0.05 | -0.24 | -0.04 | 0 |  | 0.39 | 0.34 | 0.23 | 52.89 | 1743.455 | 4.22
D | 4002 | 2021-08-25 | 11 | ON | 42.99 | 6.26 | 3.31 | 0.53 | 0.05 | 0.29 | 0 | 0.02 | -0.22 | -0.04 | 0 |  | 0.39 | 0.34 | 0.23 | 54.15 | 1855.318 | 4.18
D | 4002 | 2021-08-25 | 12 | ON | 57.65 | 6.26 | 3.31 | 0.53 | 0.09 | 0.29 | 0.42 | 0 | -0.15 | -0.04 | 0 |  | 0.39 | 0.34 | 0.23 | 69.32 | 1951.698 | 4.64
D | 4002 | 2021-08-25 | 13 | ON | 63.79 | 6.26 | 3.31 | 0.53 | 0.11 | 0.3 | 0.25 | 0.04 | -0.35 | -0.04 | 0 |  | 0.39 | 0.34 | 0.23 | 75.16 | 2040.234 | 4.5
D | 4002 | 2021-08-25 | 14 | ON | 95.42 | 6.26 | 3.31 | 0.53 | 0.2 | 0.29 | 0.41 | -0.06 | -0.17 | -0.04 | 0 |  | 0.39 | 0.34 | 0.23 | 107.11 | 2118.97 | 4.74
D | 4002 | 2021-08-25 | 15 | ON | 131.57 | 6.26 | 3.31 | 0.53 | 0.49 | 0.28 | 0.89 | 0.05 | -0.34 | -0.04 | 0 |  | 0.39 | 0.34 | 0.23 | 143.96 | 2182.653 | 5.5
D | 4002 | 2021-08-25 | 16 | ON | 158.29 | 6.26 | 3.31 | 0.53 | 0.56 | 0.27 | 0.84 | 0.13 | -0.4 | -0.04 | 0 |  | 0.39 | 0.34 | 0.23 | 170.71 | 2220.841 | 5.51
D | 4002 | 2021-08-25 | 17 | ON | 217.41 | 6.26 | 3.31 | 0.53 | 0.61 | -0.26 | 0.85 | 0.48 | -0.67 | -0.04 | 0 |  | 0.39 | 0.34 | 0.23 | 229.44 | 2235.893 | 5.04
D | 4002 | 2021-08-25 | 18 | ON | 383.19 | 6.26 | 3.31 | 0.53 | 7.25 | -2.23 | 19.1 | 0.85 | -0.91 | -0.04 | 0 |  | 0.39 | 0.34 | 0.23 | 418.27 | 2231.053 | 27.96
D | 4002 | 2021-08-25 | 19 | ON | 306.61 | 6.26 | 3.31 | 0.53 | 6.25 | -0.78 | 17.83 | 0.3 | -0.56 | -0.04 | 0 |  | 0.39 | 0.34 | 0.23 | 340.67 | 2175.784 | 27.14
D | 4002 | 2021-08-25 | 20 | ON | 220.07 | 6.26 | 3.31 | 0.53 | 2.3 | -0.52 | 10.07 | -0.01 | -0.67 | -0.04 | 0 |  | 0.39 | 0.34 | 0.23 | 242.26 | 2092.158 | 15.69
D | 4002 | 2021-08-25 | 21 | ON | 177.47 | 6.26 | 3.31 | 0.53 | 1 | 0.25 | 0.63 | -0.1 | -0.08 | -0.04 | 0 |  | 0.39 | 0.34 | 0.23 | 190.19 | 2010.385 | 5.72
D | 4002 | 2021-08-25 | 22 | ON | 93.66 | 6.26 | 3.31 | 0.53 | 0.8 | 0.23 | 0 | -0.04 | 0.22 | -0.04 | 0 |  | 0.39 | 0.34 | 0.23 | 105.89 | 1846.143 | 4.87
D | 4002 | 2021-08-25 | 23 | ON | 44.16 | 6.26 | 3.31 | 0.53 | 0.3 | 0.27 | 0 | -0.09 | -0.14 | -0.04 | 0 |  | 0.39 | 0.34 | 0.23 | 55.52 | 1666.01 | 4.41
D | 4002 | 2021-08-25 | 24 | OFF | 45.91 | 6.26 | 3.31 | 0.53 | 0.21 | 0 | 0 | 0.08 | -0.41 | -0.04 | 0 |  | 0.39 | 0.34 | 0.23 | 56.81 | 1516.838 | 4.05
D | 4002 | 2021-08-26 | 1 | OFF | 50.85 | 6.26 | 5.82 | 0.36 | 0.08 | 0 | 0 | 0.06 | -0.36 | -0.04 | 0 |  | 0.39 | 0.34 | 0.23 | 63.99 | 1408.454 | 6.26
D | 4002 | 2021-08-26 | 2 | OFF | 39.97 | 6.26 | 5.82 | 0.36 | 0.32 | 0 | 0 | 0.03 | -0.18 | -0.04 | 0 |  | 0.39 | 0.34 | 0.23 | 53.5 | 1333.893 | 6.5
D | 4002 | 2021-08-26 | 3 | OFF | 35.74 | 6.26 | 5.82 | 0.36 | 0.08 | 0 | 0 | 0.03 | -0.16 | -0.04 | 0 |  | 0.39 | 0.34 | 0.23 | 49.05 | 1284.525 | 6.26
D | 4002 | 2021-08-26 | 4 | OFF | 33.05 | 6.26 | 5.82 | 0.36 | 0.04 | 0 | 0 | 0.03 | -0.16 | -0.04 | 0 |  | 0.39 | 0.34 | 0.23 | 46.32 | 1259.494 | 6.22
D | 4002 | 2021-08-26 | 5 | OFF | 31.77 | 6.26 | 5.82 | 0.36 | 0.05 | 0 | 0 | 0.02 | -0.18 | -0.04 | 0 |  | 0.39 | 0.34 | 0.23 | 45.02 | 1269.162 | 6.23
D | 4002 | 2021-08-26 | 6 | OFF | 33.01 | 6.26 | 5.82 | 0.36 | 0.1 | 0 | 0 | 0.05 | -0.21 | -0.04 | 0 |  | 0.39 | 0.34 | 0.23 | 46.31 | 1334.966 | 6.28
D | 4002 | 2021-08-26 | 7 | OFF | 37.6 | 6.26 | 5.82 | 0.36 | 0.64 | 0 | 0 | 0.05 | -0.32 | -0.04 | 0 |  | 0.39 | 0.34 | 0.23 | 51.33 | 1446.454 | 6.82
D | 4002 | 2021-08-26 | 8 | ON | 42.08 | 6.26 | 5.82 | 0.36 | 0.3 | 0.38 | 0 | 0.07 | -0.5 | -0.04 | 0 |  | 0.39 | 0.34 | 0.23 | 55.69 | 1574.024 | 6.86
D | 4002 | 2021-08-26 | 9 | ON | 38.47 | 6.26 | 5.82 | 0.36 | 0.19 | 0.35 | 0 | 0.04 | -0.33 | -0.04 | 0 |  | 0.39 | 0.34 | 0.23 | 52.08 | 1710.202 | 6.72
D | 4002 | 2021-08-26 | 10 | ON | 38.18 | 6.26 | 5.82 | 0.36 | 0.21 | 0.33 | 0 | 0 | -0.29 | -0.04 | 0 |  | 0.39 | 0.34 | 0.23 | 51.79 | 1843.373 | 6.72
D | 4002 | 2021-08-26 | 11 | ON | 47.2 | 6.26 | 5.82 | 0.36 | 0.12 | 0.31 | 0.03 | -0.05 | -0.17 | -0.04 | 0 |  | 0.39 | 0.34 | 0.23 | 60.8 | 1987.962 | 6.64
D | 4002 | 2021-08-26 | 12 | ON | 63.48 | 6.26 | 5.82 | 0.36 | 0.1 | 0.29 | 0.04 | -0.07 | -0.27 | -0.04 | 0 |  | 0.39 | 0.34 | 0.23 | 76.93 | 2109.79 | 6.61
D | 4002 | 2021-08-26 | 13 | ON | 85.88 | 6.26 | 5.82 | 0.36 | 0.22 | 0.28 | 0 | 0.01 | -0.31 | -0.04 | 0 |  | 0.39 | 0.34 | 0.23 | 99.44 | 2219.875 | 6.68
D | 4002 | 2021-08-26 | 14 | ON | 124.3 | 6.26 | 5.82 | 0.36 | 0.31 | 0.27 | 0.32 | 0.05 | -0.54 | -0.04 | 0 |  | 0.39 | 0.34 | 0.23 | 138.07 | 2308.512 | 7.08
D | 4002 | 2021-08-26 | 15 | ON | 116.73 | 6.26 | 5.82 | 0.36 | 0.34 | 0.26 | 0.35 | 0.09 | -0.52 | -0.04 | 0 |  | 0.39 | 0.34 | 0.23 | 130.61 | 2364.342 | 7.13
D | 4002 | 2021-08-26 | 16 | ON | 176.05 | 6.26 | 5.82 | 0.36 | 0.76 | -0.17 | 1.98 | 0.17 | -0.58 | -0.04 | 0 |  | 0.39 | 0.34 | 0.23 | 191.57 | 2386.585 | 8.75
D | 4002 | 2021-08-26 | 17 | ON | 136.57 | 6.26 | 5.82 | 0.36 | 3.66 | 0.11 | 3.95 | 0.1 | -1.22 | -0.04 | 0 |  | 0.39 | 0.34 | 0.23 | 156.53 | 2378.565 | 13.9
D | 4002 | 2021-08-26 | 18 | ON | 122.34 | 6.26 | 5.82 | 0.36 | 0.95 | 0.15 | 2.12 | 0.01 | -0.92 | -0.04 | 0 |  | 0.39 | 0.34 | 0.23 | 138.01 | 2364.95 | 9.4
D | 4002 | 2021-08-26 | 19 | ON | 128.32 | 6.26 | 5.82 | 0.36 | 0.72 | 0.15 | 2.55 | 0.11 | -0.7 | -0.04 | 0 |  | 0.39 | 0.34 | 0.23 | 144.51 | 2320.658 | 9.6
D | 4002 | 2021-08-26 | 20 | ON | 95.5 | 6.26 | 5.82 | 0.36 | 0.3 | 0.23 | 0 | -0.13 | -0.59 | -0.04 | 0 |  | 0.39 | 0.34 | 0.23 | 108.67 | 2259.288 | 6.71
D | 4002 | 2021-08-26 | 21 | ON | 106.01 | 6.26 | 5.82 | 0.36 | 0.21 | 0.24 | 0.54 | 0.11 | -0.4 | -0.04 | 0 |  | 0.39 | 0.34 | 0.23 | 120.07 | 2183.663 | 7.17
D | 4002 | 2021-08-26 | 22 | ON | 70.49 | 6.26 | 5.82 | 0.36 | 0.22 | 0.26 | 0.09 | -0.02 | -0.03 | -0.04 | 0 |  | 0.39 | 0.34 | 0.23 | 84.37 | 2016.725 | 6.75
D | 4002 | 2021-08-26 | 23 | ON | 50.49 | 6.26 | 5.82 | 0.36 | 0.19 | 0.3 | 0 | 0.01 | -0.16 | -0.04 | 0 |  | 0.39 | 0.34 | 0.23 | 64.19 | 1829.454 | 6.67
D | 4002 | 2021-08-26 | 24 | OFF | 53.76 | 6.26 | 5.82 | 0.36 | 0.3 | 0 | 0 | -0.01 | -0.31 | -0.04 | 0 |  | 0.39 | 0.34 | 0.23 | 67.1 | 1666.384 | 6.48
D | 4002 | 2021-08-27 | 1 | OFF | 47.49 | 6.26 | 0.57 | 0.09 | 0.18 | 0 | 0 | 0.02 | -0.3 | -0.04 | 0 |  | 0.39 | 0.34 | 0.23 | 55.23 | 1544.581 | 0.84
D | 4002 | 2021-08-27 | 2 | OFF | 44.72 | 6.26 | 0.57 | 0.09 | 0.11 | 0 | 0 | 0.07 | -0.18 | -0.04 | 0 |  | 0.39 | 0.34 | 0.23 | 52.56 | 1458.711 | 0.77
D | 4002 | 2021-08-27 | 3 | OFF | 40.3 | 6.26 | 0.57 | 0.09 | 0.06 | 0 | 0 | 0.03 | -0.2 | -0.04 | 0 |  | 0.39 | 0.34 | 0.23 | 48.03 | 1399.968 | 0.72
D | 4002 | 2021-08-27 | 4 | OFF | 36.55 | 6.26 | 0.57 | 0.09 | 0.04 | 0 | 0 | 0.02 | -0.2 | -0.04 | 0 |  | 0.39 | 0.34 | 0.23 | 44.25 | 1366.967 | 0.7
D | 4002 | 2021-08-27 | 5 | OFF | 38.67 | 6.26 | 0.57 | 0.09 | 0.09 | 0 | 0 | 0.04 | -0.17 | -0.04 | 0 |  | 0.39 | 0.34 | 0.23 | 46.47 | 1364.915 | 0.75
D | 4002 | 2021-08-27 | 6 | OFF | 41.62 | 6.26 | 0.57 | 0.09 | 0.1 | 0 | 0 | 0.07 | -0.18 | -0.04 | 0 |  | 0.39 | 0.34 | 0.23 | 49.45 | 1419.913 | 0.76
D | 4002 | 2021-08-27 | 7 | OFF | 47.18 | 6.26 | 0.57 | 0.09 | 0.18 | 0 | 0 | 0.05 | -0.18 | -0.04 | 0 |  | 0.39 | 0.34 | 0.23 | 55.07 | 1515.409 | 0.84
D | 4002 | 2021-08-27 | 8 | ON | 66.5 | 6.26 | 0.57 | 0.09 | 0.64 | 0.36 | 0.45 | -0.02 | 0.09 | -0.04 | 0 |  | 0.39 | 0.34 | 0.23 | 75.86 | 1641.187 | 2.11
D | 4002 | 2021-08-27 | 9 | ON | 69.06 | 6.26 | 0.57 | 0.09 | 0.46 | 0.32 | 0.24 | -0.06 | -0.49 | -0.04 | 0 |  | 0.39 | 0.34 | 0.23 | 77.37 | 1773.921 | 1.68
D | 4002 | 2021-08-27 | 10 | ON | 78.7 | 6.26 | 0.57 | 0.09 | 0.21 | 0.31 | 0.02 | 0.03 | -0.2 | -0.04 | 0 |  | 0.39 | 0.34 | 0.23 | 86.91 | 1877.364 | 1.2
D | 4002 | 2021-08-27 | 11 | ON | 50.74 | 6.26 | 0.57 | 0.09 | 0.1 | 0.29 | 0.01 | 0.05 | -0.25 | -0.04 | 0 |  | 0.39 | 0.34 | 0.23 | 58.78 | 1973.54 | 1.06
D | 4002 | 2021-08-27 | 12 | ON | 57.22 | 6.26 | 0.57 | 0.09 | 0.08 | 0.28 | 0.18 | 0.01 | -0.23 | -0.04 | 0 |  | 0.39 | 0.34 | 0.23 | 65.38 | 2040.455 | 1.2
D | 4002 | 2021-08-27 | 13 | ON | 81.79 | 6.26 | 0.57 | 0.09 | 0.16 | 0.28 | 0.33 | -0.1 | -0.09 | -0.04 | 0 |  | 0.39 | 0.34 | 0.23 | 90.21 | 2095.03 | 1.43
D | 4002 | 2021-08-27 | 14 | ON | 118.11 | 6.26 | 0.57 | 0.09 | 0.47 | 0.28 | 0.46 | 0.09 | -0.21 | -0.04 | 0 |  | 0.39 | 0.34 | 0.23 | 127.04 | 2151.481 | 1.87
D | 4002 | 2021-08-27 | 15 | ON | 125.18 | 6.26 | 0.57 | 0.09 | 2.67 | 0.26 | 0 | 0.07 | -0.39 | -0.04 | 0 |  | 0.39 | 0.34 | 0.23 | 135.63 | 2174.621 | 3.59
D | 4002 | 2021-08-27 | 16 | ON | 107.22 | 6.26 | 0.57 | 0.09 | 3.12 | 0.27 | 0 | 0.11 | -0.55 | -0.04 | 0 |  | 0.39 | 0.34 | 0.23 | 118.01 | 2172.145 | 4.05
D | 4002 | 2021-08-27 | 17 | ON | 106.61 | 6.26 | 0.57 | 0.09 | 0.72 | 0.27 | 0 | 0.17 | -0.5 | -0.04 | 0 |  | 0.39 | 0.34 | 0.23 | 115.11 | 2170.02 | 1.65
D | 4002 | 2021-08-27 | 18 | ON | 80.93 | 6.26 | 0.57 | 0.09 | 0.35 | 0.28 | 0 | 0.05 | -0.55 | -0.04 | 0 |  | 0.39 | 0.34 | 0.23 | 88.9 | 2136.449 | 1.29
D | 4002 | 2021-08-27 | 19 | ON | 72.99 | 6.26 | 0.57 | 0.09 | 0.18 | 0.29 | 0.01 | 0 | -0.38 | -0.04 | 0 |  | 0.39 | 0.34 | 0.23 | 80.93 | 2049.491 | 1.14
D | 4002 | 2021-08-27 | 20 | ON | 63.04 | 6.26 | 0.57 | 0.09 | 0.15 | 0.3 | 0.07 | 0.01 | -0.22 | -0.04 | 0 |  | 0.39 | 0.34 | 0.23 | 71.19 | 1952.982 | 1.18
D | 4002 | 2021-08-27 | 21 | ON | 56.29 | 6.26 | 0.57 | 0.09 | 0.22 | 0.31 | 0.19 | -0.03 | -0.25 | -0.04 | 0 |  | 0.39 | 0.34 | 0.23 | 64.57 | 1863.83 | 1.38
D | 4002 | 2021-08-27 | 22 | ON | 45.35 | 6.26 | 0.57 | 0.09 | 0.11 | 0.33 | 0.06 | -0.04 | -0.17 | -0.04 | 0 |  | 0.39 | 0.34 | 0.23 | 53.48 | 1714.6 | 1.16
D | 4002 | 2021-08-27 | 23 | ON | 42.46 | 6.26 | 0.57 | 0.09 | 0.5 | 0.36 | 0.08 | -0.03 | -0.1 | -0.04 | 0 |  | 0.39 | 0.34 | 0.23 | 51.11 | 1544.919 | 1.6
D | 4002 | 2021-08-27 | 24 | OFF | 37.82 | 6.26 | 0.57 | 0.09 | 0.23 | 0 | 0.06 | 0 | -0.26 | -0.04 | 0 |  | 0.39 | 0.34 | 0.23 | 45.69 | 1388.412 | 0.95
D | 4002 | 2021-08-28 | 1 | OFF | 39.31 | 6.26 | 0.11 | 0.01 | 0.07 | 0 | 0.14 | -0.06 | -0.21 | -0.04 | 0 |  | 0.39 | 0.34 | 0.23 | 46.55 | 1270.473 | 0.33
D | 4002 | 2021-08-28 | 2 | OFF | 42.36 | 6.26 | 0.11 | 0.01 | 0.04 | 0 | 0.08 | 0.01 | -0.21 | -0.04 | 0 |  | 0.39 | 0.34 | 0.23 | 49.58 | 1192.089 | 0.24
D | 4002 | 2021-08-28 | 3 | OFF | 41.59 | 6.26 | 0.11 | 0.01 | 0.16 | 0 | 0.2 | 0.06 | -0.13 | -0.04 | 0 |  | 0.39 | 0.34 | 0.23 | 49.18 | 1140.69 | 0.48
D | 4002 | 2021-08-28 | 4 | OFF | 40.58 | 6.26 | 0.11 | 0.01 | 0.11 | 0 | 0 | 0.08 | -0.1 | -0.04 | 0 |  | 0.39 | 0.34 | 0.23 | 47.97 | 1110.467 | 0.23
D | 4002 | 2021-08-28 | 5 | OFF | 37.05 | 6.26 | 0.11 | 0.01 | 0.06 | 0 | 0 | 0.05 | -0.14 | -0.04 | 0 |  | 0.39 | 0.34 | 0.23 | 44.32 | 1099.204 | 0.18
D | 4002 | 2021-08-28 | 6 | OFF | 36.32 | 6.26 | 0.11 | 0.01 | 0.11 | 0 | 0 | 0.07 | -0.14 | -0.04 | 0 |  | 0.39 | 0.34 | 0.23 | 43.66 | 1114.011 | 0.23
D | 4002 | 2021-08-28 | 7 | OFF | 41.04 | 6.26 | 0.11 | 0.01 | 0.14 | 0 | 0 | 0.09 | -0.16 | -0.04 | 0 |  | 0.39 | 0.34 | 0.23 | 48.41 | 1147.434 | 0.26
D | 4002 | 2021-08-28 | 8 | OFF | 37.96 | 6.26 | 0.11 | 0.01 | 0.11 | 0 | 0 | -0.02 | -0.14 | -0.04 | 0 |  | 0.39 | 0.34 | 0.23 | 45.21 | 1204.563 | 0.23
D | 4002 | 2021-08-28 | 9 | OFF | 40.05 | 6.26 | 0.11 | 0.01 | 0.16 | 0 | 0 | 0 | -0.2 | -0.04 | 0 |  | 0.39 | 0.34 | 0.23 | 47.31 | 1276.327 | 0.28
D | 4002 | 2021-08-28 | 10 | OFF | 37.77 | 6.26 | 0.11 | 0.01 | 0.15 | 0 | 0 | 0.08 | -0.24 | -0.04 | 0 |  | 0.39 | 0.34 | 0.23 | 45.06 | 1329.387 | 0.27
D | 4002 | 2021-08-28 | 11 | OFF | 35.73 | 6.26 | 0.11 | 0.01 | 0.07 | 0 | 0 | 0.01 | -0.24 | -0.04 | 0 |  | 0.39 | 0.34 | 0.23 | 42.87 | 1350.94 | 0.19
D | 4002 | 2021-08-28 | 12 | OFF | 38.84 | 6.26 | 0.11 | 0.01 | 0.07 | 0 | 0 | 0.03 | -0.24 | -0.04 | 0 |  | 0.39 | 0.34 | 0.23 | 46 | 1348.517 | 0.19
D | 4002 | 2021-08-28 | 13 | OFF | 35.35 | 6.26 | 0.11 | 0.01 | 0.05 | 0 | 0 | 0.08 | -0.15 | -0.04 | 0 |  | 0.39 | 0.34 | 0.23 | 42.63 | 1344.913 | 0.17
D | 4002 | 2021-08-28 | 14 | OFF | 34.7 | 6.26 | 0.11 | 0.01 | 0.05 | 0 | 0 | -0.01 | -0.15 | -0.04 | 0 |  | 0.39 | 0.34 | 0.23 | 41.89 | 1340.304 | 0.17
D | 4002 | 2021-08-28 | 15 | OFF | 35.08 | 6.26 | 0.11 | 0.01 | 0.05 | 0 | 0 | 0.08 | -0.15 | -0.04 | 0 |  | 0.39 | 0.34 | 0.23 | 42.36 | 1326.971 | 0.17
D | 4002 | 2021-08-28 | 16 | OFF | 34.91 | 6.26 | 0.11 | 0.01 | 0.05 | 0 | 0 | -0.02 | -0.17 | -0.04 | 0 |  | 0.39 | 0.34 | 0.23 | 42.07 | 1321.993 | 0.17
D | 4002 | 2021-08-28 | 17 | OFF | 35.01 | 6.26 | 0.11 | 0.01 | 0.05 | 0 | 0 | 0.02 | -0.21 | -0.04 | 0 |  | 0.39 | 0.34 | 0.23 | 42.17 | 1326.858 | 0.17
D | 4002 | 2021-08-28 | 18 | OFF | 37.5 | 6.26 | 0.11 | 0.01 | 0.07 | 0 | 0.02 | -0.01 | -0.2 | -0.04 | 0 |  | 0.39 | 0.34 | 0.23 | 44.68 | 1342.141 | 0.21
D | 4002 | 2021-08-28 | 19 | OFF | 35.77 | 6.26 | 0.11 | 0.01 | 0.09 | 0 | 0 | 0.01 | -0.19 | -0.04 | 0 |  | 0.39 | 0.34 | 0.23 | 42.98 | 1333.519 | 0.21
D | 4002 | 2021-08-28 | 20 | OFF | 35.51 | 6.26 | 0.11 | 0.01 | 0.07 | 0 | 0 | 0.01 | -0.21 | -0.04 | 0 |  | 0.39 | 0.34 | 0.23 | 42.68 | 1323.909 | 0.19
D | 4002 | 2021-08-28 | 21 | OFF | 35.62 | 6.26 | 0.11 | 0.01 | 0.08 | 0 | 0 | 0.01 | -0.17 | -0.04 | 0 |  | 0.39 | 0.34 | 0.23 | 42.84 | 1292.244 | 0.2
D | 4002 | 2021-08-28 | 22 | OFF | 34.39 | 6.26 | 0.11 | 0.01 | 0.08 | 0 | 0 | -0.01 | -0.17 | -0.04 | 0 |  | 0.39 | 0.34 | 0.23 | 41.59 | 1228.147 | 0.2
D | 4002 | 2021-08-28 | 23 | OFF | 33.28 | 6.26 | 0.11 | 0.01 | 0.2 | 0 | 0 | 0 | -0.15 | -0.04 | 0 |  | 0.39 | 0.34 | 0.23 | 40.63 | 1146.05 | 0.32
D | 4002 | 2021-08-28 | 24 | OFF | 33.97 | 6.26 | 0.11 | 0.01 | 0.2 | 0 | 0 | 0.05 | -0.09 | -0.04 | 0 |  | 0.39 | 0.34 | 0.23 | 41.43 | 1074.538 | 0.32
D | 4002 | 2021-08-29 | 1 | OFF | 30.54 | 6.26 | 0.11 | 0 | 0.3 | 0 | 0 | 0.1 | -0.11 | -0.04 | 0 |  | 0.39 | 0.34 | 0.23 | 38.12 | 1013.369 | 0.41
D | 4002 | 2021-08-29 | 2 | OFF | 30.83 | 6.26 | 0.11 | 0 | 0.1 | 0 | 0 | 0.03 | -0.11 | -0.04 | 0 |  | 0.39 | 0.34 | 0.23 | 38.14 | 973.044 | 0.21
D | 4002 | 2021-08-29 | 3 | OFF | 28.67 | 6.26 | 0.11 | 0 | 0.12 | 0 | 0 | 0.09 | -0.07 | -0.04 | 0 |  | 0.39 | 0.34 | 0.23 | 36.1 | 949.926 | 0.23
D | 4002 | 2021-08-29 | 4 | OFF | 29.29 | 6.26 | 0.11 | 0 | 0.06 | 0 | 0 | 0.1 | -0.1 | -0.04 | 0 |  | 0.39 | 0.34 | 0.23 | 36.64 | 940.605 | 0.17
D | 4002 | 2021-08-29 | 5 | OFF | 29.83 | 6.26 | 0.11 | 0 | 0.07 | 0 | 0 | 0.09 | -0.09 | -0.04 | 0 |  | 0.39 | 0.34 | 0.23 | 37.19 | 941.503 | 0.18
D | 4002 | 2021-08-29 | 6 | OFF | 31.04 | 6.26 | 0.11 | 0 | 0.07 | 0 | 0 | 0.07 | -0.06 | -0.04 | 0 |  | 0.39 | 0.34 | 0.23 | 38.41 | 953.701 | 0.18
D | 4002 | 2021-08-29 | 7 | OFF | 31.25 | 6.26 | 0.11 | 0 | 0.09 | 0 | 0 | 0.13 | -0.07 | -0.04 | 0 |  | 0.39 | 0.34 | 0.23 | 38.69 | 991.924 | 0.2
D | 4002 | 2021-08-29 | 8 | OFF | 31.04 | 6.26 | 0.11 | 0 | 0.56 | 0 | 0 | 0.06 | -0.06 | -0.04 | 0 |  | 0.39 | 0.34 | 0.23 | 38.89 | 1055.987 | 0.67
D | 4002 | 2021-08-29 | 9 | OFF | 32.2 | 6.26 | 0.11 | 0 | 0.23 | 0 | 0 | 0.06 | -0.1 | -0.04 | 0 |  | 0.39 | 0.34 | 0.23 | 39.68 | 1146.718 | 0.34
D | 4002 | 2021-08-29 | 10 | OFF | 34.25 | 6.26 | 0.11 | 0 | 0.06 | 0 | 0 | 0 | -0.29 | -0.04 | 0 |  | 0.39 | 0.34 | 0.23 | 41.31 | 1217.996 | 0.17
D | 4002 | 2021-08-29 | 11 | OFF | 35.66 | 6.26 | 0.11 | 0 | 0.06 | 0 | 0 | 0.08 | -0.16 | -0.04 | 0 |  | 0.39 | 0.34 | 0.23 | 42.93 | 1267.022 | 0.17
D | 4002 | 2021-08-29 | 12 | OFF | 36.09 | 6.26 | 0.11 | 0 | 0.06 | 0 | 0 | 0.11 | -0.22 | -0.04 | 0 |  | 0.39 | 0.34 | 0.23 | 43.33 | 1303.139 | 0.17
D | 4002 | 2021-08-29 | 13 | OFF | 34.15 | 6.26 | 0.11 | 0 | 0.05 | 0 | 0 | 0.07 | -0.19 | -0.04 | 0 |  | 0.39 | 0.34 | 0.23 | 41.37 | 1317.495 | 0.16
D | 4002 | 2021-08-29 | 14 | OFF | 32.81 | 6.26 | 0.11 | 0 | 0.04 | 0 | 0 | 0.06 | -0.2 | -0.04 | 0 |  | 0.39 | 0.34 | 0.23 | 40 | 1305.932 | 0.15
D | 4002 | 2021-08-29 | 15 | OFF | 32.3 | 6.26 | 0.11 | 0 | 0.04 | 0 | 0 | 0.05 | -0.18 | -0.04 | 0 |  | 0.39 | 0.34 | 0.23 | 39.5 | 1296.308 | 0.15
D | 4002 | 2021-08-29 | 16 | OFF | 32.83 | 6.26 | 0.11 | 0 | 0.04 | 0 | 0 | 0.04 | -0.23 | -0.04 | 0 |  | 0.39 | 0.34 | 0.23 | 39.97 | 1298.807 | 0.15
D | 4002 | 2021-08-29 | 17 | OFF | 33.21 | 6.26 | 0.11 | 0 | 0.03 | 0 | 0 | 0.08 | -0.21 | -0.04 | 0 |  | 0.39 | 0.34 | 0.23 | 40.4 | 1324.147 | 0.14
D | 4002 | 2021-08-29 | 18 | OFF | 34.53 | 6.26 | 0.11 | 0 | 0.06 | 0 | 0 | 0.06 | -0.26 | -0.04 | 0 |  | 0.39 | 0.34 | 0.23 | 41.68 | 1365.899 | 0.17
D | 4002 | 2021-08-29 | 19 | OFF | 38.13 | 6.26 | 0.11 | 0 | 0.12 | 0 | 0 | 0.05 | -0.26 | -0.04 | 0 |  | 0.39 | 0.34 | 0.23 | 45.33 | 1370.705 | 0.23
D | 4002 | 2021-08-29 | 20 | OFF | 41.63 | 6.26 | 0.11 | 0 | 0.14 | 0 | 0 | 0.09 | -0.28 | -0.04 | 0 |  | 0.39 | 0.34 | 0.23 | 48.87 | 1368.304 | 0.25
D | 4002 | 2021-08-29 | 21 | OFF | 38.63 | 6.26 | 0.11 | 0 | 0.7 | 0 | 0 | 0.03 | -0.2 | -0.04 | 0 |  | 0.39 | 0.34 | 0.23 | 46.45 | 1337.098 | 0.81
D | 4002 | 2021-08-29 | 22 | OFF | 34.4 | 6.26 | 0.11 | 0 | 0.3 | 0 | 0 | 0.04 | -0.16 | -0.04 | 0 |  | 0.39 | 0.34 | 0.23 | 41.87 | 1255.939 | 0.41
D | 4002 | 2021-08-29 | 23 | OFF | 34.13 | 6.26 | 0.11 | 0 | 0.12 | 0 | 0 | 0.04 | -0.18 | -0.04 | 0 |  | 0.39 | 0.34 | 0.23 | 41.4 | 1165.134 | 0.23
D | 4002 | 2021-08-29 | 24 | OFF | 32.07 | 6.26 | 0.11 | 0 | 0.15 | 0 | 0 | 0.03 | -0.18 | -0.04 | 0 |  | 0.39 | 0.34 | 0.23 | 39.36 | 1095.213 | 0.26
D | 4002 | 2021-08-30 | 1 | OFF | 29.92 | 6.26 | 2.47 | 0.11 | 0.09 | 0 | 0 | 0.05 | -0.14 | -0.04 | 0 |  | 0.39 | 0.34 | 0.23 | 39.68 | 1044.193 | 2.67
D | 4002 | 2021-08-30 | 2 | OFF | 28.22 | 6.26 | 2.47 | 0.11 | 0.07 | 0 | 0 | 0.04 | -0.11 | -0.04 | 0 |  | 0.39 | 0.34 | 0.23 | 37.98 | 1013.889 | 2.65
D | 4002 | 2021-08-30 | 3 | OFF | 27.43 | 6.26 | 2.47 | 0.11 | 0.08 | 0 | 0 | 0.07 | -0.09 | -0.04 | 0 |  | 0.39 | 0.34 | 0.23 | 37.25 | 999.324 | 2.66
D | 4002 | 2021-08-30 | 4 | OFF | 28.18 | 6.26 | 2.47 | 0.11 | 0.11 | 0 | 0 | 0.01 | -0.09 | -0.04 | 0 |  | 0.39 | 0.34 | 0.23 | 37.97 | 1009.268 | 2.69
D | 4002 | 2021-08-30 | 5 | OFF | 28.2 | 6.26 | 2.47 | 0.11 | 0.15 | 0 | 0 | 0.08 | -0.09 | -0.04 | 0 |  | 0.39 | 0.34 | 0.23 | 38.1 | 1035.651 | 2.73
D | 4002 | 2021-08-30 | 6 | OFF | 30.61 | 6.26 | 2.47 | 0.11 | 0.14 | 0 | 0 | 0.07 | -0.13 | -0.04 | 0 |  | 0.39 | 0.34 | 0.23 | 40.45 | 1131.254 | 2.72
D | 4002 | 2021-08-30 | 7 | OFF | 34.97 | 6.26 | 2.47 | 0.11 | 0.97 | 0 | 0 | 0.11 | -0.22 | -0.04 | 0 |  | 0.39 | 0.34 | 0.23 | 45.59 | 1265.307 | 3.55
D | 4002 | 2021-08-30 | 8 | ON | 35.16 | 6.26 | 2.47 | 0.11 | 1.19 | 0.43 | 0 | -0.04 | -0.2 | -0.04 | 0 |  | 0.39 | 0.34 | 0.23 | 46.3 | 1380.535 | 4.2
D | 4002 | 2021-08-30 | 9 | ON | 37.11 | 6.26 | 2.47 | 0.11 | 0.12 | 0.4 | 0 | 0 | -0.2 | -0.04 | 0 |  | 0.39 | 0.34 | 0.23 | 47.19 | 1478.374 | 3.1
D | 4002 | 2021-08-30 | 10 | ON | 40.6 | 6.26 | 2.47 | 0.11 | 0.07 | 0.38 | 0.01 | -0.02 | -0.16 | -0.04 | 0 |  | 0.39 | 0.34 | 0.23 | 50.64 | 1547.342 | 3.04
D | 4002 | 2021-08-30 | 11 | ON | 47.38 | 6.26 | 2.47 | 0.11 | 0.07 | 0.37 | 0.06 | 0.02 | -0.17 | -0.04 | 0 |  | 0.39 | 0.34 | 0.23 | 57.49 | 1624.612 | 3.08
D | 4002 | 2021-08-30 | 12 | ON | 48.63 | 6.26 | 2.47 | 0.11 | 0.08 | 0.35 | 0.06 | -0.04 | -0.2 | -0.04 | 0 |  | 0.39 | 0.34 | 0.23 | 58.64 | 1679.94 | 3.07
D | 4002 | 2021-08-30 | 13 | ON | 50.78 | 6.26 | 2.47 | 0.11 | 0.08 | 0.34 | 0.02 | -0.01 | -0.22 | -0.04 | 0 |  | 0.39 | 0.34 | 0.23 | 60.75 | 1723.145 | 3.02
D | 4002 | 2021-08-30 | 14 | ON | 45.16 | 6.26 | 2.47 | 0.11 | 0.11 | 0.34 | 0 | 0.01 | -0.24 | -0.04 | 0 |  | 0.39 | 0.34 | 0.23 | 55.14 | 1754.629 | 3.03
D | 4002 | 2021-08-30 | 15 | ON | 42.96 | 6.26 | 2.47 | 0.11 | 0.08 | 0.33 | 0 | -0.04 | -0.32 | -0.04 | 0 |  | 0.39 | 0.34 | 0.23 | 52.77 | 1784.248 | 2.99
D | 4002 | 2021-08-30 | 16 | ON | 46.04 | 6.26 | 2.47 | 0.11 | 0.11 | 0.32 | 0 | -0.06 | -0.39 | -0.04 | 0 |  | 0.39 | 0.34 | 0.23 | 55.78 | 1827.371 | 3.01
D | 4002 | 2021-08-30 | 17 | ON | 94.92 | 6.26 | 2.47 | 0.11 | 0.11 | 0.31 | 0.53 | -0.21 | -0.24 | -0.04 | 0 |  | 0.39 | 0.34 | 0.23 | 105.18 | 1883.864 | 3.53
D | 4002 | 2021-08-30 | 18 | ON | 215.65 | 6.26 | 2.47 | 0.11 | 1.17 | 0.19 | 5.72 | -0.15 | -0.28 | -0.04 | 0 |  | 0.39 | 0.34 | 0.23 | 232.06 | 1927.642 | 9.66
D | 4002 | 2021-08-30 | 19 | ON | 89.99 | 6.26 | 2.47 | 0.11 | 0.42 | 0.3 | 0 | -0.04 | -0.41 | -0.04 | 0 |  | 0.39 | 0.34 | 0.23 | 100.02 | 1903.309 | 3.3
D | 4002 | 2021-08-30 | 20 | ON | 80.9 | 6.26 | 2.47 | 0.11 | 0.36 | 0.31 | 0.05 | -0.03 | -0.36 | -0.04 | 0 |  | 0.39 | 0.34 | 0.23 | 90.99 | 1867.019 | 3.3
D | 4002 | 2021-08-30 | 21 | ON | 71.52 | 6.26 | 2.47 | 0.11 | 0.33 | 0.32 | 0.16 | -0.05 | -0.17 | -0.04 | 0 |  | 0.39 | 0.34 | 0.23 | 81.87 | 1806.575 | 3.39
D | 4002 | 2021-08-30 | 22 | ON | 50.64 | 6.26 | 2.47 | 0.11 | 0.18 | 0.34 | 0 | -0.04 | -0.13 | -0.04 | 0 |  | 0.39 | 0.34 | 0.23 | 60.75 | 1659.75 | 3.1
D | 4002 | 2021-08-30 | 23 | ON | 44.31 | 6.26 | 2.47 | 0.11 | 0.26 | 0.37 | 0 | -0.02 | -0.19 | -0.04 | 0 |  | 0.39 | 0.34 | 0.23 | 54.49 | 1502.633 | 3.21
D | 4002 | 2021-08-30 | 24 | OFF | 35.05 | 6.26 | 2.47 | 0.11 | 0.15 | 0 | 0 | -0.03 | -0.21 | -0.04 | 0 |  | 0.39 | 0.34 | 0.23 | 44.72 | 1362.674 | 2.73
D | 4002 | 2021-08-31 | 1 | OFF | 35.39 | 6.26 | 0.23 | 0.01 | 0.58 | 0 | 0 | -0.01 | -0.14 | -0.04 | 0 |  | 0.39 | 0.34 | 0.23 | 43.24 | 1264.079 | 0.82
D | 4002 | 2021-08-31 | 2 | OFF | 34.22 | 6.26 | 0.23 | 0.01 | 0.1 | 0 | 0 | 0 | -0.14 | -0.04 | 0 |  | 0.39 | 0.34 | 0.23 | 41.6 | 1192.817 | 0.34
D | 4002 | 2021-08-31 | 3 | OFF | 32.63 | 6.26 | 0.23 | 0.01 | 0.06 | 0 | 0 | -0.07 | -0.13 | -0.04 | 0 |  | 0.39 | 0.34 | 0.23 | 39.91 | 1144.18 | 0.3
D | 4002 | 2021-08-31 | 4 | OFF | 32.74 | 6.26 | 0.23 | 0.01 | 0.33 | 0 | 0 | -0.03 | -0.13 | -0.04 | 0 |  | 0.39 | 0.34 | 0.23 | 40.33 | 1119.473 | 0.57
D | 4002 | 2021-08-31 | 5 | OFF | 34.73 | 6.26 | 0.23 | 0.01 | 0.07 | 0 | 0 | 0 | -0.12 | -0.04 | 0 |  | 0.39 | 0.34 | 0.23 | 42.1 | 1127.748 | 0.31
D | 4002 | 2021-08-31 | 6 | OFF | 37.56 | 6.26 | 0.23 | 0.01 | 0.11 | 0 | 0 | 0.01 | -0.12 | -0.04 | 0 |  | 0.39 | 0.34 | 0.23 | 44.98 | 1196.739 | 0.35
D | 4002 | 2021-08-31 | 7 | OFF | 39.34 | 6.26 | 0.23 | 0.01 | 0.22 | 0 | 0 | 0.09 | -0.18 | -0.04 | 0 |  | 0.39 | 0.34 | 0.23 | 46.89 | 1303.243 | 0.46
D | 4002 | 2021-08-31 | 8 | ON | 42.13 | 6.26 | 0.23 | 0.01 | 0.32 | 0.42 | 0.06 | -0.01 | -0.21 | -0.04 | 0 |  | 0.39 | 0.34 | 0.23 | 50.13 | 1396.728 | 1.04
D | 4002 | 2021-08-31 | 9 | ON | 40.38 | 6.26 | 0.23 | 0.01 | 0.43 | 0.4 | 0 | 0.05 | -0.21 | -0.04 | 0 |  | 0.39 | 0.34 | 0.23 | 48.47 | 1468.661 | 1.07
D | 4002 | 2021-08-31 | 10 | ON | 39.02 | 6.26 | 0.23 | 0.01 | 0.1 | 0.39 | 0.03 | -0.04 | -0.24 | -0.04 | 0 |  | 0.39 | 0.34 | 0.23 | 46.68 | 1533.907 | 0.76
D | 4002 | 2021-08-31 | 11 | ON | 51.13 | 6.26 | 0.23 | 0.01 | 0.51 | 0.35 | 0.4 | 0 | -0.26 | -0.04 | 0 |  | 0.39 | 0.34 | 0.23 | 59.55 | 1604.836 | 1.5
D | 4002 | 2021-08-31 | 12 | ON | 38.91 | 6.26 | 0.23 | 0.01 | 0.11 | 0.35 | 0.03 | 0.05 | -0.22 | -0.04 | 0 |  | 0.39 | 0.34 | 0.23 | 46.65 | 1659.328 | 0.73
D | 4002 | 2021-08-31 | 13 | ON | 35.54 | 6.26 | 0.23 | 0.01 | 0.05 | 0.34 | 0 | -0.03 | -0.18 | -0.04 | 0 |  | 0.39 | 0.34 | 0.23 | 43.14 | 1670.653 | 0.63
D | 4002 | 2021-08-31 | 14 | ON | 41.27 | 6.26 | 0.23 | 0.01 | 0.31 | 0.32 | 0.03 | -0.01 | -0.21 | -0.04 | 0 |  | 0.39 | 0.34 | 0.23 | 49.13 | 1664.432 | 0.9
D | 4002 | 2021-08-31 | 15 | ON | 37.31 | 6.26 | 0.23 | 0.01 | 0.13 | 0.32 | 0 | 0.04 | -0.23 | -0.04 | 0 |  | 0.39 | 0.34 | 0.23 | 44.99 | 1692.391 | 0.69
D | 4002 | 2021-08-31 | 16 | ON | 37.09 | 6.26 | 0.23 | 0.01 | 0.06 | 0.34 | 0 | 0.01 | -0.29 | -0.04 | 0 |  | 0.39 | 0.34 | 0.23 | 44.63 | 1741.917 | 0.64
D | 4002 | 2021-08-31 | 17 | ON | 36.33 | 6.26 | 0.23 | 0.01 | 0.05 | 0.34 | 0 | -0.05 | -0.28 | -0.04 | 0 |  | 0.39 | 0.34 | 0.23 | 43.81 | 1770.974 | 0.63
D | 4002 | 2021-08-31 | 18 | ON | 38.92 | 6.26 | 0.23 | 0.01 | 0.07 | 0.33 | 0 | 0 | -0.33 | -0.04 | 0 |  | 0.39 | 0.34 | 0.23 | 46.41 | 1790.272 | 0.64
D | 4002 | 2021-08-31 | 19 | ON | 41.08 | 6.26 | 0.23 | 0.01 | 0.09 | 0.34 | 0 | -0.02 | -0.27 | -0.04 | 0 |  | 0.39 | 0.34 | 0.23 | 48.64 | 1760.113 | 0.67
D | 4002 | 2021-08-31 | 20 | ON | 40.39 | 6.26 | 0.23 | 0.01 | 0.09 | 0.35 | 0 | 0 | -0.24 | -0.04 | 0 |  | 0.39 | 0.34 | 0.23 | 48.01 | 1713.33 | 0.68
D | 4002 | 2021-08-31 | 21 | ON | 38.76 | 6.26 | 0.23 | 0.01 | 0.09 | 0.36 | 0 | 0.01 | -0.14 | -0.04 | 0 |  | 0.39 | 0.34 | 0.23 | 46.5 | 1641.264 | 0.69
D | 4002 | 2021-08-31 | 22 | ON | 34.04 | 6.26 | 0.23 | 0.01 | 0.09 | 0.39 | 0 | -0.04 | -0.15 | -0.04 | 0 |  | 0.39 | 0.34 | 0.23 | 41.75 | 1504.894 | 0.72
D | 4002 | 2021-08-31 | 23 | ON | 32.1 | 6.26 | 0.23 | 0.01 | 0.12 | 0.42 | 0 | 0 | -0.17 | -0.04 | 0 |  | 0.39 | 0.34 | 0.23 | 39.89 | 1355.293 | 0.78
D | 4002 | 2021-08-31 | 24 | OFF | 31.74 | 6.26 | 0.23 | 0.01 | 0.12 | 0 | 0 | 0 | -0.19 | -0.04 | 0 |  | 0.39 | 0.34 | 0.23 | 39.09 | 1229.073 | 0.36
T | 744 lines

## whlsecost_hourly_4002_202109
C | Hourly Wholesale Load Cost Report
C | Filename: whlsecost_hourly_4002_202109.csv
C | Report for: 09 2021
C | Report generated: 04/08/2022 14:25:42 EDT
H | Location ID | Local Date | Local Hour | OnOffPeak | RTLMP | Capacity | First Contingency | Second Contingency | Regulation | Forward Reserves | Real-Time Reserves | Inadvertent | Marginal Loss Rev Fund | Auction Rev Rights | Real-Time Demand Reduction Cost | Price Responsive Demand Cost | ISO Sched 2 | ISO Sched 3 | NEPOOL Exp | Total Cost | RTLO | Total Ancillary & NCPC
H | Number | Date | Number | String | Number | Number | Number | Number | Number | Number | Number | Number | Number | Number | Number | Number | Number | Number | Number | Number | Number
D | 4002 | 2021-09-01 | 1 | OFF | 36.31 | 6.46 | 0.31 | 0.01 | 0.14 | 0 | 0 | 0.01 | -0.17 | -0.05 | 0 |  | 0.39 | 0.35 | 0.23 | 43.99 | 1146.295 | 0.46
D | 4002 | 2021-09-01 | 2 | OFF | 34.36 | 6.46 | 0.31 | 0.01 | 0.06 | 0 | 0 | 0.03 | -0.14 | -0.05 | 0 |  | 0.39 | 0.35 | 0.23 | 42.01 | 1090.148 | 0.38
D | 4002 | 2021-09-01 | 3 | OFF | 34.92 | 6.46 | 0.31 | 0.01 | 0.06 | 0 | 0 | -0.03 | -0.14 | -0.05 | 0 |  | 0.39 | 0.35 | 0.23 | 42.51 | 1053.751 | 0.38
D | 4002 | 2021-09-01 | 4 | OFF | 32.59 | 6.46 | 0.31 | 0.01 | 0.05 | 0 | 0 | 0.02 | -0.15 | -0.05 | 0 |  | 0.39 | 0.35 | 0.23 | 40.21 | 1041.384 | 0.37
D | 4002 | 2021-09-01 | 5 | OFF | 34.63 | 6.46 | 0.31 | 0.01 | 0.02 | 0 | 0 | 0 | -0.13 | -0.05 | 0 |  | 0.39 | 0.35 | 0.23 | 42.22 | 1062.402 | 0.34
D | 4002 | 2021-09-01 | 6 | OFF | 34.46 | 6.46 | 0.31 | 0.01 | 0.05 | 0 | 0 | -0.02 | -0.11 | -0.05 | 0 |  | 0.39 | 0.35 | 0.23 | 42.08 | 1140.039 | 0.37
D | 4002 | 2021-09-01 | 7 | OFF | 36.98 | 6.46 | 0.31 | 0.01 | 0.08 | 0 | 0 | 0.02 | -0.21 | -0.05 | 0 |  | 0.39 | 0.35 | 0.23 | 44.57 | 1247.776 | 0.4
D | 4002 | 2021-09-01 | 8 | ON | 35.19 | 6.46 | 0.31 | 0.01 | 0.08 | 0.47 | 0 | 0.01 | -0.22 | -0.05 | 0 |  | 0.39 | 0.35 | 0.23 | 43.23 | 1335.604 | 0.87
D | 4002 | 2021-09-01 | 9 | ON | 37.31 | 6.46 | 0.31 | 0.01 | 0.06 | 0.45 | 0 | -0.01 | -0.23 | -0.05 | 0 |  | 0.39 | 0.35 | 0.23 | 45.28 | 1401.582 | 0.83
D | 4002 | 2021-09-01 | 10 | ON | 46.27 | 6.46 | 0.31 | 0.01 | 0.18 | 0.44 | 0.02 | 0.01 | -0.24 | -0.05 | 0 |  | 0.39 | 0.35 | 0.23 | 54.38 | 1444.865 | 0.96
D | 4002 | 2021-09-01 | 11 | ON | 37.07 | 6.46 | 0.31 | 0.01 | 0.07 | 0.42 | 0 | 0.03 | -0.22 | -0.05 | 0 |  | 0.39 | 0.35 | 0.23 | 45.07 | 1483.396 | 0.81
D | 4002 | 2021-09-01 | 12 | ON | 35.32 | 6.46 | 0.31 | 0.01 | 0.05 | 0.42 | 0 | 0.06 | -0.25 | -0.05 | 0 |  | 0.39 | 0.35 | 0.23 | 43.3 | 1512.047 | 0.79
D | 4002 | 2021-09-01 | 13 | ON | 33.82 | 6.46 | 0.31 | 0.01 | 0.04 | 0.4 | 0 | -0.02 | -0.2 | -0.05 | 0 |  | 0.39 | 0.35 | 0.23 | 41.74 | 1520.625 | 0.76
D | 4002 | 2021-09-01 | 14 | ON | 34.27 | 6.46 | 0.31 | 0.01 | 0.04 | 0.4 | 0 | 0.01 | -0.19 | -0.05 | 0 |  | 0.39 | 0.35 | 0.23 | 42.23 | 1528.441 | 0.76
D | 4002 | 2021-09-01 | 15 | ON | 32.01 | 6.46 | 0.31 | 0.01 | 0.05 | 0.4 | 0 | -0.03 | -0.2 | -0.05 | 0 |  | 0.39 | 0.35 | 0.23 | 39.93 | 1507.501 | 0.77
D | 4002 | 2021-09-01 | 16 | ON | 33.31 | 6.46 | 0.31 | 0.01 | 0.04 | 0.42 | 0 | -0.02 | -0.21 | -0.05 | 0 |  | 0.39 | 0.35 | 0.23 | 41.24 | 1498.427 | 0.78
D | 4002 | 2021-09-01 | 17 | ON | 34.49 | 6.46 | 0.31 | 0.01 | 0.04 | 0.42 | 0 | -0.03 | -0.19 | -0.05 | 0 |  | 0.39 | 0.35 | 0.23 | 42.43 | 1500.644 | 0.78
D | 4002 | 2021-09-01 | 18 | ON | 34.73 | 6.46 | 0.31 | 0.01 | 0.04 | 0.42 | 0 | 0 | -0.23 | -0.05 | 0 |  | 0.39 | 0.35 | 0.23 | 42.66 | 1522.349 | 0.78
D | 4002 | 2021-09-01 | 19 | ON | 35.38 | 6.46 | 0.31 | 0.01 | 0.04 | 0.42 | 0 | -0.02 | -0.18 | -0.05 | 0 |  | 0.39 | 0.35 | 0.23 | 43.34 | 1533.116 | 0.78
D | 4002 | 2021-09-01 | 20 | ON | 35.09 | 6.46 | 0.31 | 0.01 | 0.04 | 0.43 | 0 | 0 | -0.19 | -0.05 | 0 |  | 0.39 | 0.35 | 0.23 | 43.07 | 1509.957 | 0.79
D | 4002 | 2021-09-01 | 21 | ON | 34.56 | 6.46 | 0.31 | 0.01 | 0.06 | 0.44 | 0 | -0.04 | -0.19 | -0.05 | 0 |  | 0.39 | 0.35 | 0.23 | 42.53 | 1431.264 | 0.82
D | 4002 | 2021-09-01 | 22 | ON | 31.81 | 6.46 | 0.31 | 0.01 | 0.09 | 0.47 | 0 | -0.02 | -0.16 | -0.05 | 0 |  | 0.39 | 0.35 | 0.23 | 39.89 | 1318.378 | 0.88
D | 4002 | 2021-09-01 | 23 | ON | 30.54 | 6.46 | 0.31 | 0.01 | 0.13 | 0.52 | 0 | -0.03 | -0.12 | -0.05 | 0 |  | 0.39 | 0.35 | 0.23 | 38.74 | 1198.306 | 0.97
D | 4002 | 2021-09-01 | 24 | OFF | 30.01 | 6.46 | 0.31 | 0.01 | 0.12 | 0 | 0 | -0.03 | -0.06 | -0.05 | 0 |  | 0.39 | 0.35 | 0.23 | 37.74 | 1096.892 | 0.44
D | 4002 | 2021-09-02 | 1 | OFF | 29.43 | 6.46 | 0.27 | 0.04 | 0.09 | 0 | 0 | 0 | -0.12 | -0.05 | 0 |  | 0.39 | 0.35 | 0.23 | 37.09 | 1026.046 | 0.4
D | 4002 | 2021-09-02 | 2 | OFF | 30.28 | 6.46 | 0.27 | 0.04 | 0.07 | 0 | 0 | 0.04 | -0.05 | -0.05 | 0 |  | 0.39 | 0.35 | 0.23 | 38.03 | 991.93 | 0.38
D | 4002 | 2021-09-02 | 3 | OFF | 30.31 | 6.46 | 0.27 | 0.04 | 0.07 | 0 | 0 | -0.18 | -0.01 | -0.05 | 0 |  | 0.39 | 0.35 | 0.23 | 37.88 | 970.537 | 0.38
D | 4002 | 2021-09-02 | 4 | OFF | 30.03 | 6.46 | 0.27 | 0.04 | 0.08 | 0 | 0 | 0.05 | -0.02 | -0.05 | 0 |  | 0.39 | 0.35 | 0.23 | 37.83 | 968.395 | 0.39
D | 4002 | 2021-09-02 | 5 | OFF | 30.09 | 6.46 | 0.27 | 0.04 | 0.06 | 0 | 0 | 0.06 | -0.07 | -0.05 | 0 |  | 0.39 | 0.35 | 0.23 | 37.83 | 995.542 | 0.37
D | 4002 | 2021-09-02 | 6 | OFF | 30.55 | 6.46 | 0.27 | 0.04 | 0.02 | 0 | 0 | 0.12 | -0.16 | -0.05 | 0 |  | 0.39 | 0.35 | 0.23 | 38.22 | 1060.117 | 0.33
D | 4002 | 2021-09-02 | 7 | OFF | 32.59 | 6.46 | 0.27 | 0.04 | 0.03 | 0 | 0 | -0.01 | -0.18 | -0.05 | 0 |  | 0.39 | 0.35 | 0.23 | 40.12 | 1192.659 | 0.34
D | 4002 | 2021-09-02 | 8 | ON | 35.91 | 6.46 | 0.27 | 0.04 | 0.09 | 0.51 | 0 | 0 | -0.27 | -0.05 | 0 |  | 0.39 | 0.35 | 0.23 | 43.93 | 1283.424 | 0.91
D | 4002 | 2021-09-02 | 9 | ON | 33.74 | 6.46 | 0.27 | 0.04 | 0.06 | 0.5 | 0 | 0 | -0.18 | -0.05 | 0 |  | 0.39 | 0.35 | 0.23 | 41.81 | 1327.826 | 0.87
D | 4002 | 2021-09-02 | 10 | ON | 30.84 | 6.46 | 0.27 | 0.04 | 0.07 | 0.49 | 0 | 0.06 | -0.22 | -0.05 | 0 |  | 0.39 | 0.35 | 0.23 | 38.93 | 1359.898 | 0.87
D | 4002 | 2021-09-02 | 11 | ON | 30.75 | 6.46 | 0.27 | 0.04 | 0.08 | 0.49 | 0 | -0.04 | -0.25 | -0.05 | 0 |  | 0.39 | 0.35 | 0.23 | 38.72 | 1389.352 | 0.88
D | 4002 | 2021-09-02 | 12 | ON | 30.62 | 6.46 | 0.27 | 0.04 | 0.08 | 0.48 | 0 | -0.02 | -0.22 | -0.05 | 0 |  | 0.39 | 0.35 | 0.23 | 38.63 | 1407.508 | 0.87
D | 4002 | 2021-09-02 | 13 | ON | 31.36 | 6.46 | 0.27 | 0.04 | 0.06 | 0.48 | 0 | 0.02 | -0.14 | -0.05 | 0 |  | 0.39 | 0.35 | 0.23 | 39.47 | 1417.676 | 0.85
D | 4002 | 2021-09-02 | 14 | ON | 31.58 | 6.46 | 0.27 | 0.04 | 0.06 | 0.47 | 0 | 0 | -0.15 | -0.05 | 0 |  | 0.39 | 0.35 | 0.23 | 39.65 | 1423.941 | 0.84
D | 4002 | 2021-09-02 | 15 | ON | 31.65 | 6.46 | 0.27 | 0.04 | 0.05 | 0.47 | 0 | -0.01 | -0.15 | -0.05 | 0 |  | 0.39 | 0.35 | 0.23 | 39.7 | 1427.58 | 0.83
D | 4002 | 2021-09-02 | 16 | ON | 31.88 | 6.46 | 0.27 | 0.04 | 0.06 | 0.46 | 0 | -0.01 | -0.15 | -0.05 | 0 |  | 0.39 | 0.35 | 0.23 | 39.93 | 1439.429 | 0.83
D | 4002 | 2021-09-02 | 17 | ON | 44.56 | 6.46 | 0.27 | 0.04 | 0.1 | 0.45 | 0.11 | 0 | 0 | -0.05 | 0 |  | 0.39 | 0.35 | 0.23 | 52.91 | 1449.324 | 0.97
D | 4002 | 2021-09-02 | 18 | ON | 55.91 | 6.46 | 0.27 | 0.04 | 0.24 | 0.44 | 0.14 | 0.09 | -0.17 | -0.05 | 0 |  | 0.39 | 0.35 | 0.23 | 64.34 | 1464.362 | 1.13
D | 4002 | 2021-09-02 | 19 | ON | 47.86 | 6.46 | 0.27 | 0.04 | 0.14 | 0.44 | 0.03 | 0.01 | -0.16 | -0.05 | 0 |  | 0.39 | 0.35 | 0.23 | 56.01 | 1449.769 | 0.92
D | 4002 | 2021-09-02 | 20 | ON | 45.23 | 6.46 | 0.27 | 0.04 | 0.12 | 0.45 | 0.17 | -0.04 | -0.23 | -0.05 | 0 |  | 0.39 | 0.35 | 0.23 | 53.39 | 1434.621 | 1.05
D | 4002 | 2021-09-02 | 21 | ON | 52.11 | 6.46 | 0.27 | 0.04 | 1 | 0.46 | 0.7 | -0.02 | 0.02 | -0.05 | 0 |  | 0.39 | 0.35 | 0.23 | 61.96 | 1383.831 | 2.47
D | 4002 | 2021-09-02 | 22 | ON | 32.43 | 6.46 | 0.27 | 0.04 | 0.31 | 0.49 | 0 | -0.03 | -0.16 | -0.05 | 0 |  | 0.39 | 0.35 | 0.23 | 40.73 | 1279.914 | 1.11
D | 4002 | 2021-09-02 | 23 | ON | 42.69 | 6.46 | 0.27 | 0.04 | 0.38 | 0.54 | 0.26 | -0.03 | -0.22 | -0.05 | 0 |  | 0.39 | 0.35 | 0.23 | 51.31 | 1165.945 | 1.49
D | 4002 | 2021-09-02 | 24 | OFF | 39.95 | 6.46 | 0.27 | 0.04 | 0.21 | 0 | 0.22 | -0.02 | -0.12 | -0.05 | 0 |  | 0.39 | 0.35 | 0.23 | 47.93 | 1068.745 | 0.74
D | 4002 | 2021-09-03 | 1 | OFF | 33.93 | 6.46 | 0.26 | 0.04 | 0.12 | 0 | 0.16 | -0.01 | -0.13 | -0.05 | 0 |  | 0.39 | 0.35 | 0.23 | 41.75 | 1008.045 | 0.58
D | 4002 | 2021-09-03 | 2 | OFF | 33.95 | 6.46 | 0.26 | 0.04 | 0.05 | 0 | 0 | 0 | -0.11 | -0.05 | 0 |  | 0.39 | 0.35 | 0.23 | 41.57 | 963.295 | 0.35
D | 4002 | 2021-09-03 | 3 | OFF | 29.84 | 6.46 | 0.26 | 0.04 | 0.08 | 0 | 0 | 0.01 | -0.12 | -0.05 | 0 |  | 0.39 | 0.35 | 0.23 | 37.49 | 938.181 | 0.38
D | 4002 | 2021-09-03 | 4 | OFF | 29.74 | 6.46 | 0.26 | 0.04 | 0.08 | 0 | 0 | 0.01 | -0.1 | -0.05 | 0 |  | 0.39 | 0.35 | 0.23 | 37.41 | 935.643 | 0.38
D | 4002 | 2021-09-03 | 5 | OFF | 30.11 | 6.46 | 0.26 | 0.04 | 0.04 | 0 | 0 | 0.02 | -0.12 | -0.05 | 0 |  | 0.39 | 0.35 | 0.23 | 37.73 | 951.267 | 0.34
D | 4002 | 2021-09-03 | 6 | OFF | 30.52 | 6.46 | 0.26 | 0.04 | 0.05 | 0 | 0 | 0.06 | -0.16 | -0.05 | 0 |  | 0.39 | 0.35 | 0.23 | 38.15 | 1018.861 | 0.35
D | 4002 | 2021-09-03 | 7 | OFF | 35.33 | 6.46 | 0.26 | 0.04 | 0.19 | 0 | 0 | 0.07 | -0.13 | -0.05 | 0 |  | 0.39 | 0.35 | 0.23 | 43.14 | 1123.065 | 0.49
D | 4002 | 2021-09-03 | 8 | ON | 48.87 | 6.46 | 0.26 | 0.04 | 0.41 | 0.54 | 0.03 | -0.06 | -0.15 | -0.05 | 0 |  | 0.39 | 0.35 | 0.23 | 57.32 | 1219.811 | 1.28
D | 4002 | 2021-09-03 | 9 | ON | 37.89 | 6.46 | 0.26 | 0.04 | 0.24 | 0.51 | 0.01 | 0.02 | -0.22 | -0.05 | 0 |  | 0.39 | 0.35 | 0.23 | 46.13 | 1287.215 | 1.06
D | 4002 | 2021-09-03 | 10 | ON | 33.48 | 6.46 | 0.26 | 0.04 | 0.08 | 0.51 | 0 | -0.03 | -0.19 | -0.05 | 0 |  | 0.39 | 0.35 | 0.23 | 41.53 | 1322.994 | 0.89
D | 4002 | 2021-09-03 | 11 | ON | 32.34 | 6.46 | 0.26 | 0.04 | 0.06 | 0.5 | 0.01 | 0 | -0.19 | -0.05 | 0 |  | 0.39 | 0.35 | 0.23 | 40.4 | 1345.312 | 0.87
D | 4002 | 2021-09-03 | 12 | ON | 37.2 | 6.46 | 0.26 | 0.04 | 0.1 | 0.5 | 0.25 | 0.01 | -0.13 | -0.05 | 0 |  | 0.39 | 0.35 | 0.23 | 45.61 | 1357.234 | 1.15
D | 4002 | 2021-09-03 | 13 | ON | 40.88 | 6.46 | 0.26 | 0.04 | 0.09 | 0.5 | 0.38 | 0 | -0.15 | -0.05 | 0 |  | 0.39 | 0.35 | 0.23 | 49.38 | 1365.967 | 1.27
D | 4002 | 2021-09-03 | 14 | ON | 37.37 | 6.46 | 0.26 | 0.04 | 0.07 | 0.49 | 0.14 | -0.04 | -0.21 | -0.05 | 0 |  | 0.39 | 0.35 | 0.23 | 45.5 | 1379.539 | 1
D | 4002 | 2021-09-03 | 15 | ON | 33.64 | 6.46 | 0.26 | 0.04 | 0.06 | 0.49 | 0.03 | 0.02 | -0.2 | -0.05 | 0 |  | 0.39 | 0.35 | 0.23 | 41.72 | 1377.107 | 0.88
D | 4002 | 2021-09-03 | 16 | ON | 43.41 | 6.46 | 0.26 | 0.04 | 0.12 | 0.48 | 0.4 | 0.25 | -0.14 | -0.05 | 0 |  | 0.39 | 0.35 | 0.23 | 52.2 | 1367.447 | 1.3
D | 4002 | 2021-09-03 | 17 | ON | 44.51 | 6.46 | 0.26 | 0.04 | 0.08 | 0.47 | 0.05 | -0.03 | -0.08 | -0.05 | 0 |  | 0.39 | 0.35 | 0.23 | 52.68 | 1382.404 | 0.9
D | 4002 | 2021-09-03 | 18 | ON | 48.82 | 6.46 | 0.26 | 0.04 | 0.16 | 0.46 | 0.07 | -0.06 | -0.16 | -0.05 | 0 |  | 0.39 | 0.35 | 0.23 | 56.97 | 1399.755 | 0.99
D | 4002 | 2021-09-03 | 19 | ON | 60.85 | 6.46 | 0.26 | 0.04 | 0.33 | 0.46 | 0.49 | -0.04 | -0.18 | -0.05 | 0 |  | 0.39 | 0.35 | 0.23 | 69.59 | 1384.482 | 1.58
D | 4002 | 2021-09-03 | 20 | ON | 55.5 | 6.46 | 0.26 | 0.04 | 0.25 | 0.47 | 0.18 | 0.02 | -0.22 | -0.05 | 0 |  | 0.39 | 0.35 | 0.23 | 63.88 | 1366.946 | 1.2
D | 4002 | 2021-09-03 | 21 | ON | 54.83 | 6.46 | 0.26 | 0.04 | 0.28 | 0.48 | 0.23 | 0 | -0.1 | -0.05 | 0 |  | 0.39 | 0.35 | 0.23 | 63.4 | 1327.674 | 1.29
D | 4002 | 2021-09-03 | 22 | ON | 50.13 | 6.46 | 0.26 | 0.04 | 0.25 | 0.51 | 0.39 | -0.03 | -0.14 | -0.05 | 0 |  | 0.39 | 0.35 | 0.23 | 58.79 | 1240.527 | 1.45
D | 4002 | 2021-09-03 | 23 | ON | 50.4 | 6.46 | 0.26 | 0.04 | 1.61 | 0.55 | 0.21 | -0.04 | -0.09 | -0.05 | 0 |  | 0.39 | 0.35 | 0.23 | 60.32 | 1141.839 | 2.67
D | 4002 | 2021-09-03 | 24 | OFF | 46.29 | 6.46 | 0.26 | 0.04 | 0.66 | 0 | 0.31 | -0.03 | -0.05 | -0.05 | 0 |  | 0.39 | 0.35 | 0.23 | 54.86 | 1053.462 | 1.27
D | 4002 | 2021-09-04 | 1 | OFF | 32.02 | 6.46 | 0.78 | 0.14 | 0.14 | 0 | 0.02 | 0 | -0.06 | -0.05 | 0 |  | 0.39 | 0.35 | 0.23 | 40.42 | 983.858 | 1.08
D | 4002 | 2021-09-04 | 2 | OFF | 30.38 | 6.46 | 0.78 | 0.14 | 0.09 | 0 | 0 | 0 | -0.17 | -0.05 | 0 |  | 0.39 | 0.35 | 0.23 | 38.6 | 939.956 | 1.01
D | 4002 | 2021-09-04 | 3 | OFF | 32.14 | 6.46 | 0.78 | 0.14 | 0.05 | 0 | 0 | -0.03 | -0.12 | -0.05 | 0 |  | 0.39 | 0.35 | 0.23 | 40.34 | 913.135 | 0.97
D | 4002 | 2021-09-04 | 4 | OFF | 95.75 | 6.46 | 0.78 | 0.14 | 0.01 | 0 | 0 | 0.24 | 0.29 | -0.05 | 0 |  | 0.39 | 0.35 | 0.23 | 104.59 | 900.345 | 0.93
D | 4002 | 2021-09-04 | 5 | OFF | 30.49 | 6.46 | 0.78 | 0.14 | 0.03 | 0 | 0 | 0.02 | -0.11 | -0.05 | 0 |  | 0.39 | 0.35 | 0.23 | 38.73 | 905.671 | 0.95
D | 4002 | 2021-09-04 | 6 | OFF | 28.28 | 6.46 | 0.78 | 0.14 | 0.05 | 0 | 0 | 0.02 | -0.15 | -0.05 | 0 |  | 0.39 | 0.35 | 0.23 | 36.5 | 927.728 | 0.97
D | 4002 | 2021-09-04 | 7 | OFF | 28.71 | 6.46 | 0.78 | 0.14 | 0.18 | 0 | 0 | 0 | -0.16 | -0.05 | 0 |  | 0.39 | 0.35 | 0.23 | 37.03 | 969.956 | 1.1
D | 4002 | 2021-09-04 | 8 | OFF | 30.18 | 6.46 | 0.78 | 0.14 | 0.18 | 0 | 0 | 0.01 | -0.14 | -0.05 | 0 |  | 0.39 | 0.35 | 0.23 | 38.53 | 1045.432 | 1.1
D | 4002 | 2021-09-04 | 9 | OFF | 34.35 | 6.46 | 0.78 | 0.14 | 0.32 | 0 | 0.13 | 0 | -0.17 | -0.05 | 0 |  | 0.39 | 0.35 | 0.23 | 42.93 | 1127.411 | 1.37
D | 4002 | 2021-09-04 | 10 | OFF | 32.53 | 6.46 | 0.78 | 0.14 | 0.28 | 0 | 0 | 0 | -0.19 | -0.05 | 0 |  | 0.39 | 0.35 | 0.23 | 40.92 | 1185.698 | 1.2
D | 4002 | 2021-09-04 | 11 | OFF | 26.85 | 6.46 | 0.78 | 0.14 | 0.14 | 0 | 0 | 0.09 | -0.19 | -0.05 | 0 |  | 0.39 | 0.35 | 0.23 | 35.19 | 1205.175 | 1.06
D | 4002 | 2021-09-04 | 12 | OFF | 27.76 | 6.46 | 0.78 | 0.14 | 0.1 | 0 | 0 | -0.03 | -0.18 | -0.05 | 0 |  | 0.39 | 0.35 | 0.23 | 35.95 | 1218.447 | 1.02
D | 4002 | 2021-09-04 | 13 | OFF | 29.48 | 6.46 | 0.78 | 0.14 | 0.09 | 0 | 0 | -0.04 | -0.19 | -0.05 | 0 |  | 0.39 | 0.35 | 0.23 | 37.64 | 1226.713 | 1.01
D | 4002 | 2021-09-04 | 14 | OFF | 28.35 | 6.46 | 0.78 | 0.14 | 0.1 | 0 | 0 | -0.01 | -0.18 | -0.05 | 0 |  | 0.39 | 0.35 | 0.23 | 36.56 | 1237.604 | 1.02
D | 4002 | 2021-09-04 | 15 | OFF | 28.95 | 6.46 | 0.78 | 0.14 | 0.1 | 0 | 0 | -0.03 | -0.19 | -0.05 | 0 |  | 0.39 | 0.35 | 0.23 | 37.13 | 1255.518 | 1.02
D | 4002 | 2021-09-04 | 16 | OFF | 31.38 | 6.46 | 0.78 | 0.14 | 0.1 | 0 | 0.07 | -0.08 | -0.16 | -0.05 | 0 |  | 0.39 | 0.35 | 0.23 | 39.61 | 1281.802 | 1.09
D | 4002 | 2021-09-04 | 17 | OFF | 56.67 | 6.46 | 0.78 | 0.14 | 0.1 | 0 | 0.6 | -0.19 | 0.09 | -0.05 | 0 |  | 0.39 | 0.35 | 0.23 | 65.57 | 1322.992 | 1.62
D | 4002 | 2021-09-04 | 18 | OFF | 71.19 | 6.46 | 0.78 | 0.14 | 0.33 | 0 | 0.34 | -0.09 | -0.25 | -0.05 | 0 |  | 0.39 | 0.35 | 0.23 | 79.82 | 1357.739 | 1.59
D | 4002 | 2021-09-04 | 19 | OFF | 66.76 | 6.46 | 0.78 | 0.14 | 0.2 | 0 | 0.52 | 0 | -0.24 | -0.05 | 0 |  | 0.39 | 0.35 | 0.23 | 75.54 | 1350.949 | 1.64
D | 4002 | 2021-09-04 | 20 | OFF | 63.77 | 6.46 | 0.78 | 0.14 | 0.24 | 0 | 0.94 | -0.03 | -0.28 | -0.05 | 0 |  | 0.39 | 0.35 | 0.23 | 72.94 | 1334.467 | 2.1
D | 4002 | 2021-09-04 | 21 | OFF | 65.53 | 6.46 | 0.78 | 0.14 | 0.43 | 0 | 0 | -0.1 | -0.18 | -0.05 | 0 |  | 0.39 | 0.35 | 0.23 | 73.98 | 1293.056 | 1.35
D | 4002 | 2021-09-04 | 22 | OFF | 56.36 | 6.46 | 0.78 | 0.14 | 0.36 | 0 | 0.23 | -0.05 | -0.02 | -0.05 | 0 |  | 0.39 | 0.35 | 0.23 | 65.18 | 1209.896 | 1.51
D | 4002 | 2021-09-04 | 23 | OFF | 56.34 | 6.46 | 0.78 | 0.14 | 0.51 | 0 | 1.29 | -0.07 | -0.2 | -0.05 | 0 |  | 0.39 | 0.35 | 0.23 | 66.17 | 1113.769 | 2.72
D | 4002 | 2021-09-04 | 24 | OFF | 45.29 | 6.46 | 0.78 | 0.14 | 0.46 | 0 | 0.43 | 0.05 | 0.04 | -0.05 | 0 |  | 0.39 | 0.35 | 0.23 | 54.57 | 1029.188 | 1.81
D | 4002 | 2021-09-05 | 1 | OFF | 53.42 | 6.46 | 1.12 | 0.09 | 0.31 | 0 | 0.24 | -0.08 | -0.16 | -0.05 | 0 |  | 0.39 | 0.35 | 0.23 | 62.32 | 968.935 | 1.76
D | 4002 | 2021-09-05 | 2 | OFF | 56.6 | 6.46 | 1.12 | 0.09 | 0.68 | 0 | 0 | -0.04 | -0.16 | -0.05 | 0 |  | 0.39 | 0.35 | 0.23 | 65.67 | 922.35 | 1.89
D | 4002 | 2021-09-05 | 3 | OFF | 61.95 | 6.46 | 1.12 | 0.09 | 0.54 | 0 | 0 | 0.04 | -0.1 | -0.05 | 0 |  | 0.39 | 0.35 | 0.23 | 71.02 | 895.915 | 1.75
D | 4002 | 2021-09-05 | 4 | OFF | 47.63 | 6.46 | 1.12 | 0.09 | 0.35 | 0 | 0 | 0.03 | -0.05 | -0.05 | 0 |  | 0.39 | 0.35 | 0.23 | 56.55 | 883.089 | 1.56
D | 4002 | 2021-09-05 | 5 | OFF | 45.35 | 6.46 | 1.12 | 0.09 | 0.26 | 0 | 0 | 0.04 | -0.04 | -0.05 | 0 |  | 0.39 | 0.35 | 0.23 | 54.2 | 884.314 | 1.47
D | 4002 | 2021-09-05 | 6 | OFF | 50.59 | 6.46 | 1.12 | 0.09 | 0.32 | 0 | 0 | 0.05 | -0.04 | -0.05 | 0 |  | 0.39 | 0.35 | 0.23 | 59.51 | 904.686 | 1.53
D | 4002 | 2021-09-05 | 7 | OFF | 162.44 | 6.46 | 1.12 | 0.09 | 3.08 | 0 | 0 | 0.34 | 0.48 | -0.05 | 0 |  | 0.39 | 0.35 | 0.23 | 174.93 | 937.412 | 4.29
D | 4002 | 2021-09-05 | 8 | OFF | 56.19 | 6.46 | 1.12 | 0.09 | 0.66 | 0 | 0 | 0.04 | -0.1 | -0.05 | 0 |  | 0.39 | 0.35 | 0.23 | 65.38 | 998.443 | 1.87
D | 4002 | 2021-09-05 | 9 | OFF | 53.1 | 6.46 | 1.12 | 0.09 | 0.4 | 0 | 0.16 | 0.08 | -0.12 | -0.05 | 0 |  | 0.39 | 0.35 | 0.23 | 62.21 | 1093.481 | 1.77
D | 4002 | 2021-09-05 | 10 | OFF | 55.97 | 6.46 | 1.12 | 0.09 | 0.23 | 0 | 0.23 | -0.05 | -0.08 | -0.05 | 0 |  | 0.39 | 0.35 | 0.23 | 64.89 | 1165.379 | 1.67
D | 4002 | 2021-09-05 | 11 | OFF | 49.81 | 6.46 | 1.12 | 0.09 | 0.22 | 0 | 0.13 | 0.07 | -0.04 | -0.05 | 0 |  | 0.39 | 0.35 | 0.23 | 58.78 | 1194.841 | 1.56
D | 4002 | 2021-09-05 | 12 | OFF | 49.25 | 6.46 | 1.12 | 0.09 | 0.25 | 0 | 0 | -0.02 | -0.09 | -0.05 | 0 |  | 0.39 | 0.35 | 0.23 | 57.98 | 1227.296 | 1.46
D | 4002 | 2021-09-05 | 13 | OFF | 49.62 | 6.46 | 1.12 | 0.09 | 0.2 | 0 | 0.04 | -0.02 | -0.07 | -0.05 | 0 |  | 0.39 | 0.35 | 0.23 | 58.36 | 1242.195 | 1.45
D | 4002 | 2021-09-05 | 14 | OFF | 40.31 | 6.46 | 1.12 | 0.09 | 0.17 | 0 | 0 | 0.01 | -0.1 | -0.05 | 0 |  | 0.39 | 0.35 | 0.23 | 48.98 | 1238.426 | 1.38
D | 4002 | 2021-09-05 | 15 | OFF | 33.56 | 6.46 | 1.12 | 0.09 | 0.08 | 0 | 0 | -0.01 | -0.12 | -0.05 | 0 |  | 0.39 | 0.35 | 0.23 | 42.1 | 1236.5 | 1.29
D | 4002 | 2021-09-05 | 16 | OFF | 32.72 | 6.46 | 1.12 | 0.09 | 0.09 | 0 | 0 | 0.02 | -0.13 | -0.05 | 0 |  | 0.39 | 0.35 | 0.23 | 41.29 | 1246.619 | 1.3
D | 4002 | 2021-09-05 | 17 | OFF | 34.01 | 6.46 | 1.12 | 0.09 | 0.06 | 0 | 0 | 0.02 | -0.21 | -0.05 | 0 |  | 0.39 | 0.35 | 0.23 | 42.47 | 1282.149 | 1.27
D | 4002 | 2021-09-05 | 18 | OFF | 34.74 | 6.46 | 1.12 | 0.09 | 0.06 | 0 | 0 | 0.02 | -0.26 | -0.05 | 0 |  | 0.39 | 0.35 | 0.23 | 43.15 | 1320.826 | 1.27
D | 4002 | 2021-09-05 | 19 | OFF | 34.11 | 6.46 | 1.12 | 0.09 | 0.08 | 0 | 0 | -0.03 | -0.29 | -0.05 | 0 |  | 0.39 | 0.35 | 0.23 | 42.46 | 1323.251 | 1.29
D | 4002 | 2021-09-05 | 20 | OFF | 31.27 | 6.46 | 1.12 | 0.09 | 0.09 | 0 | 0 | -0.01 | -0.3 | -0.05 | 0 |  | 0.39 | 0.35 | 0.23 | 39.64 | 1308.868 | 1.3
D | 4002 | 2021-09-05 | 21 | OFF | 31.59 | 6.46 | 1.12 | 0.09 | 0.08 | 0 | 0 | -0.04 | -0.27 | -0.05 | 0 |  | 0.39 | 0.35 | 0.23 | 39.95 | 1256.49 | 1.29
D | 4002 | 2021-09-05 | 22 | OFF | 26.97 | 6.46 | 1.12 | 0.09 | 0.1 | 0 | 0 | -0.01 | -0.2 | -0.05 | 0 |  | 0.39 | 0.35 | 0.23 | 35.45 | 1188.044 | 1.31
D | 4002 | 2021-09-05 | 23 | OFF | 32.09 | 6.46 | 1.12 | 0.09 | 0.23 | 0 | 0.07 | -0.02 | -0.16 | -0.05 | 0 |  | 0.39 | 0.35 | 0.23 | 40.8 | 1116.119 | 1.51
D | 4002 | 2021-09-05 | 24 | OFF | 35.33 | 6.46 | 1.12 | 0.09 | 0.16 | 0 | 0.36 | -0.03 | -0.06 | -0.05 | 0 |  | 0.39 | 0.35 | 0.23 | 44.35 | 1044.08 | 1.73
D | 4002 | 2021-09-06 | 1 | OFF | 30.88 | 6.46 | 0.42 | 0.06 | 0.19 | 0 | 0 | -0.08 | -0.24 | -0.05 | 0 |  | 0.39 | 0.35 | 0.23 | 38.61 | 990.354 | 0.67
D | 4002 | 2021-09-06 | 2 | OFF | 87.27 | 6.46 | 0.42 | 0.06 | 0.66 | 0 | 0 | -0.17 | 0.17 | -0.05 | 0 |  | 0.39 | 0.35 | 0.23 | 95.79 | 953.145 | 1.14
D | 4002 | 2021-09-06 | 3 | OFF | 37.37 | 6.46 | 0.42 | 0.06 | 0.07 | 0 | 0 | -0.02 | -0.18 | -0.05 | 0 |  | 0.39 | 0.35 | 0.23 | 45.1 | 931.63 | 0.55
D | 4002 | 2021-09-06 | 4 | OFF | 34.55 | 6.46 | 0.42 | 0.06 | 0.03 | 0 | 0 | 0 | -0.17 | -0.05 | 0 |  | 0.39 | 0.35 | 0.23 | 42.27 | 923.03 | 0.51
D | 4002 | 2021-09-06 | 5 | OFF | 33.81 | 6.46 | 0.42 | 0.06 | 0.02 | 0 | 0 | 0 | -0.13 | -0.05 | 0 |  | 0.39 | 0.35 | 0.23 | 41.56 | 929.489 | 0.5
D | 4002 | 2021-09-06 | 6 | OFF | 71.53 | 6.46 | 0.42 | 0.06 | 0.55 | 0 | 0 | 0.21 | 0.48 | -0.05 | 0 |  | 0.39 | 0.35 | 0.23 | 80.63 | 958.495 | 1.03
D | 4002 | 2021-09-06 | 7 | OFF | 59.55 | 6.46 | 0.42 | 0.06 | 0.95 | 0 | 0 | 0.06 | -0.05 | -0.05 | 0 |  | 0.39 | 0.35 | 0.23 | 68.37 | 1003.018 | 1.43
D | 4002 | 2021-09-06 | 8 | ON | 51.15 | 6.46 | 0.42 | 0.06 | 0.43 | 0 | 0 | 0.02 | -0.1 | -0.05 | 0 |  | 0.39 | 0.35 | 0.23 | 59.36 | 1071.525 | 0.91
D | 4002 | 2021-09-06 | 9 | ON | 38.08 | 6.46 | 0.42 | 0.06 | 0.15 | 0 | 0 | 0 | -0.18 | -0.05 | 0 |  | 0.39 | 0.35 | 0.23 | 45.91 | 1169.482 | 0.63
D | 4002 | 2021-09-06 | 10 | ON | 39.02 | 6.46 | 0.42 | 0.06 | 0.08 | 0 | 0.02 | 0.01 | -0.29 | -0.05 | 0 |  | 0.39 | 0.35 | 0.23 | 46.7 | 1257.384 | 0.58
D | 4002 | 2021-09-06 | 11 | ON | 35.05 | 6.46 | 0.42 | 0.06 | 0.07 | 0 | 0 | 0 | -0.29 | -0.05 | 0 |  | 0.39 | 0.35 | 0.23 | 42.69 | 1313.938 | 0.55
D | 4002 | 2021-09-06 | 12 | ON | 34.01 | 6.46 | 0.42 | 0.06 | 0.08 | 0 | 0 | -0.01 | -0.33 | -0.05 | 0 |  | 0.39 | 0.35 | 0.23 | 41.61 | 1360.848 | 0.56
D | 4002 | 2021-09-06 | 13 | ON | 35.17 | 6.46 | 0.42 | 0.06 | 0.07 | 0 | 0 | 0.02 | -0.24 | -0.05 | 0 |  | 0.39 | 0.35 | 0.23 | 42.88 | 1402.939 | 0.55
D | 4002 | 2021-09-06 | 14 | ON | 35.12 | 6.46 | 0.42 | 0.06 | 0.06 | 0 | 0 | 0 | -0.22 | -0.05 | 0 |  | 0.39 | 0.35 | 0.23 | 42.82 | 1426.067 | 0.54
D | 4002 | 2021-09-06 | 15 | ON | 33.54 | 6.46 | 0.42 | 0.06 | 0.07 | 0 | 0 | 0.01 | -0.26 | -0.05 | 0 |  | 0.39 | 0.35 | 0.23 | 41.22 | 1452.851 | 0.55
D | 4002 | 2021-09-06 | 16 | ON | 35.94 | 6.46 | 0.42 | 0.06 | 0.05 | 0 | 0 | -0.01 | -0.22 | -0.05 | 0 |  | 0.39 | 0.35 | 0.23 | 43.62 | 1459.103 | 0.53
D | 4002 | 2021-09-06 | 17 | ON | 41.64 | 6.46 | 0.42 | 0.06 | 0.05 | 0 | 0 | -0.04 | -0.2 | -0.05 | 0 |  | 0.39 | 0.35 | 0.23 | 49.31 | 1459.809 | 0.53
D | 4002 | 2021-09-06 | 18 | ON | 56.1 | 6.46 | 0.42 | 0.06 | 0.19 | 0 | 0.01 | -0.03 | -0.24 | -0.05 | 0 |  | 0.39 | 0.35 | 0.23 | 63.89 | 1495.617 | 0.68
D | 4002 | 2021-09-06 | 19 | ON | 59.25 | 6.46 | 0.42 | 0.06 | 0.25 | 0 | 0 | -0.01 | -0.22 | -0.05 | 0 |  | 0.39 | 0.35 | 0.23 | 67.13 | 1477.836 | 0.73
D | 4002 | 2021-09-06 | 20 | ON | 63.62 | 6.46 | 0.42 | 0.06 | 0.19 | 0 | 0.26 | -0.06 | -0.28 | -0.05 | 0 |  | 0.39 | 0.35 | 0.23 | 71.59 | 1451.874 | 0.93
D | 4002 | 2021-09-06 | 21 | ON | 42.45 | 6.46 | 0.42 | 0.06 | 0.13 | 0 | 0.03 | 0.05 | -0.08 | -0.05 | 0 |  | 0.39 | 0.35 | 0.23 | 50.44 | 1387.515 | 0.64
D | 4002 | 2021-09-06 | 22 | ON | 32.69 | 6.46 | 0.42 | 0.06 | 0.12 | 0 | 0 | -0.02 | -0.15 | -0.05 | 0 |  | 0.39 | 0.35 | 0.23 | 40.5 | 1268.454 | 0.6
D | 4002 | 2021-09-06 | 23 | ON | 29.96 | 6.46 | 0.42 | 0.06 | 0.16 | 0 | 0 | 0 | -0.14 | -0.05 | 0 |  | 0.39 | 0.35 | 0.23 | 37.84 | 1143.622 | 0.64
D | 4002 | 2021-09-06 | 24 | OFF | 27.88 | 6.46 | 0.42 | 0.06 | 0.15 | 0 | 0 | -0.01 | -0.14 | -0.05 | 0 |  | 0.39 | 0.35 | 0.23 | 35.74 | 1043.882 | 0.63
D | 4002 | 2021-09-07 | 1 | OFF | 24.01 | 6.46 | 0.36 | 0.03 | 0.11 | 0 | 0 | 0 | -0.22 | -0.05 | 0 |  | 0.39 | 0.35 | 0.23 | 31.67 | 974.763 | 0.5
D | 4002 | 2021-09-07 | 2 | OFF | 7.55 | 6.46 | 0.36 | 0.03 | 0.19 | 0 | 0 | 0 | -0.15 | -0.05 | 0 |  | 0.39 | 0.35 | 0.23 | 15.36 | 935.621 | 0.58
D | 4002 | 2021-09-07 | 3 | OFF | 4.99 | 6.46 | 0.36 | 0.03 | 0.09 | 0 | 0 | -0.03 | -0.29 | -0.05 | 0 |  | 0.39 | 0.35 | 0.23 | 12.53 | 914.517 | 0.48
D | 4002 | 2021-09-07 | 4 | OFF | 10.19 | 6.46 | 0.36 | 0.03 | 0.2 | 0 | 0 | 0 | -0.2 | -0.05 | 0 |  | 0.39 | 0.35 | 0.23 | 17.96 | 911.542 | 0.59
D | 4002 | 2021-09-07 | 5 | OFF | 4.81 | 6.46 | 0.36 | 0.03 | 0.05 | 0 | 0 | 0.01 | -0.29 | -0.05 | 0 |  | 0.39 | 0.35 | 0.23 | 12.35 | 938.684 | 0.44
D | 4002 | 2021-09-07 | 6 | OFF | 8.58 | 6.46 | 0.36 | 0.03 | 0.09 | 0 | 0 | -0.01 | 0.16 | -0.05 | 0 |  | 0.39 | 0.35 | 0.23 | 16.59 | 1024.167 | 0.48
D | 4002 | 2021-09-07 | 7 | OFF | 38.37 | 6.46 | 0.36 | 0.03 | 0.3 | 0 | 0.48 | 0.04 | -0.02 | -0.05 | 0 |  | 0.39 | 0.35 | 0.23 | 46.94 | 1158.318 | 1.17
D | 4002 | 2021-09-07 | 8 | ON | 28.28 | 6.46 | 0.36 | 0.03 | 0.18 | 0.52 | 0 | 0.01 | -0.21 | -0.05 | 0 |  | 0.39 | 0.35 | 0.23 | 36.55 | 1254.947 | 1.09
D | 4002 | 2021-09-07 | 9 | ON | 27.3 | 6.46 | 0.36 | 0.03 | 0.23 | 0.49 | 0 | 0.01 | -0.22 | -0.05 | 0 |  | 0.39 | 0.35 | 0.23 | 35.58 | 1310.747 | 1.11
D | 4002 | 2021-09-07 | 10 | ON | 28.09 | 6.46 | 0.36 | 0.03 | 0.12 | 0.48 | 0 | 0 | -0.21 | -0.05 | 0 |  | 0.39 | 0.35 | 0.23 | 36.25 | 1350.998 | 0.99
D | 4002 | 2021-09-07 | 11 | ON | 28.63 | 6.46 | 0.36 | 0.03 | 0.08 | 0.47 | 0 | 0 | -0.24 | -0.05 | 0 |  | 0.39 | 0.35 | 0.23 | 36.71 | 1377.19 | 0.94
D | 4002 | 2021-09-07 | 12 | ON | 30.18 | 6.46 | 0.36 | 0.03 | 0.07 | 0.46 | 0 | 0 | -0.26 | -0.05 | 0 |  | 0.39 | 0.35 | 0.23 | 38.22 | 1411.803 | 0.92
D | 4002 | 2021-09-07 | 13 | ON | 32.34 | 6.46 | 0.36 | 0.03 | 0.22 | 0.45 | 0 | 0.05 | -0.25 | -0.05 | 0 |  | 0.39 | 0.35 | 0.23 | 40.58 | 1439.324 | 1.06
D | 4002 | 2021-09-07 | 14 | ON | 34.84 | 6.46 | 0.36 | 0.03 | 0.09 | 0.44 | 0 | -0.05 | -0.25 | -0.05 | 0 |  | 0.39 | 0.35 | 0.23 | 42.84 | 1468.79 | 0.92
D | 4002 | 2021-09-07 | 15 | ON | 35.37 | 6.46 | 0.36 | 0.03 | 0.07 | 0.43 | 0 | 0.01 | -0.3 | -0.05 | 0 |  | 0.39 | 0.35 | 0.23 | 43.35 | 1478.459 | 0.89
D | 4002 | 2021-09-07 | 16 | ON | 36.85 | 6.46 | 0.36 | 0.03 | 0.05 | 0.4 | 0 | 0 | -0.31 | -0.05 | 0 |  | 0.39 | 0.35 | 0.23 | 44.76 | 1498.674 | 0.84
D | 4002 | 2021-09-07 | 17 | ON | 46.03 | 6.46 | 0.36 | 0.03 | 0.29 | 0.37 | 0.03 | 0.01 | -0.21 | -0.05 | 0 |  | 0.39 | 0.35 | 0.23 | 54.29 | 1527.609 | 1.08
D | 4002 | 2021-09-07 | 18 | ON | 67.61 | 6.46 | 0.36 | 0.03 | 0.44 | 0.36 | 0.35 | -0.03 | -0.24 | -0.05 | 0 |  | 0.39 | 0.35 | 0.23 | 76.26 | 1558.807 | 1.54
D | 4002 | 2021-09-07 | 19 | ON | 69.36 | 6.46 | 0.36 | 0.03 | 0.82 | 0.37 | 0.75 | 0.04 | -0.29 | -0.05 | 0 |  | 0.39 | 0.35 | 0.23 | 78.82 | 1542.576 | 2.33
D | 4002 | 2021-09-07 | 20 | ON | 57.08 | 6.46 | 0.36 | 0.03 | 0.74 | 0.38 | 0.32 | 0.02 | -0.29 | -0.05 | 0 |  | 0.39 | 0.35 | 0.23 | 66.02 | 1515.621 | 1.83
D | 4002 | 2021-09-07 | 21 | ON | 54.46 | 6.46 | 0.36 | 0.03 | 0.24 | 0.42 | 0.4 | -0.05 | -0.2 | -0.05 | 0 |  | 0.39 | 0.35 | 0.23 | 63.04 | 1449.615 | 1.45
D | 4002 | 2021-09-07 | 22 | ON | 38.11 | 6.46 | 0.36 | 0.03 | 0.82 | 0.45 | 0.03 | -0.08 | -0.14 | -0.05 | 0 |  | 0.39 | 0.35 | 0.23 | 46.96 | 1326.795 | 1.69
D | 4002 | 2021-09-07 | 23 | ON | 32.63 | 6.46 | 0.36 | 0.03 | 0.23 | 0.49 | 0 | -0.04 | -0.11 | -0.05 | 0 |  | 0.39 | 0.35 | 0.23 | 40.97 | 1202.163 | 1.11
D | 4002 | 2021-09-07 | 24 | OFF | 30.81 | 6.46 | 0.36 | 0.03 | 0.13 | 0 | 0 | 0.02 | -0.17 | -0.05 | 0 |  | 0.39 | 0.35 | 0.23 | 38.56 | 1091.001 | 0.52
D | 4002 | 2021-09-08 | 1 | OFF | 34.85 | 6.46 | 0.13 | 0.03 | 0.04 | 0 | 0 | -0.01 | -0.08 | -0.05 | 0 |  | 0.39 | 0.35 | 0.23 | 42.34 | 1018.284 | 0.2
D | 4002 | 2021-09-08 | 2 | OFF | 33.47 | 6.46 | 0.13 | 0.03 | 0.03 | 0 | 0 | 0.01 | -0.07 | -0.05 | 0 |  | 0.39 | 0.35 | 0.23 | 40.98 | 973.794 | 0.19
D | 4002 | 2021-09-08 | 3 | OFF | 30.7 | 6.46 | 0.13 | 0.03 | 0.02 | 0 | 0 | 0.04 | -0.06 | -0.05 | 0 |  | 0.39 | 0.35 | 0.23 | 38.24 | 949.516 | 0.18
D | 4002 | 2021-09-08 | 4 | OFF | 28.14 | 6.46 | 0.13 | 0.03 | 0.03 | 0 | 0 | 0 | -0.09 | -0.05 | 0 |  | 0.39 | 0.35 | 0.23 | 35.62 | 942.458 | 0.19
D | 4002 | 2021-09-08 | 5 | OFF | 29.31 | 6.46 | 0.13 | 0.03 | 0.03 | 0 | 0 | -0.02 | -0.11 | -0.05 | 0 |  | 0.39 | 0.35 | 0.23 | 36.75 | 966.276 | 0.19
D | 4002 | 2021-09-08 | 6 | OFF | 33.46 | 6.46 | 0.13 | 0.03 | 0.34 | 0 | 0 | 0.07 | -0.12 | -0.05 | 0 |  | 0.39 | 0.35 | 0.23 | 41.29 | 1052.439 | 0.5
D | 4002 | 2021-09-08 | 7 | OFF | 34.25 | 6.46 | 0.13 | 0.03 | 0.3 | 0 | 0 | 0.02 | -0.22 | -0.05 | 0 |  | 0.39 | 0.35 | 0.23 | 41.89 | 1175.859 | 0.46
D | 4002 | 2021-09-08 | 8 | ON | 34.8 | 6.46 | 0.13 | 0.03 | 0.18 | 0.49 | 0 | 0.01 | -0.29 | -0.05 | 0 |  | 0.39 | 0.35 | 0.23 | 42.73 | 1272.209 | 0.83
D | 4002 | 2021-09-08 | 9 | ON | 33.86 | 6.46 | 0.13 | 0.03 | 0.06 | 0.46 | 0 | 0.02 | -0.26 | -0.05 | 0 |  | 0.39 | 0.35 | 0.23 | 41.68 | 1331.805 | 0.68
D | 4002 | 2021-09-08 | 10 | ON | 34.53 | 6.46 | 0.13 | 0.03 | 0.05 | 0.45 | 0 | -0.03 | -0.14 | -0.05 | 0 |  | 0.39 | 0.35 | 0.23 | 42.4 | 1373.058 | 0.66
D | 4002 | 2021-09-08 | 11 | ON | 35.43 | 6.46 | 0.13 | 0.03 | 0.07 | 0.44 | 0 | 0.04 | -0.21 | -0.05 | 0 |  | 0.39 | 0.35 | 0.23 | 43.31 | 1414.782 | 0.67
D | 4002 | 2021-09-08 | 12 | ON | 34.23 | 6.46 | 0.13 | 0.03 | 0.06 | 0.42 | 0 | 0.02 | -0.21 | -0.05 | 0 |  | 0.39 | 0.35 | 0.23 | 42.06 | 1469.73 | 0.64
D | 4002 | 2021-09-08 | 13 | ON | 34.21 | 6.46 | 0.13 | 0.03 | 0.08 | 0.4 | 0 | 0 | -0.19 | -0.05 | 0 |  | 0.39 | 0.35 | 0.23 | 42.04 | 1529.498 | 0.64
D | 4002 | 2021-09-08 | 14 | ON | 35.54 | 6.46 | 0.13 | 0.03 | 0.07 | 0.39 | 0 | -0.05 | -0.23 | -0.05 | 0 |  | 0.39 | 0.35 | 0.23 | 43.26 | 1585.23 | 0.62
D | 4002 | 2021-09-08 | 15 | ON | 47 | 6.46 | 0.13 | 0.03 | 0.13 | 0.38 | 0.09 | -0.04 | -0.24 | -0.05 | 0 |  | 0.39 | 0.35 | 0.23 | 54.86 | 1609.967 | 0.76
D | 4002 | 2021-09-08 | 16 | ON | 43.67 | 6.46 | 0.13 | 0.03 | 0.11 | 0.37 | 0.01 | -0.02 | -0.27 | -0.05 | 0 |  | 0.39 | 0.35 | 0.23 | 51.41 | 1631.51 | 0.65
D | 4002 | 2021-09-08 | 17 | ON | 54.27 | 6.46 | 0.13 | 0.03 | 0.18 | 0.37 | 0.09 | -0.11 | -0.2 | -0.05 | 0 |  | 0.39 | 0.35 | 0.23 | 62.14 | 1653.213 | 0.8
D | 4002 | 2021-09-08 | 18 | ON | 48.22 | 6.46 | 0.13 | 0.03 | 0.15 | 0.36 | 0 | -0.05 | -0.42 | -0.05 | 0 |  | 0.39 | 0.35 | 0.23 | 55.8 | 1674.436 | 0.67
D | 4002 | 2021-09-08 | 19 | ON | 43.33 | 6.46 | 0.13 | 0.03 | 0.14 | 0.37 | 0 | -0.09 | -0.34 | -0.05 | 0 |  | 0.39 | 0.35 | 0.23 | 50.95 | 1654.927 | 0.67
D | 4002 | 2021-09-08 | 20 | ON | 50.57 | 6.46 | 0.13 | 0.03 | 0.1 | 0.37 | 0 | -0.12 | -0.33 | -0.05 | 0 |  | 0.39 | 0.35 | 0.23 | 58.13 | 1656.913 | 0.63
D | 4002 | 2021-09-08 | 21 | ON | 56.27 | 6.46 | 0.13 | 0.03 | 0.27 | 0.38 | 0 | -0.04 | -0.27 | -0.05 | 0 |  | 0.39 | 0.35 | 0.23 | 64.15 | 1600.462 | 0.81
D | 4002 | 2021-09-08 | 22 | ON | 49.81 | 6.46 | 0.13 | 0.03 | 0.18 | 0.4 | 0 | -0.16 | -0.17 | -0.05 | 0 |  | 0.39 | 0.35 | 0.23 | 57.6 | 1487.642 | 0.74
D | 4002 | 2021-09-08 | 23 | ON | 50.17 | 6.46 | 0.13 | 0.03 | 0.19 | 0.43 | 0.03 | -0.09 | -0.3 | -0.05 | 0 |  | 0.39 | 0.35 | 0.23 | 57.97 | 1362.822 | 0.81
D | 4002 | 2021-09-08 | 24 | OFF | 42.55 | 6.46 | 0.13 | 0.03 | 0.14 | 0 | 0.09 | -0.07 | -0.19 | -0.05 | 0 |  | 0.39 | 0.35 | 0.23 | 50.06 | 1253.033 | 0.39
D | 4002 | 2021-09-09 | 1 | OFF | 44.98 | 6.46 | 0.3 | 0.04 | 0.09 | 0 | 0.1 | -0.02 | -0.16 | -0.05 | 0 |  | 0.39 | 0.35 | 0.23 | 52.71 | 1170.47 | 0.53
D | 4002 | 2021-09-09 | 2 | OFF | 48.02 | 6.46 | 0.3 | 0.04 | 0.09 | 0 | 0.01 | -0.02 | -0.1 | -0.05 | 0 |  | 0.39 | 0.35 | 0.23 | 55.72 | 1117.297 | 0.44
D | 4002 | 2021-09-09 | 3 | OFF | 40.9 | 6.46 | 0.3 | 0.04 | 0.08 | 0 | 0 | -0.01 | -0.14 | -0.05 | 0 |  | 0.39 | 0.35 | 0.23 | 48.55 | 1086.513 | 0.42
D | 4002 | 2021-09-09 | 4 | OFF | 36.89 | 6.46 | 0.3 | 0.04 | 0.04 | 0 | 0 | 0 | -0.13 | -0.05 | 0 |  | 0.39 | 0.35 | 0.23 | 44.52 | 1076.789 | 0.38
D | 4002 | 2021-09-09 | 5 | OFF | 36.39 | 6.46 | 0.3 | 0.04 | 0.03 | 0 | 0 | -0.01 | -0.15 | -0.05 | 0 |  | 0.39 | 0.35 | 0.23 | 43.98 | 1096.067 | 0.37
D | 4002 | 2021-09-09 | 6 | OFF | 37.02 | 6.46 | 0.3 | 0.04 | 0.07 | 0 | 0 | 0.04 | -0.17 | -0.05 | 0 |  | 0.39 | 0.35 | 0.23 | 44.68 | 1177.548 | 0.41
D | 4002 | 2021-09-09 | 7 | OFF | 46.42 | 6.46 | 0.3 | 0.04 | 0.14 | 0 | 0.05 | -0.01 | -0.25 | -0.05 | 0 |  | 0.39 | 0.35 | 0.23 | 54.07 | 1315.814 | 0.53
D | 4002 | 2021-09-09 | 8 | ON | 46.86 | 6.46 | 0.3 | 0.04 | 0.2 | 0.43 | 0 | -0.02 | -0.22 | -0.05 | 0 |  | 0.39 | 0.35 | 0.23 | 54.97 | 1408.529 | 0.97
D | 4002 | 2021-09-09 | 9 | ON | 53.68 | 6.46 | 0.3 | 0.04 | 0.14 | 0.36 | 0.01 | -0.11 | -0.24 | -0.05 | 0 |  | 0.39 | 0.35 | 0.23 | 61.56 | 1470.181 | 0.85
D | 4002 | 2021-09-09 | 10 | ON | 55.64 | 6.46 | 0.3 | 0.04 | 0.06 | 0.35 | 0.24 | -0.03 | -0.19 | -0.05 | 0 |  | 0.39 | 0.35 | 0.23 | 63.79 | 1515.687 | 0.99
D | 4002 | 2021-09-09 | 11 | ON | 54.47 | 6.46 | 0.3 | 0.04 | 0.16 | 0.34 | 0.03 | 0 | -0.24 | -0.05 | 0 |  | 0.39 | 0.35 | 0.23 | 62.48 | 1553.035 | 0.87
D | 4002 | 2021-09-09 | 12 | ON | 52.01 | 6.46 | 0.3 | 0.04 | 0.13 | 0.34 | 0.05 | 0.04 | -0.21 | -0.05 | 0 |  | 0.39 | 0.35 | 0.23 | 60.08 | 1577.398 | 0.86
D | 4002 | 2021-09-09 | 13 | ON | 50.73 | 6.46 | 0.3 | 0.04 | 0.14 | 0.35 | 0.23 | -0.06 | -0.15 | -0.05 | 0 |  | 0.39 | 0.35 | 0.23 | 58.96 | 1586.69 | 1.06
D | 4002 | 2021-09-09 | 14 | ON | 60.86 | 6.46 | 0.3 | 0.04 | 0.18 | 0.39 | 0.13 | -0.06 | -0.12 | -0.05 | 0 |  | 0.39 | 0.35 | 0.23 | 69.1 | 1585.87 | 1.04
D | 4002 | 2021-09-09 | 15 | ON | 53.79 | 6.46 | 0.3 | 0.04 | 0.15 | 0.39 | 0.1 | 0.02 | -0.14 | -0.05 | 0 |  | 0.39 | 0.35 | 0.23 | 62.03 | 1572.092 | 0.98
D | 4002 | 2021-09-09 | 16 | ON | 45.99 | 6.46 | 0.3 | 0.04 | 0.1 | 0.39 | 0 | 0.1 | -0.17 | -0.05 | 0 |  | 0.39 | 0.35 | 0.23 | 54.13 | 1567.147 | 0.83
D | 4002 | 2021-09-09 | 17 | ON | 45.03 | 6.46 | 0.3 | 0.04 | 0.14 | 0.39 | 0 | -0.02 | -0.16 | -0.05 | 0 |  | 0.39 | 0.35 | 0.23 | 53.1 | 1572.159 | 0.87
D | 4002 | 2021-09-09 | 18 | ON | 53.46 | 6.46 | 0.3 | 0.04 | 0.11 | 0.39 | 0.09 | -0.02 | -0.1 | -0.05 | 0 |  | 0.39 | 0.35 | 0.23 | 61.65 | 1588.46 | 0.93
D | 4002 | 2021-09-09 | 19 | ON | 52.21 | 6.46 | 0.3 | 0.04 | 0.11 | 0.39 | 0.02 | -0.07 | -0.13 | -0.05 | 0 |  | 0.39 | 0.35 | 0.23 | 60.25 | 1579.721 | 0.86
D | 4002 | 2021-09-09 | 20 | ON | 58.32 | 6.46 | 0.3 | 0.04 | 0.37 | 0.4 | 0.18 | -0.01 | -0.08 | -0.05 | 0 |  | 0.39 | 0.35 | 0.23 | 66.9 | 1556.289 | 1.29
D | 4002 | 2021-09-09 | 21 | ON | 49 | 6.46 | 0.3 | 0.04 | 0.15 | 0.41 | 0.02 | -0.04 | -0.1 | -0.05 | 0 |  | 0.39 | 0.35 | 0.23 | 57.16 | 1495.394 | 0.92
D | 4002 | 2021-09-09 | 22 | ON | 48.33 | 6.46 | 0.3 | 0.04 | 0.19 | 0.44 | 0.03 | -0.06 | -0.17 | -0.05 | 0 |  | 0.39 | 0.35 | 0.23 | 56.48 | 1393.897 | 1
D | 4002 | 2021-09-09 | 23 | ON | 52.99 | 6.46 | 0.3 | 0.04 | 0.3 | 0.48 | 0.53 | 0 | -0.08 | -0.05 | 0 |  | 0.39 | 0.35 | 0.23 | 61.94 | 1280.346 | 1.65
D | 4002 | 2021-09-09 | 24 | OFF | 49.05 | 6.46 | 0.3 | 0.04 | 0.48 | 0 | 0.4 | 0.01 | 0.04 | -0.05 | 0 |  | 0.39 | 0.35 | 0.23 | 57.7 | 1176.605 | 1.22
D | 4002 | 2021-09-10 | 1 | OFF | 42.5 | 6.46 | 0.4 | 0.07 | 0.2 | 0 | 0.21 | -0.04 | -0.08 | -0.05 | 0 |  | 0.39 | 0.35 | 0.23 | 50.64 | 1107.983 | 0.88
D | 4002 | 2021-09-10 | 2 | OFF | 41.4 | 6.46 | 0.4 | 0.07 | 0.04 | 0 | 0.29 | -0.02 | -0.02 | -0.05 | 0 |  | 0.39 | 0.35 | 0.23 | 49.54 | 1058.985 | 0.8
D | 4002 | 2021-09-10 | 3 | OFF | 37 | 6.46 | 0.4 | 0.07 | 0.08 | 0 | 0 | -0.04 | -0.06 | -0.05 | 0 |  | 0.39 | 0.35 | 0.23 | 44.83 | 1028.913 | 0.55
D | 4002 | 2021-09-10 | 4 | OFF | 35.88 | 6.46 | 0.4 | 0.07 | 0.06 | 0 | 0 | -0.01 | -0.06 | -0.05 | 0 |  | 0.39 | 0.35 | 0.23 | 43.72 | 1020.962 | 0.53
D | 4002 | 2021-09-10 | 5 | OFF | 36.1 | 6.46 | 0.4 | 0.07 | 0.06 | 0 | 0 | 0 | -0.1 | -0.05 | 0 |  | 0.39 | 0.35 | 0.23 | 43.91 | 1041.882 | 0.53
D | 4002 | 2021-09-10 | 6 | OFF | 41.24 | 6.46 | 0.4 | 0.07 | 0.11 | 0 | 0.22 | 0.02 | 0 | -0.05 | 0 |  | 0.39 | 0.35 | 0.23 | 49.44 | 1117.362 | 0.8
D | 4002 | 2021-09-10 | 7 | OFF | 58.59 | 6.46 | 0.4 | 0.07 | 0.34 | 0 | 0.1 | 0.07 | -0.12 | -0.05 | 0 |  | 0.39 | 0.35 | 0.23 | 66.83 | 1241.263 | 0.91
D | 4002 | 2021-09-10 | 8 | ON | 70.11 | 6.46 | 0.4 | 0.07 | 0.41 | 0.49 | 0.04 | -0.06 | -0.3 | -0.05 | 0 |  | 0.39 | 0.35 | 0.23 | 78.54 | 1328.214 | 1.41
D | 4002 | 2021-09-10 | 9 | ON | 68.51 | 6.46 | 0.4 | 0.07 | 0.48 | 0.47 | 0.12 | -0.02 | -0.24 | -0.05 | 0 |  | 0.39 | 0.35 | 0.23 | 77.17 | 1387.619 | 1.54
D | 4002 | 2021-09-10 | 10 | ON | 55.34 | 6.46 | 0.4 | 0.07 | 0.49 | 0.46 | 0.13 | 0.02 | -0.29 | -0.05 | 0 |  | 0.39 | 0.35 | 0.23 | 64 | 1427.298 | 1.55
D | 4002 | 2021-09-10 | 11 | ON | 53.55 | 6.46 | 0.4 | 0.07 | 0.2 | 0.46 | 0.03 | 0 | -0.24 | -0.05 | 0 |  | 0.39 | 0.35 | 0.23 | 61.85 | 1448.435 | 1.16
D | 4002 | 2021-09-10 | 12 | ON | 42.33 | 6.46 | 0.4 | 0.07 | 0.08 | 0.45 | 0.06 | -0.02 | -0.23 | -0.05 | 0 |  | 0.39 | 0.35 | 0.23 | 50.52 | 1470.509 | 1.06
D | 4002 | 2021-09-10 | 13 | ON | 45.05 | 6.46 | 0.4 | 0.07 | 0.11 | 0.45 | 0.06 | -0.03 | -0.23 | -0.05 | 0 |  | 0.39 | 0.35 | 0.23 | 53.26 | 1475.412 | 1.09
D | 4002 | 2021-09-10 | 14 | ON | 41.3 | 6.46 | 0.4 | 0.07 | 0.08 | 0.44 | 0.08 | 0.02 | -0.22 | -0.05 | 0 |  | 0.39 | 0.35 | 0.23 | 49.55 | 1479.727 | 1.07
D | 4002 | 2021-09-10 | 15 | ON | 43.13 | 6.46 | 0.4 | 0.07 | 0.11 | 0.44 | 0.04 | 0.03 | -0.22 | -0.05 | 0 |  | 0.39 | 0.35 | 0.23 | 51.38 | 1459.085 | 1.06
D | 4002 | 2021-09-10 | 16 | ON | 35.65 | 6.46 | 0.4 | 0.07 | 0.07 | 0.44 | 0.01 | 0 | -0.23 | -0.05 | 0 |  | 0.39 | 0.35 | 0.23 | 43.79 | 1428.856 | 0.99
D | 4002 | 2021-09-10 | 17 | ON | 53.17 | 6.46 | 0.4 | 0.07 | 0.11 | 0.44 | 0.3 | -0.02 | -0.17 | -0.05 | 0 |  | 0.39 | 0.35 | 0.23 | 61.68 | 1429.095 | 1.32
D | 4002 | 2021-09-10 | 18 | ON | 52.83 | 6.46 | 0.4 | 0.07 | 0.15 | 0.43 | 0.09 | -0.01 | -0.26 | -0.05 | 0 |  | 0.39 | 0.35 | 0.23 | 61.08 | 1422.033 | 1.14
D | 4002 | 2021-09-10 | 19 | ON | 44.98 | 6.46 | 0.4 | 0.07 | 0.14 | 0.44 | 0.14 | 0.01 | -0.23 | -0.05 | 0 |  | 0.39 | 0.35 | 0.23 | 53.33 | 1395.037 | 1.19
D | 4002 | 2021-09-10 | 20 | ON | 43.07 | 6.46 | 0.4 | 0.07 | 0.1 | 0.45 | 0.09 | -0.02 | -0.24 | -0.05 | 0 |  | 0.39 | 0.35 | 0.23 | 51.3 | 1381.571 | 1.11
D | 4002 | 2021-09-10 | 21 | ON | 42.56 | 6.46 | 0.4 | 0.07 | 0.33 | 0.47 | 0.2 | -0.04 | -0.08 | -0.05 | 0 |  | 0.39 | 0.35 | 0.23 | 51.29 | 1330.152 | 1.47
D | 4002 | 2021-09-10 | 22 | ON | 33.73 | 6.46 | 0.4 | 0.07 | 0.19 | 0.5 | 0.03 | -0.04 | -0.24 | -0.05 | 0 |  | 0.39 | 0.35 | 0.23 | 42.02 | 1237.722 | 1.19
D | 4002 | 2021-09-10 | 23 | ON | 33.34 | 6.46 | 0.4 | 0.07 | 0.14 | 0.54 | 0 | -0.07 | -0.16 | -0.05 | 0 |  | 0.39 | 0.35 | 0.23 | 41.64 | 1140.872 | 1.15
D | 4002 | 2021-09-10 | 24 | OFF | 31.68 | 6.46 | 0.4 | 0.07 | 0.16 | 0 | 0.01 | -0.09 | -0.03 | -0.05 | 0 |  | 0.39 | 0.35 | 0.23 | 39.58 | 1040.879 | 0.64
D | 4002 | 2021-09-11 | 1 | OFF | 31.27 | 6.46 | 0.2 | 0.01 | 0.07 | 0 | 0 | -0.03 | -0.26 | -0.05 | 0 |  | 0.39 | 0.35 | 0.23 | 38.64 | 969.707 | 0.28
D | 4002 | 2021-09-11 | 2 | OFF | 31.23 | 6.46 | 0.2 | 0.01 | 0.06 | 0 | 0 | 0 | -0.21 | -0.05 | 0 |  | 0.39 | 0.35 | 0.23 | 38.67 | 924.912 | 0.27
D | 4002 | 2021-09-11 | 3 | OFF | 32.56 | 6.46 | 0.2 | 0.01 | 0.07 | 0 | 0 | 0 | -0.2 | -0.05 | 0 |  | 0.39 | 0.35 | 0.23 | 40.02 | 899.271 | 0.28
D | 4002 | 2021-09-11 | 4 | OFF | 30.55 | 6.46 | 0.2 | 0.01 | 0.07 | 0 | 0 | -0.01 | -0.21 | -0.05 | 0 |  | 0.39 | 0.35 | 0.23 | 37.99 | 886.595 | 0.28
D | 4002 | 2021-09-11 | 5 | OFF | 29.7 | 6.46 | 0.2 | 0.01 | 0.07 | 0 | 0 | 0.01 | -0.21 | -0.05 | 0 |  | 0.39 | 0.35 | 0.23 | 37.16 | 889.999 | 0.28
D | 4002 | 2021-09-11 | 6 | OFF | 30.15 | 6.46 | 0.2 | 0.01 | 0.05 | 0 | 0 | -0.05 | -0.11 | -0.05 | 0 |  | 0.39 | 0.35 | 0.23 | 37.63 | 919.778 | 0.26
D | 4002 | 2021-09-11 | 7 | OFF | 34.25 | 6.46 | 0.2 | 0.01 | 0.31 | 0 | 0 | 0.02 | -0.23 | -0.05 | 0 |  | 0.39 | 0.35 | 0.23 | 41.94 | 970.451 | 0.52
D | 4002 | 2021-09-11 | 8 | OFF | 33.39 | 6.46 | 0.2 | 0.01 | 0.17 | 0 | 0 | 0 | -0.2 | -0.05 | 0 |  | 0.39 | 0.35 | 0.23 | 40.95 | 1040.055 | 0.38
D | 4002 | 2021-09-11 | 9 | OFF | 32.47 | 6.46 | 0.2 | 0.01 | 0.15 | 0 | 0 | 0.01 | -0.24 | -0.05 | 0 |  | 0.39 | 0.35 | 0.23 | 39.98 | 1114.035 | 0.36
D | 4002 | 2021-09-11 | 10 | OFF | 30.79 | 6.46 | 0.2 | 0.01 | 0.22 | 0 | 0 | 0.02 | -0.26 | -0.05 | 0 |  | 0.39 | 0.35 | 0.23 | 38.36 | 1152.381 | 0.43
D | 4002 | 2021-09-11 | 11 | OFF | 30.37 | 6.46 | 0.2 | 0.01 | 0.1 | 0 | 0 | 0 | -0.27 | -0.05 | 0 |  | 0.39 | 0.35 | 0.23 | 37.79 | 1168.215 | 0.31
D | 4002 | 2021-09-11 | 12 | OFF | 24.67 | 6.46 | 0.2 | 0.01 | 0.1 | 0 | 0 | 0.06 | -0.32 | -0.05 | 0 |  | 0.39 | 0.35 | 0.23 | 32.1 | 1186.783 | 0.31
D | 4002 | 2021-09-11 | 13 | OFF | 17.28 | 6.46 | 0.2 | 0.01 | 0.26 | 0 | 0 | 0.03 | -0.17 | -0.05 | 0 |  | 0.39 | 0.35 | 0.23 | 24.99 | 1208.836 | 0.47
D | 4002 | 2021-09-11 | 14 | OFF | 30.61 | 6.46 | 0.2 | 0.01 | 0.12 | 0 | 0 | 0.05 | -0.23 | -0.05 | 0 |  | 0.39 | 0.35 | 0.23 | 38.14 | 1221.713 | 0.33
D | 4002 | 2021-09-11 | 15 | OFF | 31.08 | 6.46 | 0.2 | 0.01 | 0.09 | 0 | 0 | -0.03 | -0.2 | -0.05 | 0 |  | 0.39 | 0.35 | 0.23 | 38.53 | 1230.055 | 0.3
D | 4002 | 2021-09-11 | 16 | OFF | 31.47 | 6.46 | 0.2 | 0.01 | 0.08 | 0 | 0 | 0.01 | -0.25 | -0.05 | 0 |  | 0.39 | 0.35 | 0.23 | 38.9 | 1244.652 | 0.29
D | 4002 | 2021-09-11 | 17 | OFF | 32.65 | 6.46 | 0.2 | 0.01 | 0.06 | 0 | 0 | -0.04 | -0.29 | -0.05 | 0 |  | 0.39 | 0.35 | 0.23 | 39.97 | 1281.747 | 0.27
D | 4002 | 2021-09-11 | 18 | OFF | 35.77 | 6.46 | 0.2 | 0.01 | 0.06 | 0 | 0 | -0.05 | -0.38 | -0.05 | 0 |  | 0.39 | 0.35 | 0.23 | 42.99 | 1322.973 | 0.27
D | 4002 | 2021-09-11 | 19 | OFF | 40.01 | 6.46 | 0.2 | 0.01 | 0.07 | 0 | 0 | -0.01 | -0.38 | -0.05 | 0 |  | 0.39 | 0.35 | 0.23 | 47.28 | 1316.757 | 0.28
D | 4002 | 2021-09-11 | 20 | OFF | 35.66 | 6.46 | 0.2 | 0.01 | 0.07 | 0 | 0 | -0.06 | -0.41 | -0.05 | 0 |  | 0.39 | 0.35 | 0.23 | 42.85 | 1320.641 | 0.28
D | 4002 | 2021-09-11 | 21 | OFF | 33.49 | 6.46 | 0.2 | 0.01 | 0.06 | 0 | 0 | -0.04 | -0.26 | -0.05 | 0 |  | 0.39 | 0.35 | 0.23 | 40.84 | 1270.182 | 0.27
D | 4002 | 2021-09-11 | 22 | OFF | 32.24 | 6.46 | 0.2 | 0.01 | 0.1 | 0 | 0 | -0.05 | -0.24 | -0.05 | 0 |  | 0.39 | 0.35 | 0.23 | 39.64 | 1191.06 | 0.31
D | 4002 | 2021-09-11 | 23 | OFF | 31.21 | 6.46 | 0.2 | 0.01 | 0.15 | 0 | 0 | -0.03 | -0.23 | -0.05 | 0 |  | 0.39 | 0.35 | 0.23 | 38.69 | 1108.297 | 0.36
D | 4002 | 2021-09-11 | 24 | OFF | 31.24 | 6.46 | 0.2 | 0.01 | 0.12 | 0 | 0 | 0 | -0.18 | -0.05 | 0 |  | 0.39 | 0.35 | 0.23 | 38.77 | 1025.391 | 0.33
D | 4002 | 2021-09-12 | 1 | OFF | 29.95 | 6.46 | 0.2 | 0.02 | 0.07 | 0 | 0 | 0.03 | -0.21 | -0.05 | 0 |  | 0.39 | 0.35 | 0.23 | 37.44 | 960.337 | 0.29
D | 4002 | 2021-09-12 | 2 | OFF | 30.32 | 6.46 | 0.2 | 0.02 | 0.06 | 0 | 0 | 0 | -0.18 | -0.05 | 0 |  | 0.39 | 0.35 | 0.23 | 37.8 | 920.686 | 0.28
D | 4002 | 2021-09-12 | 3 | OFF | 30.31 | 6.46 | 0.2 | 0.02 | 0.06 | 0 | 0 | 0 | -0.2 | -0.05 | 0 |  | 0.39 | 0.35 | 0.23 | 37.77 | 898.59 | 0.28
D | 4002 | 2021-09-12 | 4 | OFF | 29.67 | 6.46 | 0.2 | 0.02 | 0.1 | 0 | 0 | -0.02 | -0.22 | -0.05 | 0 |  | 0.39 | 0.35 | 0.23 | 37.13 | 889.275 | 0.32
D | 4002 | 2021-09-12 | 5 | OFF | 29.31 | 6.46 | 0.2 | 0.02 | 0.12 | 0 | 0 | -0.02 | -0.22 | -0.05 | 0 |  | 0.39 | 0.35 | 0.23 | 36.79 | 894.439 | 0.34
D | 4002 | 2021-09-12 | 6 | OFF | 30.48 | 6.46 | 0.2 | 0.02 | 0.07 | 0 | 0 | -0.01 | -0.19 | -0.05 | 0 |  | 0.39 | 0.35 | 0.23 | 37.95 | 917.222 | 0.29
D | 4002 | 2021-09-12 | 7 | OFF | 28.81 | 6.46 | 0.2 | 0.02 | 0.18 | 0 | 0 | 0 | -0.2 | -0.05 | 0 |  | 0.39 | 0.35 | 0.23 | 36.39 | 952.028 | 0.4
D | 4002 | 2021-09-12 | 8 | OFF | 28.6 | 6.46 | 0.2 | 0.02 | 0.22 | 0 | 0 | -0.01 | -0.29 | -0.05 | 0 |  | 0.39 | 0.35 | 0.23 | 36.12 | 1015.473 | 0.44
D | 4002 | 2021-09-12 | 9 | OFF | 24.74 | 6.46 | 0.2 | 0.02 | 0.13 | 0 | 0 | -0.04 | -0.28 | -0.05 | 0 |  | 0.39 | 0.35 | 0.23 | 32.15 | 1107.92 | 0.35
D | 4002 | 2021-09-12 | 10 | OFF | 29.95 | 6.46 | 0.2 | 0.02 | 0.06 | 0 | 0 | 0.03 | -0.33 | -0.05 | 0 |  | 0.39 | 0.35 | 0.23 | 37.31 | 1176.408 | 0.28
D | 4002 | 2021-09-12 | 11 | OFF | 32.37 | 6.46 | 0.2 | 0.02 | 0.17 | 0 | 0 | 0.01 | -0.35 | -0.05 | 0 |  | 0.39 | 0.35 | 0.23 | 39.8 | 1211.097 | 0.39
D | 4002 | 2021-09-12 | 12 | OFF | 31.51 | 6.46 | 0.2 | 0.02 | 0.09 | 0 | 0 | 0.02 | -0.45 | -0.05 | 0 |  | 0.39 | 0.35 | 0.23 | 38.77 | 1249.884 | 0.31
D | 4002 | 2021-09-12 | 13 | OFF | 31.05 | 6.46 | 0.2 | 0.02 | 0.08 | 0 | 0 | 0.02 | -0.36 | -0.05 | 0 |  | 0.39 | 0.35 | 0.23 | 38.39 | 1301.971 | 0.3
D | 4002 | 2021-09-12 | 14 | OFF | 32.1 | 6.46 | 0.2 | 0.02 | 0.08 | 0 | 0 | 0.02 | -0.31 | -0.05 | 0 |  | 0.39 | 0.35 | 0.23 | 39.49 | 1350.362 | 0.3
D | 4002 | 2021-09-12 | 15 | OFF | 32.38 | 6.46 | 0.2 | 0.02 | 0.06 | 0 | 0 | -0.07 | -0.36 | -0.05 | 0 |  | 0.39 | 0.35 | 0.23 | 39.61 | 1390.903 | 0.28
D | 4002 | 2021-09-12 | 16 | OFF | 33.98 | 6.46 | 0.2 | 0.02 | 0.06 | 0 | 0 | 0.03 | -0.34 | -0.05 | 0 |  | 0.39 | 0.35 | 0.23 | 41.33 | 1428.459 | 0.28
D | 4002 | 2021-09-12 | 17 | OFF | 39.46 | 6.46 | 0.2 | 0.02 | 0.06 | 0 | 0 | -0.01 | -0.36 | -0.05 | 0 |  | 0.39 | 0.35 | 0.23 | 46.75 | 1475.583 | 0.28
D | 4002 | 2021-09-12 | 18 | OFF | 38.96 | 6.46 | 0.2 | 0.02 | 0.06 | 0 | 0 | 0.04 | -0.45 | -0.05 | 0 |  | 0.39 | 0.35 | 0.23 | 46.21 | 1513.467 | 0.28
D | 4002 | 2021-09-12 | 19 | OFF | 42.63 | 6.46 | 0.2 | 0.02 | 0.06 | 0 | 0 | -0.01 | -0.46 | -0.05 | 0 |  | 0.39 | 0.35 | 0.23 | 49.82 | 1515.01 | 0.28
D | 4002 | 2021-09-12 | 20 | OFF | 52.74 | 6.46 | 0.2 | 0.02 | 0.14 | 0 | 0.26 | -0.02 | -0.43 | -0.05 | 0 |  | 0.39 | 0.35 | 0.23 | 60.29 | 1521.901 | 0.62
D | 4002 | 2021-09-12 | 21 | OFF | 58.74 | 6.46 | 0.2 | 0.02 | 0.23 | 0 | 0.04 | -0.05 | -0.3 | -0.05 | 0 |  | 0.39 | 0.35 | 0.23 | 66.26 | 1464.911 | 0.49
D | 4002 | 2021-09-12 | 22 | OFF | 54.33 | 6.46 | 0.2 | 0.02 | 0.32 | 0 | 0.01 | -0.02 | -0.21 | -0.05 | 0 |  | 0.39 | 0.35 | 0.23 | 62.03 | 1360.14 | 0.55
D | 4002 | 2021-09-12 | 23 | OFF | 51.71 | 6.46 | 0.2 | 0.02 | 0.58 | 0 | 0.17 | -0.08 | -0.05 | -0.05 | 0 |  | 0.39 | 0.35 | 0.23 | 59.93 | 1243.767 | 0.97
D | 4002 | 2021-09-12 | 24 | OFF | 42.31 | 6.46 | 0.2 | 0.02 | 0.28 | 0 | 0.17 | 0.04 | -0.15 | -0.05 | 0 |  | 0.39 | 0.35 | 0.23 | 50.25 | 1151.148 | 0.67
D | 4002 | 2021-09-13 | 1 | OFF | 37.4 | 6.46 | 0.36 | 0.05 | 0.09 | 0 | 0 | 0.01 | -0.21 | -0.05 | 0 |  | 0.39 | 0.35 | 0.23 | 45.08 | 1088.776 | 0.5
D | 4002 | 2021-09-13 | 2 | OFF | 42.16 | 6.46 | 0.36 | 0.05 | 0.1 | 0 | 0 | 0.01 | -0.16 | -0.05 | 0 |  | 0.39 | 0.35 | 0.23 | 49.9 | 1051.07 | 0.51
D | 4002 | 2021-09-13 | 3 | OFF | 42.28 | 6.46 | 0.36 | 0.05 | 0.08 | 0 | 0 | -0.01 | -0.17 | -0.05 | 0 |  | 0.39 | 0.35 | 0.23 | 49.97 | 1027.984 | 0.49
D | 4002 | 2021-09-13 | 4 | OFF | 44.46 | 6.46 | 0.36 | 0.05 | 0.06 | 0 | 0 | -0.1 | -0.24 | -0.05 | 0 |  | 0.39 | 0.35 | 0.23 | 51.97 | 1021.276 | 0.47
D | 4002 | 2021-09-13 | 5 | OFF | 47.62 | 6.46 | 0.36 | 0.05 | 0.13 | 0 | 0 | 0.01 | -0.26 | -0.05 | 0 |  | 0.39 | 0.35 | 0.23 | 55.29 | 1045.5 | 0.54
D | 4002 | 2021-09-13 | 6 | OFF | 45.02 | 6.46 | 0.36 | 0.05 | 0.1 | 0 | 0.05 | 0.03 | -0.26 | -0.05 | 0 |  | 0.39 | 0.35 | 0.23 | 52.73 | 1119.551 | 0.56
D | 4002 | 2021-09-13 | 7 | OFF | 62.22 | 6.46 | 0.36 | 0.05 | 0.8 | 0 | 0.41 | 0.08 | -0.34 | -0.05 | 0 |  | 0.39 | 0.35 | 0.23 | 70.96 | 1248.447 | 1.62
D | 4002 | 2021-09-13 | 8 | ON | 43.73 | 6.46 | 0.36 | 0.05 | 0.24 | 0.47 | 0 | -0.02 | -0.32 | -0.05 | 0 |  | 0.39 | 0.35 | 0.23 | 51.89 | 1337.412 | 1.12
D | 4002 | 2021-09-13 | 9 | ON | 38.93 | 6.46 | 0.36 | 0.05 | 0.06 | 0.46 | 0 | -0.03 | -0.37 | -0.05 | 0 |  | 0.39 | 0.35 | 0.23 | 46.84 | 1379.223 | 0.93
D | 4002 | 2021-09-13 | 10 | ON | 38.59 | 6.46 | 0.36 | 0.05 | 0.05 | 0.45 | 0 | 0.04 | -0.41 | -0.05 | 0 |  | 0.39 | 0.35 | 0.23 | 46.51 | 1416.601 | 0.91
D | 4002 | 2021-09-13 | 11 | ON | 39.48 | 6.46 | 0.36 | 0.05 | 0.1 | 0.45 | 0 | 0.05 | -0.47 | -0.05 | 0 |  | 0.39 | 0.35 | 0.23 | 47.4 | 1458.402 | 0.96
D | 4002 | 2021-09-13 | 12 | ON | 37.86 | 6.46 | 0.36 | 0.05 | 0.08 | 0.44 | 0 | 0.05 | -0.44 | -0.05 | 0 |  | 0.39 | 0.35 | 0.23 | 45.78 | 1489.069 | 0.93
D | 4002 | 2021-09-13 | 13 | ON | 40.23 | 6.46 | 0.36 | 0.05 | 0.07 | 0.43 | 0 | -0.04 | -0.4 | -0.05 | 0 |  | 0.39 | 0.35 | 0.23 | 48.08 | 1504.202 | 0.91
D | 4002 | 2021-09-13 | 14 | ON | 44 | 6.46 | 0.36 | 0.05 | 0.09 | 0.42 | 0 | 0.05 | -0.45 | -0.05 | 0 |  | 0.39 | 0.35 | 0.23 | 51.9 | 1523.97 | 0.92
D | 4002 | 2021-09-13 | 15 | ON | 45.59 | 6.46 | 0.36 | 0.05 | 0.08 | 0.41 | 0 | 0.01 | -0.4 | -0.05 | 0 |  | 0.39 | 0.35 | 0.23 | 53.48 | 1532.253 | 0.9
D | 4002 | 2021-09-13 | 16 | ON | 52.87 | 6.46 | 0.36 | 0.05 | 0.12 | 0.4 | 0 | 0 | -0.34 | -0.05 | 0 |  | 0.39 | 0.35 | 0.23 | 60.84 | 1550.617 | 0.93
D | 4002 | 2021-09-13 | 17 | ON | 64.51 | 6.46 | 0.36 | 0.05 | 0.07 | 0.39 | 0.01 | -0.06 | -0.24 | -0.05 | 0 |  | 0.39 | 0.35 | 0.23 | 72.47 | 1563.677 | 0.88
D | 4002 | 2021-09-13 | 18 | ON | 101.44 | 6.46 | 0.36 | 0.05 | 0.48 | 0.39 | 0.07 | -0.14 | -0.4 | -0.05 | 0 |  | 0.39 | 0.35 | 0.23 | 109.63 | 1583.793 | 1.35
D | 4002 | 2021-09-13 | 19 | ON | 73.87 | 6.46 | 0.36 | 0.05 | 0.51 | 0.39 | 0.02 | 0.13 | -0.32 | -0.05 | 0 |  | 0.39 | 0.35 | 0.23 | 82.39 | 1563.28 | 1.33
D | 4002 | 2021-09-13 | 20 | ON | 60.19 | 6.46 | 0.36 | 0.05 | 0.32 | 0.4 | 0 | 0.01 | -0.37 | -0.05 | 0 |  | 0.39 | 0.35 | 0.23 | 68.34 | 1541.789 | 1.13
D | 4002 | 2021-09-13 | 21 | ON | 65 | 6.46 | 0.36 | 0.05 | 0.29 | 0.42 | 0 | 0.07 | -0.42 | -0.05 | 0 |  | 0.39 | 0.35 | 0.23 | 73.15 | 1454.607 | 1.12
D | 4002 | 2021-09-13 | 22 | ON | 52.36 | 6.46 | 0.36 | 0.05 | 0.54 | 0.46 | 0 | 0.03 | -0.23 | -0.05 | 0 |  | 0.39 | 0.35 | 0.23 | 60.95 | 1329.653 | 1.41
D | 4002 | 2021-09-13 | 23 | ON | 45.62 | 6.46 | 0.36 | 0.05 | 0.33 | 0.5 | 0 | 0.01 | -0.18 | -0.05 | 0 |  | 0.39 | 0.35 | 0.23 | 54.07 | 1195.845 | 1.24
D | 4002 | 2021-09-13 | 24 | OFF | 41.66 | 6.46 | 0.36 | 0.05 | 0.21 | 0 | 0 | -0.05 | -0.29 | -0.05 | 0 |  | 0.39 | 0.35 | 0.23 | 49.32 | 1084.974 | 0.62
D | 4002 | 2021-09-14 | 1 | OFF | 42.33 | 6.46 | 0.44 | 0.05 | 0.09 | 0 | 0 | -0.08 | -0.34 | -0.05 | 0 |  | 0.39 | 0.35 | 0.23 | 49.87 | 1012.954 | 0.58
D | 4002 | 2021-09-14 | 2 | OFF | 42.24 | 6.46 | 0.44 | 0.05 | 0.1 | 0 | 0 | 0.04 | -0.25 | -0.05 | 0 |  | 0.39 | 0.35 | 0.23 | 50 | 977.807 | 0.59
D | 4002 | 2021-09-14 | 3 | OFF | 46.76 | 6.46 | 0.44 | 0.05 | 0.11 | 0 | 0 | 0.03 | -0.24 | -0.05 | 0 |  | 0.39 | 0.35 | 0.23 | 54.53 | 953.864 | 0.6
D | 4002 | 2021-09-14 | 4 | OFF | 44.57 | 6.46 | 0.44 | 0.05 | 0.06 | 0 | 0 | -0.02 | -0.22 | -0.05 | 0 |  | 0.39 | 0.35 | 0.23 | 52.26 | 945.154 | 0.55
D | 4002 | 2021-09-14 | 5 | OFF | 48.39 | 6.46 | 0.44 | 0.05 | 0.09 | 0 | 0 | 0.03 | -0.26 | -0.05 | 0 |  | 0.39 | 0.35 | 0.23 | 56.12 | 970.583 | 0.58
D | 4002 | 2021-09-14 | 6 | OFF | 50.2 | 6.46 | 0.44 | 0.05 | 0.12 | 0 | 0 | 0.07 | -0.26 | -0.05 | 0 |  | 0.39 | 0.35 | 0.23 | 58 | 1041.701 | 0.61
D | 4002 | 2021-09-14 | 7 | OFF | 57.42 | 6.46 | 0.44 | 0.05 | 0.29 | 0 | 0.28 | 0.22 | -0.42 | -0.05 | 0 |  | 0.39 | 0.35 | 0.23 | 65.66 | 1168.773 | 1.06
D | 4002 | 2021-09-14 | 8 | ON | 59.38 | 6.46 | 0.44 | 0.05 | 0.3 | 0.51 | 0.05 | -0.01 | -0.24 | -0.05 | 0 |  | 0.39 | 0.35 | 0.23 | 67.86 | 1249.455 | 1.35
D | 4002 | 2021-09-14 | 9 | ON | 47.4 | 6.46 | 0.44 | 0.05 | 0.12 | 0.5 | 0 | 0.02 | -0.33 | -0.05 | 0 |  | 0.39 | 0.35 | 0.23 | 55.58 | 1295.776 | 1.11
D | 4002 | 2021-09-14 | 10 | ON | 45.63 | 6.46 | 0.44 | 0.05 | 0.07 | 0.5 | 0 | 0.04 | -0.41 | -0.05 | 0 |  | 0.39 | 0.35 | 0.23 | 53.7 | 1311.517 | 1.06
D | 4002 | 2021-09-14 | 11 | ON | 41.83 | 6.46 | 0.44 | 0.05 | 0.06 | 0.49 | 0 | 0.05 | -0.37 | -0.05 | 0 |  | 0.39 | 0.35 | 0.23 | 49.93 | 1335.664 | 1.04
D | 4002 | 2021-09-14 | 12 | ON | 42.09 | 6.46 | 0.44 | 0.05 | 0.46 | 0.48 | 0 | 0.06 | -0.31 | -0.05 | 0 |  | 0.39 | 0.35 | 0.23 | 50.65 | 1364.231 | 1.43
D | 4002 | 2021-09-14 | 13 | ON | 43.71 | 6.46 | 0.44 | 0.05 | 0.11 | 0.47 | 0 | -0.04 | -0.27 | -0.05 | 0 |  | 0.39 | 0.35 | 0.23 | 51.85 | 1391.158 | 1.07
D | 4002 | 2021-09-14 | 14 | ON | 45.21 | 6.46 | 0.44 | 0.05 | 0.06 | 0.46 | 0 | 0.02 | -0.36 | -0.05 | 0 |  | 0.39 | 0.35 | 0.23 | 53.26 | 1421.229 | 1.01
D | 4002 | 2021-09-14 | 15 | ON | 45.21 | 6.46 | 0.44 | 0.05 | 0.05 | 0.44 | 0 | 0.01 | -0.38 | -0.05 | 0 |  | 0.39 | 0.35 | 0.23 | 53.2 | 1439.39 | 0.98
D | 4002 | 2021-09-14 | 16 | ON | 62.53 | 6.46 | 0.44 | 0.05 | 0.14 | 0.43 | 0 | 0.12 | -0.29 | -0.05 | 0 |  | 0.39 | 0.35 | 0.23 | 70.8 | 1462.135 | 1.06
D | 4002 | 2021-09-14 | 17 | ON | 68.36 | 6.46 | 0.44 | 0.05 | 0.16 | 0.43 | 0 | 0.06 | -0.39 | -0.05 | 0 |  | 0.39 | 0.35 | 0.23 | 76.49 | 1474.713 | 1.08
D | 4002 | 2021-09-14 | 18 | ON | 68.15 | 6.46 | 0.44 | 0.05 | 0.19 | 0.42 | 0.01 | -0.03 | -0.33 | -0.05 | 0 |  | 0.39 | 0.35 | 0.23 | 76.28 | 1490.731 | 1.11
D | 4002 | 2021-09-14 | 19 | ON | 76.39 | 6.46 | 0.44 | 0.05 | 0.34 | 0.42 | 0.01 | -0.05 | -0.39 | -0.05 | 0 |  | 0.39 | 0.35 | 0.23 | 84.59 | 1494.41 | 1.26
D | 4002 | 2021-09-14 | 20 | ON | 78.25 | 6.46 | 0.44 | 0.05 | 0.45 | 0.42 | 0.01 | 0.13 | -0.38 | -0.05 | 0 |  | 0.39 | 0.35 | 0.23 | 86.75 | 1491.302 | 1.37
D | 4002 | 2021-09-14 | 21 | ON | 71.22 | 6.46 | 0.44 | 0.05 | 0.27 | 0.44 | 0 | 0.03 | -0.43 | -0.05 | 0 |  | 0.39 | 0.35 | 0.23 | 79.4 | 1419.508 | 1.2
D | 4002 | 2021-09-14 | 22 | ON | 49.56 | 6.46 | 0.44 | 0.05 | 0.27 | 0.47 | 0 | 0.01 | -0.17 | -0.05 | 0 |  | 0.39 | 0.35 | 0.23 | 58.01 | 1312.913 | 1.23
D | 4002 | 2021-09-14 | 23 | ON | 59.73 | 6.46 | 0.44 | 0.05 | 0.62 | 0.51 | 0 | 0.07 | -0.2 | -0.05 | 0 |  | 0.39 | 0.35 | 0.23 | 68.6 | 1198.406 | 1.62
D | 4002 | 2021-09-14 | 24 | OFF | 80.5 | 6.46 | 0.44 | 0.05 | 0.98 | 0 | 0 | -0.01 | -0.91 | -0.05 | 0 |  | 0.39 | 0.35 | 0.23 | 88.43 | 1103.777 | 1.47
D | 4002 | 2021-09-15 | 1 | OFF | 106.28 | 6.46 | 0.61 | 0.1 | 0.59 | 0 | 0 | -0.01 | -0.18 | -0.05 | 0 |  | 0.39 | 0.35 | 0.23 | 114.77 | 1040.573 | 1.3
D | 4002 | 2021-09-15 | 2 | OFF | 83.44 | 6.46 | 0.61 | 0.1 | 0.3 | 0 | 0 | 0.02 | -0.3 | -0.05 | 0 |  | 0.39 | 0.35 | 0.23 | 91.55 | 1000.723 | 1.01
D | 4002 | 2021-09-15 | 3 | OFF | 64.94 | 6.46 | 0.61 | 0.1 | 0.21 | 0 | 0 | 0.01 | -0.27 | -0.05 | 0 |  | 0.39 | 0.35 | 0.23 | 72.98 | 982.973 | 0.92
D | 4002 | 2021-09-15 | 4 | OFF | 50.97 | 6.46 | 0.61 | 0.1 | 0.13 | 0 | 0 | 0.05 | -0.29 | -0.05 | 0 |  | 0.39 | 0.35 | 0.23 | 58.95 | 984.554 | 0.84
D | 4002 | 2021-09-15 | 5 | OFF | 49.96 | 6.46 | 0.61 | 0.1 | 0.06 | 0 | 0 | -0.07 | -0.32 | -0.05 | 0 |  | 0.39 | 0.35 | 0.23 | 57.72 | 1020.426 | 0.77
D | 4002 | 2021-09-15 | 6 | OFF | 88.92 | 6.46 | 0.61 | 0.1 | 0.63 | 0 | 0 | 0.02 | -0.23 | -0.05 | 0 |  | 0.39 | 0.35 | 0.23 | 97.43 | 1108.735 | 1.34
D | 4002 | 2021-09-15 | 7 | OFF | 55.18 | 6.46 | 0.61 | 0.1 | 0.37 | 0 | 0.01 | 0.01 | -0.48 | -0.05 | 0 |  | 0.39 | 0.35 | 0.23 | 63.18 | 1256.631 | 1.09
D | 4002 | 2021-09-15 | 8 | ON | 48.53 | 6.46 | 0.61 | 0.1 | 0.32 | 0.46 | 0 | -0.02 | -0.59 | -0.05 | 0 |  | 0.39 | 0.35 | 0.23 | 56.79 | 1358.601 | 1.49
D | 4002 | 2021-09-15 | 9 | ON | 49.66 | 6.46 | 0.61 | 0.1 | 0.1 | 0.44 | 0 | -0.02 | -0.44 | -0.05 | 0 |  | 0.39 | 0.35 | 0.23 | 57.83 | 1430.087 | 1.25
D | 4002 | 2021-09-15 | 10 | ON | 64.97 | 6.46 | 0.61 | 0.1 | 0.16 | 0.42 | 0.03 | 0.03 | -0.45 | -0.05 | 0 |  | 0.39 | 0.35 | 0.23 | 73.25 | 1481.624 | 1.32
D | 4002 | 2021-09-15 | 11 | ON | 56.86 | 6.46 | 0.61 | 0.1 | 0.26 | 0.41 | 0 | 0.06 | -0.49 | -0.05 | 0 |  | 0.39 | 0.35 | 0.23 | 65.19 | 1529.231 | 1.38
D | 4002 | 2021-09-15 | 12 | ON | 50.86 | 6.46 | 0.61 | 0.1 | 0.29 | 0.4 | 0 | 0.12 | -0.5 | -0.05 | 0 |  | 0.39 | 0.35 | 0.23 | 59.26 | 1574.278 | 1.4
D | 4002 | 2021-09-15 | 13 | ON | 49.11 | 6.46 | 0.61 | 0.1 | 0.09 | 0.38 | 0 | 0.12 | -0.67 | -0.05 | 0 |  | 0.39 | 0.35 | 0.23 | 57.12 | 1625.812 | 1.18
D | 4002 | 2021-09-15 | 14 | ON | 58.29 | 6.46 | 0.61 | 0.1 | 0.12 | 0.37 | 0 | 0.01 | -0.51 | -0.05 | 0 |  | 0.39 | 0.35 | 0.23 | 66.37 | 1696.522 | 1.2
D | 4002 | 2021-09-15 | 15 | ON | 83.6 | 6.46 | 0.61 | 0.1 | 0.21 | 0.35 | 0 | -0.01 | -0.63 | -0.05 | 0 |  | 0.39 | 0.35 | 0.23 | 91.61 | 1744.276 | 1.27
D | 4002 | 2021-09-15 | 16 | ON | 78.86 | 6.46 | 0.61 | 0.1 | 0.22 | 0.35 | 0 | 0.11 | -0.65 | -0.05 | 0 |  | 0.39 | 0.35 | 0.23 | 86.98 | 1780.893 | 1.28
D | 4002 | 2021-09-15 | 17 | ON | 84.59 | 6.46 | 0.61 | 0.1 | 0.4 | 0.34 | 0 | 0.08 | -0.77 | -0.05 | 0 |  | 0.39 | 0.35 | 0.23 | 92.73 | 1810.489 | 1.45
D | 4002 | 2021-09-15 | 18 | ON | 88.42 | 6.46 | 0.61 | 0.1 | 0.25 | 0.34 | 0 | 0.06 | -0.86 | -0.05 | 0 |  | 0.39 | 0.35 | 0.23 | 96.3 | 1799.927 | 1.3
D | 4002 | 2021-09-15 | 19 | ON | 100.93 | 6.46 | 0.61 | 0.1 | 0.43 | 0.35 | 0 | 0.08 | -0.69 | -0.05 | 0 |  | 0.39 | 0.35 | 0.23 | 109.19 | 1752.467 | 1.49
D | 4002 | 2021-09-15 | 20 | ON | 78.88 | 6.46 | 0.61 | 0.1 | 0.3 | 0.36 | 0 | 0.07 | -0.68 | -0.05 | 0 |  | 0.39 | 0.35 | 0.23 | 87.02 | 1686.826 | 1.37
D | 4002 | 2021-09-15 | 21 | ON | 69.25 | 6.46 | 0.61 | 0.1 | 0.27 | 0.37 | 0 | 0.17 | -0.31 | -0.05 | 0 |  | 0.39 | 0.35 | 0.23 | 77.84 | 1588.185 | 1.35
D | 4002 | 2021-09-15 | 22 | ON | 53.68 | 6.46 | 0.61 | 0.1 | 0.2 | 0.4 | 0 | 0.04 | -0.44 | -0.05 | 0 |  | 0.39 | 0.35 | 0.23 | 61.97 | 1462.529 | 1.31
D | 4002 | 2021-09-15 | 23 | ON | 56.71 | 6.46 | 0.61 | 0.1 | 0.19 | 0.44 | 0 | -0.02 | -0.47 | -0.05 | 0 |  | 0.39 | 0.35 | 0.23 | 64.94 | 1330.678 | 1.34
D | 4002 | 2021-09-15 | 24 | OFF | 57.48 | 6.46 | 0.61 | 0.1 | 1.03 | 0 | 0.01 | -0.03 | -0.32 | -0.05 | 0 |  | 0.39 | 0.35 | 0.23 | 66.26 | 1215.406 | 1.75
D | 4002 | 2021-09-16 | 1 | OFF | 53.12 | 6.46 | 0.22 | 0.03 | 0.23 | 0 | 0 | 0.09 | -0.43 | -0.05 | 0 |  | 0.39 | 0.35 | 0.23 | 60.64 | 1135.833 | 0.48
D | 4002 | 2021-09-16 | 2 | OFF | 49.12 | 6.46 | 0.22 | 0.03 | 0.04 | 0 | 0 | 0.05 | -0.46 | -0.05 | 0 |  | 0.39 | 0.35 | 0.23 | 56.38 | 1086.799 | 0.29
D | 4002 | 2021-09-16 | 3 | OFF | 49.56 | 6.46 | 0.22 | 0.03 | 0.03 | 0 | 0 | -0.03 | -0.4 | -0.05 | 0 |  | 0.39 | 0.35 | 0.23 | 56.79 | 1057.705 | 0.28
D | 4002 | 2021-09-16 | 4 | OFF | 47.5 | 6.46 | 0.22 | 0.03 | 0.07 | 0 | 0 | 0.02 | -0.39 | -0.05 | 0 |  | 0.39 | 0.35 | 0.23 | 54.83 | 1044.803 | 0.32
D | 4002 | 2021-09-16 | 5 | OFF | 47.93 | 6.46 | 0.22 | 0.03 | 0.08 | 0 | 0 | 0.07 | -0.38 | -0.05 | 0 |  | 0.39 | 0.35 | 0.23 | 55.33 | 1065.52 | 0.33
D | 4002 | 2021-09-16 | 6 | OFF | 44.58 | 6.46 | 0.22 | 0.03 | 0.17 | 0 | 0 | 0.06 | -0.4 | -0.05 | 0 |  | 0.39 | 0.35 | 0.23 | 52.04 | 1145.907 | 0.42
D | 4002 | 2021-09-16 | 7 | OFF | 52.22 | 6.46 | 0.22 | 0.03 | 0.22 | 0 | 0 | 0.08 | -0.34 | -0.05 | 0 |  | 0.39 | 0.35 | 0.23 | 59.81 | 1283.333 | 0.47
D | 4002 | 2021-09-16 | 8 | ON | 50.3 | 6.46 | 0.22 | 0.03 | 0.14 | 0.47 | 0 | 0.01 | -0.58 | -0.05 | 0 |  | 0.39 | 0.35 | 0.23 | 57.97 | 1367.225 | 0.86
D | 4002 | 2021-09-16 | 9 | ON | 52.98 | 6.46 | 0.22 | 0.03 | 0.12 | 0.45 | 0 | 0.03 | -0.52 | -0.05 | 0 |  | 0.39 | 0.35 | 0.23 | 60.69 | 1403.646 | 0.82
D | 4002 | 2021-09-16 | 10 | ON | 50.27 | 6.46 | 0.22 | 0.03 | 0.08 | 0.45 | 0 | 0.12 | -0.53 | -0.05 | 0 |  | 0.39 | 0.35 | 0.23 | 58.02 | 1433.481 | 0.78
D | 4002 | 2021-09-16 | 11 | ON | 50 | 6.46 | 0.22 | 0.03 | 0.07 | 0.44 | 0 | 0.12 | -0.48 | -0.05 | 0 |  | 0.39 | 0.35 | 0.23 | 57.78 | 1453.764 | 0.76
D | 4002 | 2021-09-16 | 12 | ON | 47.2 | 6.46 | 0.22 | 0.03 | 0.12 | 0.44 | 0 | 0.06 | -0.47 | -0.05 | 0 |  | 0.39 | 0.35 | 0.23 | 54.98 | 1460.143 | 0.81
D | 4002 | 2021-09-16 | 13 | ON | 47.04 | 6.46 | 0.22 | 0.03 | 0.14 | 0.43 | 0 | -0.01 | -0.41 | -0.05 | 0 |  | 0.39 | 0.35 | 0.23 | 54.82 | 1461.053 | 0.82
D | 4002 | 2021-09-16 | 14 | ON | 47.75 | 6.46 | 0.22 | 0.03 | 0.14 | 0.41 | 0 | 0.05 | -0.41 | -0.05 | 0 |  | 0.39 | 0.35 | 0.23 | 55.57 | 1460.953 | 0.8
D | 4002 | 2021-09-16 | 15 | ON | 53.28 | 6.46 | 0.22 | 0.03 | 0.12 | 0.41 | 0 | 0.02 | -0.46 | -0.05 | 0 |  | 0.39 | 0.35 | 0.23 | 61 | 1448.559 | 0.78
D | 4002 | 2021-09-16 | 16 | ON | 58.05 | 6.46 | 0.22 | 0.03 | 0.17 | 0.41 | 0 | 0.07 | -0.36 | -0.05 | 0 |  | 0.39 | 0.35 | 0.23 | 65.97 | 1452.144 | 0.83
D | 4002 | 2021-09-16 | 17 | ON | 71.03 | 6.46 | 0.22 | 0.03 | 0.14 | 0.41 | 0 | 0.02 | -0.39 | -0.05 | 0 |  | 0.39 | 0.35 | 0.23 | 78.84 | 1460.17 | 0.8
D | 4002 | 2021-09-16 | 18 | ON | 77.02 | 6.46 | 0.22 | 0.03 | 0.11 | 0.4 | 0.14 | 0.11 | -0.47 | -0.05 | 0 |  | 0.39 | 0.35 | 0.23 | 84.94 | 1475.32 | 0.9
D | 4002 | 2021-09-16 | 19 | ON | 60.64 | 6.46 | 0.22 | 0.03 | 0.08 | 0.4 | 0 | 0.05 | -0.36 | -0.05 | 0 |  | 0.39 | 0.35 | 0.23 | 68.44 | 1479.716 | 0.73
D | 4002 | 2021-09-16 | 20 | ON | 66.61 | 6.46 | 0.22 | 0.03 | 0.06 | 0.4 | 0 | 0.13 | -0.41 | -0.05 | 0 |  | 0.39 | 0.35 | 0.23 | 74.42 | 1482.436 | 0.71
D | 4002 | 2021-09-16 | 21 | ON | 59.97 | 6.46 | 0.22 | 0.03 | 0.11 | 0.41 | 0 | -0.03 | -0.27 | -0.05 | 0 |  | 0.39 | 0.35 | 0.23 | 67.82 | 1414.46 | 0.77
D | 4002 | 2021-09-16 | 22 | ON | 46.19 | 6.46 | 0.22 | 0.03 | 0.15 | 0.44 | 0 | -0.04 | -0.29 | -0.05 | 0 |  | 0.39 | 0.35 | 0.23 | 54.08 | 1310.937 | 0.84
D | 4002 | 2021-09-16 | 23 | ON | 46.57 | 6.46 | 0.22 | 0.03 | 0.12 | 0.48 | 0 | 0.01 | -0.28 | -0.05 | 0 |  | 0.39 | 0.35 | 0.23 | 54.53 | 1192.46 | 0.85
D | 4002 | 2021-09-16 | 24 | OFF | 47.93 | 6.46 | 0.22 | 0.03 | 0.16 | 0 | 0 | -0.07 | -0.39 | -0.05 | 0 |  | 0.39 | 0.35 | 0.23 | 55.26 | 1090.291 | 0.41
D | 4002 | 2021-09-17 | 1 | OFF | 46.29 | 6.46 | 0.37 | 0.03 | 0.08 | 0 | 0 | -0.05 | -0.36 | -0.05 | 0 |  | 0.39 | 0.35 | 0.23 | 53.74 | 1020.828 | 0.48
D | 4002 | 2021-09-17 | 2 | OFF | 45.68 | 6.46 | 0.37 | 0.03 | 0.05 | 0 | 0 | 0.05 | -0.3 | -0.05 | 0 |  | 0.39 | 0.35 | 0.23 | 53.26 | 976.413 | 0.45
D | 4002 | 2021-09-17 | 3 | OFF | 43.88 | 6.46 | 0.37 | 0.03 | 0.06 | 0 | 0 | 0.06 | -0.31 | -0.05 | 0 |  | 0.39 | 0.35 | 0.23 | 51.47 | 949.338 | 0.46
D | 4002 | 2021-09-17 | 4 | OFF | 45.4 | 6.46 | 0.37 | 0.03 | 0.07 | 0 | 0 | -0.04 | -0.28 | -0.05 | 0 |  | 0.39 | 0.35 | 0.23 | 52.93 | 943.939 | 0.47
D | 4002 | 2021-09-17 | 5 | OFF | 45.06 | 6.46 | 0.37 | 0.03 | 0.04 | 0 | 0 | -0.03 | -0.28 | -0.05 | 0 |  | 0.39 | 0.35 | 0.23 | 52.57 | 968.44 | 0.44
D | 4002 | 2021-09-17 | 6 | OFF | 47.08 | 6.46 | 0.37 | 0.03 | 0.15 | 0 | 0 | 0.01 | -0.36 | -0.05 | 0 |  | 0.39 | 0.35 | 0.23 | 54.66 | 1052.617 | 0.55
D | 4002 | 2021-09-17 | 7 | OFF | 77.73 | 6.46 | 0.37 | 0.03 | 0.49 | 0 | 0.39 | 0.15 | -0.12 | -0.05 | 0 |  | 0.39 | 0.35 | 0.23 | 86.42 | 1184.656 | 1.28
D | 4002 | 2021-09-17 | 8 | ON | 74.78 | 6.46 | 0.37 | 0.03 | 0.63 | 0.41 | 0 | -0.03 | -0.53 | -0.05 | 0 |  | 0.39 | 0.35 | 0.23 | 83.04 | 1273.566 | 1.44
D | 4002 | 2021-09-17 | 9 | ON | 75.47 | 6.46 | 0.37 | 0.03 | 0.24 | 0.39 | 0 | 0.17 | -0.47 | -0.05 | 0 |  | 0.39 | 0.35 | 0.23 | 83.58 | 1328.409 | 1.03
D | 4002 | 2021-09-17 | 10 | ON | 73.38 | 6.46 | 0.37 | 0.03 | 0.15 | 0.38 | 0 | 0.13 | -0.46 | -0.05 | 0 |  | 0.39 | 0.35 | 0.23 | 81.36 | 1362.329 | 0.93
D | 4002 | 2021-09-17 | 11 | ON | 65.84 | 6.46 | 0.37 | 0.03 | 0.21 | 0.38 | 0.07 | 0.24 | -0.45 | -0.05 | 0 |  | 0.39 | 0.35 | 0.23 | 74.07 | 1382.284 | 1.06
D | 4002 | 2021-09-17 | 12 | ON | 51.57 | 6.46 | 0.37 | 0.03 | 0.12 | 0.43 | 0 | 0.11 | -0.37 | -0.05 | 0 |  | 0.39 | 0.35 | 0.23 | 59.64 | 1395.813 | 0.95
D | 4002 | 2021-09-17 | 13 | ON | 51.25 | 6.46 | 0.37 | 0.03 | 0.13 | 0.43 | 0 | 0.09 | -0.35 | -0.05 | 0 |  | 0.39 | 0.35 | 0.23 | 59.33 | 1403.844 | 0.96
D | 4002 | 2021-09-17 | 14 | ON | 61.64 | 6.46 | 0.37 | 0.03 | 0.24 | 0.43 | 0.2 | 0.06 | -0.32 | -0.05 | 0 |  | 0.39 | 0.35 | 0.23 | 70.03 | 1412.699 | 1.27
D | 4002 | 2021-09-17 | 15 | ON | 56.61 | 6.46 | 0.37 | 0.03 | 0.1 | 0.43 | 0 | 0.05 | -0.41 | -0.05 | 0 |  | 0.39 | 0.35 | 0.23 | 64.56 | 1405.176 | 0.93
D | 4002 | 2021-09-17 | 16 | ON | 55.76 | 6.46 | 0.37 | 0.03 | 0.07 | 0.42 | 0.04 | 0.12 | -0.34 | -0.05 | 0 |  | 0.39 | 0.35 | 0.23 | 63.85 | 1391.632 | 0.93
D | 4002 | 2021-09-17 | 17 | ON | 63.64 | 6.46 | 0.37 | 0.03 | 0.08 | 0.42 | 0.02 | 0.02 | -0.32 | -0.05 | 0 |  | 0.39 | 0.35 | 0.23 | 71.64 | 1389.977 | 0.92
D | 4002 | 2021-09-17 | 18 | ON | 62.77 | 6.46 | 0.37 | 0.03 | 0.25 | 0.42 | 0 | 0.12 | -0.47 | -0.05 | 0 |  | 0.39 | 0.35 | 0.23 | 70.87 | 1405.707 | 1.07
D | 4002 | 2021-09-17 | 19 | ON | 52.08 | 6.46 | 0.37 | 0.03 | 0.06 | 0.42 | 0 | 0.1 | -0.39 | -0.05 | 0 |  | 0.39 | 0.35 | 0.23 | 60.05 | 1406.951 | 0.88
D | 4002 | 2021-09-17 | 20 | ON | 51.76 | 6.46 | 0.37 | 0.03 | 0.04 | 0.42 | 0 | 0.08 | -0.45 | -0.05 | 0 |  | 0.39 | 0.35 | 0.23 | 59.63 | 1400.419 | 0.86
D | 4002 | 2021-09-17 | 21 | ON | 46.61 | 6.46 | 0.37 | 0.03 | 0.09 | 0.44 | 0 | 0.08 | -0.35 | -0.05 | 0 |  | 0.39 | 0.35 | 0.23 | 54.65 | 1346.311 | 0.93
D | 4002 | 2021-09-17 | 22 | ON | 43.84 | 6.46 | 0.37 | 0.03 | 0.11 | 0.46 | 0 | -0.01 | -0.37 | -0.05 | 0 |  | 0.39 | 0.35 | 0.23 | 51.81 | 1266.567 | 0.97
D | 4002 | 2021-09-17 | 23 | ON | 42.6 | 6.46 | 0.37 | 0.03 | 0.13 | 0.49 | 0 | 0.02 | -0.27 | -0.05 | 0 |  | 0.39 | 0.35 | 0.23 | 50.75 | 1172.976 | 1.02
D | 4002 | 2021-09-17 | 24 | OFF | 43.08 | 6.46 | 0.37 | 0.03 | 0.16 | 0 | 0 | 0.12 | -0.22 | -0.05 | 0 |  | 0.39 | 0.35 | 0.23 | 50.92 | 1084.915 | 0.56
D | 4002 | 2021-09-18 | 1 | OFF | 47.37 | 6.46 | 0.48 | 0.04 | 0.13 | 0 | 0.04 | -0.01 | -0.4 | -0.05 | 0 |  | 0.39 | 0.35 | 0.23 | 55.03 | 1023.158 | 0.69
D | 4002 | 2021-09-18 | 2 | OFF | 45.81 | 6.46 | 0.48 | 0.04 | 0.17 | 0 | 0 | 0.04 | -0.33 | -0.05 | 0 |  | 0.39 | 0.35 | 0.23 | 53.59 | 980.126 | 0.69
D | 4002 | 2021-09-18 | 3 | OFF | 45.89 | 6.46 | 0.48 | 0.04 | 0.18 | 0 | 0 | -0.02 | -0.31 | -0.05 | 0 |  | 0.39 | 0.35 | 0.23 | 53.64 | 955.339 | 0.7
D | 4002 | 2021-09-18 | 4 | OFF | 44.23 | 6.46 | 0.48 | 0.04 | 0.15 | 0 | 0 | -0.02 | -0.27 | -0.05 | 0 |  | 0.39 | 0.35 | 0.23 | 51.99 | 945.082 | 0.67
D | 4002 | 2021-09-18 | 5 | OFF | 43.71 | 6.46 | 0.48 | 0.04 | 0.06 | 0 | 0 | -0.05 | -0.27 | -0.05 | 0 |  | 0.39 | 0.35 | 0.23 | 51.35 | 952.42 | 0.58
D | 4002 | 2021-09-18 | 6 | OFF | 44.27 | 6.46 | 0.48 | 0.04 | 0.07 | 0 | 0 | 0 | -0.3 | -0.05 | 0 |  | 0.39 | 0.35 | 0.23 | 51.94 | 988.051 | 0.59
D | 4002 | 2021-09-18 | 7 | OFF | 48.19 | 6.46 | 0.48 | 0.04 | 0.25 | 0 | 0 | -0.04 | -0.38 | -0.05 | 0 |  | 0.39 | 0.35 | 0.23 | 55.92 | 1041.903 | 0.77
D | 4002 | 2021-09-18 | 8 | OFF | 46.84 | 6.46 | 0.48 | 0.04 | 0.19 | 0 | 0 | 0.02 | -0.38 | -0.05 | 0 |  | 0.39 | 0.35 | 0.23 | 54.57 | 1118.219 | 0.71
D | 4002 | 2021-09-18 | 9 | OFF | 46.7 | 6.46 | 0.48 | 0.04 | 0.2 | 0 | 0 | -0.01 | -0.36 | -0.05 | 0 |  | 0.39 | 0.35 | 0.23 | 54.43 | 1200.707 | 0.72
D | 4002 | 2021-09-18 | 10 | OFF | 46.33 | 6.46 | 0.48 | 0.04 | 0.09 | 0 | 0 | 0.04 | -0.36 | -0.05 | 0 |  | 0.39 | 0.35 | 0.23 | 54 | 1263.221 | 0.61
D | 4002 | 2021-09-18 | 11 | OFF | 50.18 | 6.46 | 0.48 | 0.04 | 0.09 | 0 | 0.02 | 0.05 | -0.37 | -0.05 | 0 |  | 0.39 | 0.35 | 0.23 | 57.87 | 1294.594 | 0.63
D | 4002 | 2021-09-18 | 12 | OFF | 46.33 | 6.46 | 0.48 | 0.04 | 0.13 | 0 | 0 | 0.15 | -0.41 | -0.05 | 0 |  | 0.39 | 0.35 | 0.23 | 54.1 | 1302.449 | 0.65
D | 4002 | 2021-09-18 | 13 | OFF | 44.81 | 6.46 | 0.48 | 0.04 | 0.07 | 0 | 0 | 0.02 | -0.34 | -0.05 | 0 |  | 0.39 | 0.35 | 0.23 | 52.46 | 1321.543 | 0.59
D | 4002 | 2021-09-18 | 14 | OFF | 48.01 | 6.46 | 0.48 | 0.04 | 0.08 | 0 | 0 | 0.11 | -0.37 | -0.05 | 0 |  | 0.39 | 0.35 | 0.23 | 55.73 | 1354.187 | 0.6
D | 4002 | 2021-09-18 | 15 | OFF | 47.41 | 6.46 | 0.48 | 0.04 | 0.1 | 0 | 0 | 0.08 | -0.4 | -0.05 | 0 |  | 0.39 | 0.35 | 0.23 | 55.09 | 1401.34 | 0.62
D | 4002 | 2021-09-18 | 16 | OFF | 53.87 | 6.46 | 0.48 | 0.04 | 0.1 | 0 | 0 | 0.06 | -0.42 | -0.05 | 0 |  | 0.39 | 0.35 | 0.23 | 61.51 | 1444.372 | 0.62
D | 4002 | 2021-09-18 | 17 | OFF | 55.69 | 6.46 | 0.48 | 0.04 | 0.09 | 0 | 0 | -0.01 | -0.43 | -0.05 | 0 |  | 0.39 | 0.35 | 0.23 | 63.24 | 1494.525 | 0.61
D | 4002 | 2021-09-18 | 18 | OFF | 79.14 | 6.46 | 0.48 | 0.04 | 0.13 | 0 | 0.01 | 0.11 | -0.42 | -0.05 | 0 |  | 0.39 | 0.35 | 0.23 | 86.87 | 1520.085 | 0.66
D | 4002 | 2021-09-18 | 19 | OFF | 62.12 | 6.46 | 0.48 | 0.04 | 0.1 | 0 | 0 | 0.13 | -0.51 | -0.05 | 0 |  | 0.39 | 0.35 | 0.23 | 69.74 | 1505.701 | 0.62
D | 4002 | 2021-09-18 | 20 | OFF | 68.11 | 6.46 | 0.48 | 0.04 | 0.18 | 0 | 0.01 | 0.12 | -0.46 | -0.05 | 0 |  | 0.39 | 0.35 | 0.23 | 75.86 | 1497.383 | 0.71
D | 4002 | 2021-09-18 | 21 | OFF | 63.69 | 6.46 | 0.48 | 0.04 | 0.26 | 0 | 0 | 0.03 | -0.44 | -0.05 | 0 |  | 0.39 | 0.35 | 0.23 | 71.44 | 1435.826 | 0.78
D | 4002 | 2021-09-18 | 22 | OFF | 64.7 | 6.46 | 0.48 | 0.04 | 0.42 | 0 | 0 | 0.03 | -0.38 | -0.05 | 0 |  | 0.39 | 0.35 | 0.23 | 72.67 | 1348.324 | 0.94
D | 4002 | 2021-09-18 | 23 | OFF | 75.98 | 6.46 | 0.48 | 0.04 | 0.49 | 0 | 0.09 | -0.09 | -0.38 | -0.05 | 0 |  | 0.39 | 0.35 | 0.23 | 83.99 | 1243.432 | 1.1
D | 4002 | 2021-09-18 | 24 | OFF | 66.58 | 6.46 | 0.48 | 0.04 | 0.54 | 0 | 0 | 0.11 | -0.29 | -0.05 | 0 |  | 0.39 | 0.35 | 0.23 | 74.84 | 1143.289 | 1.06
D | 4002 | 2021-09-19 | 1 | OFF | 76.79 | 6.46 | 0.41 | 0.03 | 0.44 | 0 | 0.76 | -0.15 | -0.54 | -0.05 | 0 |  | 0.39 | 0.35 | 0.23 | 85.12 | 1065.664 | 1.64
D | 4002 | 2021-09-19 | 2 | OFF | 60.39 | 6.46 | 0.41 | 0.03 | 0.37 | 0 | 0.49 | 0.07 | -0.3 | -0.05 | 0 |  | 0.39 | 0.35 | 0.23 | 68.84 | 1010.64 | 1.3
D | 4002 | 2021-09-19 | 3 | OFF | 50.31 | 6.46 | 0.41 | 0.03 | 0.19 | 0 | 0.1 | 0 | -0.32 | -0.05 | 0 |  | 0.39 | 0.35 | 0.23 | 58.1 | 964.386 | 0.73
D | 4002 | 2021-09-19 | 4 | OFF | 44.74 | 6.46 | 0.41 | 0.03 | 0.11 | 0 | 0 | -0.02 | -0.38 | -0.05 | 0 |  | 0.39 | 0.35 | 0.23 | 52.27 | 934.759 | 0.55
D | 4002 | 2021-09-19 | 5 | OFF | 45.58 | 6.46 | 0.41 | 0.03 | 0.13 | 0 | 0 | -0.04 | -0.36 | -0.05 | 0 |  | 0.39 | 0.35 | 0.23 | 53.13 | 924.585 | 0.57
D | 4002 | 2021-09-19 | 6 | OFF | 44.35 | 6.46 | 0.41 | 0.03 | 0.14 | 0 | 0 | 0.05 | -0.35 | -0.05 | 0 |  | 0.39 | 0.35 | 0.23 | 52.01 | 939.607 | 0.58
D | 4002 | 2021-09-19 | 7 | OFF | 43.79 | 6.46 | 0.41 | 0.03 | 0.22 | 0 | 0 | 0.13 | -0.36 | -0.05 | 0 |  | 0.39 | 0.35 | 0.23 | 51.6 | 971.143 | 0.66
D | 4002 | 2021-09-19 | 8 | OFF | 42.31 | 6.46 | 0.41 | 0.03 | 0.17 | 0 | 0 | 0.05 | -0.42 | -0.05 | 0 |  | 0.39 | 0.35 | 0.23 | 49.93 | 1020.272 | 0.61
D | 4002 | 2021-09-19 | 9 | OFF | 43.13 | 6.46 | 0.41 | 0.03 | 0.12 | 0 | 0 | 0.11 | -0.44 | -0.05 | 0 |  | 0.39 | 0.35 | 0.23 | 50.74 | 1103.425 | 0.56
D | 4002 | 2021-09-19 | 10 | OFF | 41.2 | 6.46 | 0.41 | 0.03 | 0.09 | 0 | 0 | 0.18 | -0.45 | -0.05 | 0 |  | 0.39 | 0.35 | 0.23 | 48.84 | 1145.671 | 0.53
D | 4002 | 2021-09-19 | 11 | OFF | 38.18 | 6.46 | 0.41 | 0.03 | 0.07 | 0 | 0 | 0.02 | -0.41 | -0.05 | 0 |  | 0.39 | 0.35 | 0.23 | 45.68 | 1171.638 | 0.51
D | 4002 | 2021-09-19 | 12 | OFF | 35.53 | 6.46 | 0.41 | 0.03 | 0.07 | 0 | 0 | 0.05 | -0.34 | -0.05 | 0 |  | 0.39 | 0.35 | 0.23 | 43.13 | 1197.364 | 0.51
D | 4002 | 2021-09-19 | 13 | OFF | 37.79 | 6.46 | 0.41 | 0.03 | 0.05 | 0 | 0 | 0.01 | -0.32 | -0.05 | 0 |  | 0.39 | 0.35 | 0.23 | 45.35 | 1222.696 | 0.49
D | 4002 | 2021-09-19 | 14 | OFF | 37.56 | 6.46 | 0.41 | 0.03 | 0.07 | 0 | 0 | 0.03 | -0.34 | -0.05 | 0 |  | 0.39 | 0.35 | 0.23 | 45.14 | 1238.192 | 0.51
D | 4002 | 2021-09-19 | 15 | OFF | 35.5 | 6.46 | 0.41 | 0.03 | 0.16 | 0 | 0 | -0.02 | -0.33 | -0.05 | 0 |  | 0.39 | 0.35 | 0.23 | 43.13 | 1254.828 | 0.6
D | 4002 | 2021-09-19 | 16 | OFF | 37.69 | 6.46 | 0.41 | 0.03 | 0.06 | 0 | 0 | -0.01 | -0.3 | -0.05 | 0 |  | 0.39 | 0.35 | 0.23 | 45.26 | 1284.237 | 0.5
D | 4002 | 2021-09-19 | 17 | OFF | 40.16 | 6.46 | 0.41 | 0.03 | 0.09 | 0 | 0 | 0.01 | -0.39 | -0.05 | 0 |  | 0.39 | 0.35 | 0.23 | 47.69 | 1337.992 | 0.53
D | 4002 | 2021-09-19 | 18 | OFF | 55.97 | 6.46 | 0.41 | 0.03 | 0.09 | 0 | 0.02 | -0.01 | -0.31 | -0.05 | 0 |  | 0.39 | 0.35 | 0.23 | 63.58 | 1386.826 | 0.55
D | 4002 | 2021-09-19 | 19 | OFF | 65.51 | 6.46 | 0.41 | 0.03 | 0.19 | 0 | 0 | 0.02 | -0.51 | -0.05 | 0 |  | 0.39 | 0.35 | 0.23 | 73.03 | 1379.097 | 0.63
D | 4002 | 2021-09-19 | 20 | OFF | 63.68 | 6.46 | 0.41 | 0.03 | 0.18 | 0 | 0.03 | -0.05 | -0.52 | -0.05 | 0 |  | 0.39 | 0.35 | 0.23 | 71.14 | 1368.733 | 0.65
D | 4002 | 2021-09-19 | 21 | OFF | 56.3 | 6.46 | 0.41 | 0.03 | 0.27 | 0 | 0 | 0.02 | -0.3 | -0.05 | 0 |  | 0.39 | 0.35 | 0.23 | 64.11 | 1291.129 | 0.71
D | 4002 | 2021-09-19 | 22 | OFF | 43.73 | 6.46 | 0.41 | 0.03 | 0.24 | 0 | 0 | -0.01 | -0.25 | -0.05 | 0 |  | 0.39 | 0.35 | 0.23 | 51.53 | 1184.114 | 0.68
D | 4002 | 2021-09-19 | 23 | OFF | 44.99 | 6.46 | 0.41 | 0.03 | 0.18 | 0 | 0 | -0.02 | -0.41 | -0.05 | 0 |  | 0.39 | 0.35 | 0.23 | 52.56 | 1073.273 | 0.62
D | 4002 | 2021-09-19 | 24 | OFF | 46.43 | 6.46 | 0.41 | 0.03 | 0.12 | 0 | 0 | 0.13 | -0.24 | -0.05 | 0 |  | 0.39 | 0.35 | 0.23 | 54.26 | 990.649 | 0.56
D | 4002 | 2021-09-20 | 1 | OFF | 42.66 | 6.46 | 0.26 | 0.04 | 0.08 | 0 | 0 | 0.02 | -0.24 | -0.05 | 0 |  | 0.39 | 0.35 | 0.23 | 50.2 | 938.955 | 0.38
D | 4002 | 2021-09-20 | 2 | OFF | 41.32 | 6.46 | 0.26 | 0.04 | 0.07 | 0 | 0 | 0.03 | -0.22 | -0.05 | 0 |  | 0.39 | 0.35 | 0.23 | 48.88 | 896.179 | 0.37
D | 4002 | 2021-09-20 | 3 | OFF | 41.24 | 6.46 | 0.26 | 0.04 | 0.06 | 0 | 0 | -0.02 | -0.16 | -0.05 | 0 |  | 0.39 | 0.35 | 0.23 | 48.8 | 878.719 | 0.36
D | 4002 | 2021-09-20 | 4 | OFF | 41.26 | 6.46 | 0.26 | 0.04 | 0.14 | 0 | 0 | 0.09 | -0.17 | -0.05 | 0 |  | 0.39 | 0.35 | 0.23 | 49 | 881.939 | 0.44
D | 4002 | 2021-09-20 | 5 | OFF | 41.52 | 6.46 | 0.26 | 0.04 | 0.07 | 0 | 0 | 0.12 | -0.19 | -0.05 | 0 |  | 0.39 | 0.35 | 0.23 | 49.2 | 902.443 | 0.37
D | 4002 | 2021-09-20 | 6 | OFF | 43.12 | 6.46 | 0.26 | 0.04 | 0.22 | 0 | 0 | 0.02 | -0.22 | -0.05 | 0 |  | 0.39 | 0.35 | 0.23 | 50.82 | 987.392 | 0.52
D | 4002 | 2021-09-20 | 7 | OFF | 73.47 | 6.46 | 0.26 | 0.04 | 0.68 | 0 | 0.29 | 0.07 | -0.13 | -0.05 | 0 |  | 0.39 | 0.35 | 0.23 | 82.06 | 1128.117 | 1.27
D | 4002 | 2021-09-20 | 8 | ON | 70.37 | 6.46 | 0.26 | 0.04 | 0.7 | 0.47 | 0.06 | -0.01 | -0.54 | -0.05 | 0 |  | 0.39 | 0.35 | 0.23 | 78.73 | 1214.385 | 1.53
D | 4002 | 2021-09-20 | 9 | ON | 54.18 | 6.46 | 0.26 | 0.04 | 0.27 | 0.46 | 0.03 | 0.02 | -0.45 | -0.05 | 0 |  | 0.39 | 0.35 | 0.23 | 62.19 | 1258.534 | 1.06
D | 4002 | 2021-09-20 | 10 | ON | 44.61 | 6.46 | 0.26 | 0.04 | 0.15 | 0.45 | 0 | 0.04 | -0.4 | -0.05 | 0 |  | 0.39 | 0.35 | 0.23 | 52.53 | 1271.269 | 0.9
D | 4002 | 2021-09-20 | 11 | ON | 40.7 | 6.46 | 0.26 | 0.04 | 0.15 | 0.45 | 0 | 0.02 | -0.32 | -0.05 | 0 |  | 0.39 | 0.35 | 0.23 | 48.68 | 1295.933 | 0.9
D | 4002 | 2021-09-20 | 12 | ON | 40.06 | 6.46 | 0.26 | 0.04 | 0.14 | 0.45 | 0 | 0.02 | -0.31 | -0.05 | 0 |  | 0.39 | 0.35 | 0.23 | 48.04 | 1318.089 | 0.89
D | 4002 | 2021-09-20 | 13 | ON | 39.52 | 6.46 | 0.26 | 0.04 | 0.14 | 0.44 | 0 | -0.02 | -0.24 | -0.05 | 0 |  | 0.39 | 0.35 | 0.23 | 47.52 | 1335.212 | 0.88
D | 4002 | 2021-09-20 | 14 | ON | 40.95 | 6.46 | 0.26 | 0.04 | 0.17 | 0.43 | 0 | -0.02 | -0.25 | -0.05 | 0 |  | 0.39 | 0.35 | 0.23 | 48.96 | 1358.389 | 0.9
D | 4002 | 2021-09-20 | 15 | ON | 41.17 | 6.46 | 0.26 | 0.04 | 0.15 | 0.42 | 0 | 0.02 | -0.26 | -0.05 | 0 |  | 0.39 | 0.35 | 0.23 | 49.18 | 1371.277 | 0.87
D | 4002 | 2021-09-20 | 16 | ON | 44.9 | 6.46 | 0.26 | 0.04 | 0.08 | 0.42 | 0 | 0 | -0.3 | -0.05 | 0 |  | 0.39 | 0.35 | 0.23 | 52.78 | 1392.507 | 0.8
D | 4002 | 2021-09-20 | 17 | ON | 48.75 | 6.46 | 0.26 | 0.04 | 0.06 | 0.4 | 0 | 0.05 | -0.32 | -0.05 | 0 |  | 0.39 | 0.35 | 0.23 | 56.62 | 1421.916 | 0.76
D | 4002 | 2021-09-20 | 18 | ON | 56.63 | 6.46 | 0.26 | 0.04 | 0.18 | 0.39 | 0 | -0.01 | -0.4 | -0.05 | 0 |  | 0.39 | 0.35 | 0.23 | 64.47 | 1460.452 | 0.87
D | 4002 | 2021-09-20 | 19 | ON | 52.31 | 6.46 | 0.26 | 0.04 | 0.12 | 0.39 | 0 | -0.03 | -0.47 | -0.05 | 0 |  | 0.39 | 0.35 | 0.23 | 60 | 1457.101 | 0.81
D | 4002 | 2021-09-20 | 20 | ON | 66.33 | 6.46 | 0.26 | 0.04 | 0.31 | 0.39 | 0.02 | 0.09 | -0.39 | -0.05 | 0 |  | 0.39 | 0.35 | 0.23 | 74.43 | 1443.696 | 1.02
D | 4002 | 2021-09-20 | 21 | ON | 55.39 | 6.46 | 0.26 | 0.04 | 0.18 | 0.41 | 0.02 | 0.07 | -0.24 | -0.05 | 0 |  | 0.39 | 0.35 | 0.23 | 63.51 | 1355.213 | 0.91
D | 4002 | 2021-09-20 | 22 | ON | 44.7 | 6.46 | 0.26 | 0.04 | 0.17 | 0.45 | 0 | 0.02 | -0.23 | -0.05 | 0 |  | 0.39 | 0.35 | 0.23 | 52.79 | 1240.693 | 0.92
D | 4002 | 2021-09-20 | 23 | ON | 45.22 | 6.46 | 0.26 | 0.04 | 0.15 | 0.49 | 0 | -0.05 | -0.46 | -0.05 | 0 |  | 0.39 | 0.35 | 0.23 | 53.03 | 1126.911 | 0.94
D | 4002 | 2021-09-20 | 24 | OFF | 45.85 | 6.46 | 0.26 | 0.04 | 0.21 | 0 | 0 | -0.07 | -0.31 | -0.05 | 0 |  | 0.39 | 0.35 | 0.23 | 53.36 | 1028.463 | 0.51
D | 4002 | 2021-09-21 | 1 | OFF | 41.39 | 6.46 | 0.36 | 0.04 | 0.08 | 0 | 0 | 0.14 | -0.23 | -0.05 | 0 |  | 0.39 | 0.35 | 0.23 | 49.16 | 968.239 | 0.48
D | 4002 | 2021-09-21 | 2 | OFF | 37.82 | 6.46 | 0.36 | 0.04 | 0.09 | 0 | 0 | 0.03 | -0.23 | -0.05 | 0 |  | 0.39 | 0.35 | 0.23 | 45.49 | 928.813 | 0.49
D | 4002 | 2021-09-21 | 3 | OFF | 37.15 | 6.46 | 0.36 | 0.04 | 0.08 | 0 | 0 | 0.02 | -0.21 | -0.05 | 0 |  | 0.39 | 0.35 | 0.23 | 44.82 | 908.313 | 0.48
D | 4002 | 2021-09-21 | 4 | OFF | 37.12 | 6.46 | 0.36 | 0.04 | 0.08 | 0 | 0 | -0.01 | -0.2 | -0.05 | 0 |  | 0.39 | 0.35 | 0.23 | 44.77 | 906.394 | 0.48
D | 4002 | 2021-09-21 | 5 | OFF | 36.45 | 6.46 | 0.36 | 0.04 | 0.08 | 0 | 0 | 0.02 | -0.23 | -0.05 | 0 |  | 0.39 | 0.35 | 0.23 | 44.1 | 930.408 | 0.48
D | 4002 | 2021-09-21 | 6 | OFF | 37.21 | 6.46 | 0.36 | 0.04 | 0.08 | 0 | 0 | 0.05 | -0.26 | -0.05 | 0 |  | 0.39 | 0.35 | 0.23 | 44.86 | 1014.084 | 0.48
D | 4002 | 2021-09-21 | 7 | OFF | 44.56 | 6.46 | 0.36 | 0.04 | 0.19 | 0 | 0 | 0 | -0.29 | -0.05 | 0 |  | 0.39 | 0.35 | 0.23 | 52.24 | 1147.234 | 0.59
D | 4002 | 2021-09-21 | 8 | ON | 51.75 | 6.46 | 0.36 | 0.04 | 0.2 | 0.54 | 0 | 0.01 | -0.42 | -0.05 | 0 |  | 0.39 | 0.35 | 0.23 | 59.86 | 1224.855 | 1.14
D | 4002 | 2021-09-21 | 9 | ON | 45.23 | 6.46 | 0.36 | 0.04 | 0.16 | 0.53 | 0 | 0 | -0.42 | -0.05 | 0 |  | 0.39 | 0.35 | 0.23 | 53.28 | 1262.523 | 1.09
D | 4002 | 2021-09-21 | 10 | ON | 42.92 | 6.46 | 0.36 | 0.04 | 0.19 | 0.52 | 0 | 0.03 | -0.38 | -0.05 | 0 |  | 0.39 | 0.35 | 0.23 | 51.06 | 1272.916 | 1.11
D | 4002 | 2021-09-21 | 11 | ON | 37.48 | 6.46 | 0.36 | 0.04 | 0.09 | 0.52 | 0 | -0.01 | -0.32 | -0.05 | 0 |  | 0.39 | 0.35 | 0.23 | 45.54 | 1297.272 | 1.01
D | 4002 | 2021-09-21 | 12 | ON | 38.16 | 6.46 | 0.36 | 0.04 | 0.19 | 0.51 | 0 | 0.02 | -0.28 | -0.05 | 0 |  | 0.39 | 0.35 | 0.23 | 46.38 | 1313.728 | 1.1
D | 4002 | 2021-09-21 | 13 | ON | 38.05 | 6.46 | 0.36 | 0.04 | 0.09 | 0.5 | 0 | 0.02 | -0.24 | -0.05 | 0 |  | 0.39 | 0.35 | 0.23 | 46.2 | 1329.987 | 0.99
D | 4002 | 2021-09-21 | 14 | ON | 37.58 | 6.46 | 0.36 | 0.04 | 0.09 | 0.49 | 0 | 0.02 | -0.28 | -0.05 | 0 |  | 0.39 | 0.35 | 0.23 | 45.68 | 1346.709 | 0.98
D | 4002 | 2021-09-21 | 15 | ON | 38.01 | 6.46 | 0.36 | 0.04 | 0.07 | 0.48 | 0 | 0 | -0.29 | -0.05 | 0 |  | 0.39 | 0.35 | 0.23 | 46.05 | 1357.733 | 0.95
D | 4002 | 2021-09-21 | 16 | ON | 39.87 | 6.46 | 0.36 | 0.04 | 0.08 | 0.47 | 0 | 0.02 | -0.3 | -0.05 | 0 |  | 0.39 | 0.35 | 0.23 | 47.92 | 1378.388 | 0.95
D | 4002 | 2021-09-21 | 17 | ON | 49.07 | 6.46 | 0.36 | 0.04 | 0.19 | 0.45 | 0 | 0.04 | -0.32 | -0.05 | 0 |  | 0.39 | 0.35 | 0.23 | 57.21 | 1408.552 | 1.04
D | 4002 | 2021-09-21 | 18 | ON | 56.06 | 6.46 | 0.36 | 0.04 | 0.16 | 0.44 | 0 | 0.02 | -0.34 | -0.05 | 0 |  | 0.39 | 0.35 | 0.23 | 64.12 | 1448.693 | 1
D | 4002 | 2021-09-21 | 19 | ON | 70.4 | 6.46 | 0.36 | 0.04 | 0.29 | 0.43 | 0.18 | -0.04 | -0.44 | -0.05 | 0 |  | 0.39 | 0.35 | 0.23 | 78.6 | 1458.64 | 1.3
D | 4002 | 2021-09-21 | 20 | ON | 69.69 | 6.46 | 0.36 | 0.04 | 0.33 | 0.43 | 0.02 | 0.07 | -0.45 | -0.05 | 0 |  | 0.39 | 0.35 | 0.23 | 77.87 | 1458.908 | 1.18
D | 4002 | 2021-09-21 | 21 | ON | 60.6 | 6.46 | 0.36 | 0.04 | 0.25 | 0.45 | 0 | -0.06 | -0.4 | -0.05 | 0 |  | 0.39 | 0.35 | 0.23 | 68.62 | 1378.179 | 1.1
D | 4002 | 2021-09-21 | 22 | ON | 47.26 | 6.46 | 0.36 | 0.04 | 0.22 | 0.48 | 0 | -0.05 | -0.21 | -0.05 | 0 |  | 0.39 | 0.35 | 0.23 | 55.48 | 1269.941 | 1.1
D | 4002 | 2021-09-21 | 23 | ON | 53.74 | 6.46 | 0.36 | 0.04 | 0.21 | 0.52 | 0 | 0.01 | -0.6 | -0.05 | 0 |  | 0.39 | 0.35 | 0.23 | 61.66 | 1156.5 | 1.13
D | 4002 | 2021-09-21 | 24 | OFF | 46.77 | 6.46 | 0.36 | 0.04 | 0.2 | 0 | 0 | -0.02 | -0.26 | -0.05 | 0 |  | 0.39 | 0.35 | 0.23 | 54.47 | 1062.388 | 0.6
D | 4002 | 2021-09-22 | 1 | OFF | 44.17 | 6.46 | 0.29 | 0.08 | 0.14 | 0 | 0 | -0.07 | -0.23 | -0.05 | 0 |  | 0.39 | 0.35 | 0.23 | 51.76 | 1008.737 | 0.51
D | 4002 | 2021-09-22 | 2 | OFF | 40.98 | 6.46 | 0.29 | 0.08 | 0.1 | 0 | 0 | 0.04 | -0.22 | -0.05 | 0 |  | 0.39 | 0.35 | 0.23 | 48.65 | 973.151 | 0.47
D | 4002 | 2021-09-22 | 3 | OFF | 40.67 | 6.46 | 0.29 | 0.08 | 0.12 | 0 | 0 | -0.02 | -0.24 | -0.05 | 0 |  | 0.39 | 0.35 | 0.23 | 48.28 | 957.544 | 0.49
D | 4002 | 2021-09-22 | 4 | OFF | 40.48 | 6.46 | 0.29 | 0.08 | 0.07 | 0 | 0 | -0.01 | -0.23 | -0.05 | 0 |  | 0.39 | 0.35 | 0.23 | 48.06 | 954.068 | 0.44
D | 4002 | 2021-09-22 | 5 | OFF | 39.68 | 6.46 | 0.29 | 0.08 | 0.07 | 0 | 0 | 0.01 | -0.22 | -0.05 | 0 |  | 0.39 | 0.35 | 0.23 | 47.29 | 985.484 | 0.44
D | 4002 | 2021-09-22 | 6 | OFF | 41.21 | 6.46 | 0.29 | 0.08 | 0.09 | 0 | 0 | 0.1 | -0.27 | -0.05 | 0 |  | 0.39 | 0.35 | 0.23 | 48.88 | 1073.909 | 0.46
D | 4002 | 2021-09-22 | 7 | OFF | 55.24 | 6.46 | 0.29 | 0.08 | 0.32 | 0 | 0 | -0.01 | -0.12 | -0.05 | 0 |  | 0.39 | 0.35 | 0.23 | 63.18 | 1220.261 | 0.69
D | 4002 | 2021-09-22 | 8 | ON | 67.07 | 6.46 | 0.29 | 0.08 | 0.99 | 0.46 | 0.01 | -0.03 | -0.36 | -0.05 | 0 |  | 0.39 | 0.35 | 0.23 | 75.89 | 1313.082 | 1.83
D | 4002 | 2021-09-22 | 9 | ON | 67.69 | 6.46 | 0.29 | 0.08 | 0.94 | 0.46 | 0 | -0.01 | -0.38 | -0.05 | 0 |  | 0.39 | 0.35 | 0.23 | 76.45 | 1365.827 | 1.77
D | 4002 | 2021-09-22 | 10 | ON | 72.79 | 6.46 | 0.29 | 0.08 | 0.96 | 0.42 | 0 | 0.03 | -0.4 | -0.05 | 0 |  | 0.39 | 0.35 | 0.23 | 81.55 | 1414.901 | 1.75
D | 4002 | 2021-09-22 | 11 | ON | 70.32 | 6.46 | 0.29 | 0.08 | 0.82 | 0.43 | 0 | -0.05 | -0.36 | -0.05 | 0 |  | 0.39 | 0.35 | 0.23 | 78.91 | 1454.53 | 1.62
D | 4002 | 2021-09-22 | 12 | ON | 76.71 | 6.46 | 0.29 | 0.08 | 0.94 | 0.43 | 0.03 | -0.01 | -0.27 | -0.05 | 0 |  | 0.39 | 0.35 | 0.23 | 85.58 | 1481.878 | 1.77
D | 4002 | 2021-09-22 | 13 | ON | 75.49 | 6.46 | 0.29 | 0.08 | 0.93 | 0.42 | 0.02 | -0.03 | -0.31 | -0.05 | 0 |  | 0.39 | 0.35 | 0.23 | 84.27 | 1510.8 | 1.74
D | 4002 | 2021-09-22 | 14 | ON | 75.25 | 6.46 | 0.29 | 0.08 | 0.82 | 0.41 | 0.01 | 0 | -0.33 | -0.05 | 0 |  | 0.39 | 0.35 | 0.23 | 83.91 | 1534.092 | 1.61
D | 4002 | 2021-09-22 | 15 | ON | 81.18 | 6.46 | 0.29 | 0.08 | 0.14 | 0.41 | 0 | 0.03 | -0.35 | -0.05 | 0 |  | 0.39 | 0.35 | 0.23 | 89.16 | 1524.805 | 0.92
D | 4002 | 2021-09-22 | 16 | ON | 83.75 | 6.46 | 0.29 | 0.08 | 0.16 | 0.41 | 0 | 0.03 | -0.35 | -0.05 | 0 |  | 0.39 | 0.35 | 0.23 | 91.75 | 1521.567 | 0.94
D | 4002 | 2021-09-22 | 17 | ON | 82.95 | 6.46 | 0.29 | 0.08 | 0.86 | 0.4 | 0 | 0.04 | -0.33 | -0.05 | 0 |  | 0.39 | 0.35 | 0.23 | 91.67 | 1530.621 | 1.63
D | 4002 | 2021-09-22 | 18 | ON | 82.13 | 6.46 | 0.29 | 0.08 | 0.33 | 0.4 | 0 | 0.04 | -0.38 | -0.05 | 0 |  | 0.39 | 0.35 | 0.23 | 90.27 | 1553.266 | 1.1
D | 4002 | 2021-09-22 | 19 | ON | 86.99 | 6.46 | 0.29 | 0.08 | 0.16 | 0.39 | 0 | -0.03 | -0.4 | -0.05 | 0 |  | 0.39 | 0.35 | 0.23 | 94.86 | 1573.281 | 0.92
D | 4002 | 2021-09-22 | 20 | ON | 83.1 | 6.46 | 0.29 | 0.08 | 0.15 | 0.39 | 0.02 | 0 | -0.38 | -0.05 | 0 |  | 0.39 | 0.35 | 0.23 | 91.03 | 1570.431 | 0.93
D | 4002 | 2021-09-22 | 21 | ON | 86.35 | 6.46 | 0.29 | 0.08 | 0.18 | 0.4 | 0 | -0.04 | -0.31 | -0.05 | 0 |  | 0.39 | 0.35 | 0.23 | 94.33 | 1495.366 | 0.95
D | 4002 | 2021-09-22 | 22 | ON | 67.74 | 6.46 | 0.29 | 0.08 | 0.42 | 0.42 | 0.01 | -0.07 | -0.37 | -0.05 | 0 |  | 0.39 | 0.35 | 0.23 | 75.9 | 1392.138 | 1.22
D | 4002 | 2021-09-22 | 23 | ON | 68.18 | 6.46 | 0.29 | 0.08 | 0.39 | 0.46 | 0.06 | -0.14 | -0.34 | -0.05 | 0 |  | 0.39 | 0.35 | 0.23 | 76.36 | 1276.751 | 1.28
D | 4002 | 2021-09-22 | 24 | OFF | 54.94 | 6.46 | 0.29 | 0.08 | 0.37 | 0 | 0.08 | -0.01 | -0.13 | -0.05 | 0 |  | 0.39 | 0.35 | 0.23 | 63 | 1174.207 | 0.82
D | 4002 | 2021-09-23 | 1 | OFF | 51.02 | 6.46 | 0.43 | 0.05 | 0.28 | 0 | 0.03 | -0.01 | -0.24 | -0.05 | 0 |  | 0.39 | 0.35 | 0.23 | 58.94 | 1101.451 | 0.79
D | 4002 | 2021-09-23 | 2 | OFF | 50.89 | 6.46 | 0.43 | 0.05 | 0.12 | 0 | 0 | 0 | -0.21 | -0.05 | 0 |  | 0.39 | 0.35 | 0.23 | 58.66 | 1059.834 | 0.6
D | 4002 | 2021-09-23 | 3 | OFF | 45.74 | 6.46 | 0.43 | 0.05 | 0.13 | 0 | 0 | 0.01 | -0.25 | -0.05 | 0 |  | 0.39 | 0.35 | 0.23 | 53.49 | 1033.536 | 0.61
D | 4002 | 2021-09-23 | 4 | OFF | 44.9 | 6.46 | 0.43 | 0.05 | 0.14 | 0 | 0 | 0.01 | -0.25 | -0.05 | 0 |  | 0.39 | 0.35 | 0.23 | 52.66 | 1024.247 | 0.62
D | 4002 | 2021-09-23 | 5 | OFF | 52.92 | 6.46 | 0.43 | 0.05 | 0.13 | 0 | 0 | 0 | -0.16 | -0.05 | 0 |  | 0.39 | 0.35 | 0.23 | 60.75 | 1051.422 | 0.61
D | 4002 | 2021-09-23 | 6 | OFF | 86.12 | 6.46 | 0.43 | 0.05 | 0.51 | 0 | 0 | 0.02 | -0.2 | -0.05 | 0 |  | 0.39 | 0.35 | 0.23 | 94.31 | 1134.066 | 0.99
D | 4002 | 2021-09-23 | 7 | OFF | 59.67 | 6.46 | 0.43 | 0.05 | 0.47 | 0 | 0 | 0.01 | -0.2 | -0.05 | 0 |  | 0.39 | 0.35 | 0.23 | 67.81 | 1281.023 | 0.95
D | 4002 | 2021-09-23 | 8 | ON | 57.93 | 6.46 | 0.43 | 0.05 | 0.4 | 0.46 | 0 | 0.03 | -0.33 | -0.05 | 0 |  | 0.39 | 0.35 | 0.23 | 66.35 | 1381.905 | 1.34
D | 4002 | 2021-09-23 | 9 | ON | 48.29 | 6.46 | 0.43 | 0.05 | 0.14 | 0.44 | 0 | 0.05 | -0.32 | -0.05 | 0 |  | 0.39 | 0.35 | 0.23 | 56.46 | 1442.812 | 1.06
D | 4002 | 2021-09-23 | 10 | ON | 46.54 | 6.46 | 0.43 | 0.05 | 0.07 | 0.38 | 0 | 0.01 | -0.32 | -0.05 | 0 |  | 0.39 | 0.35 | 0.23 | 54.54 | 1489.237 | 0.93
D | 4002 | 2021-09-23 | 11 | ON | 47.22 | 6.46 | 0.43 | 0.05 | 0.1 | 0.37 | 0 | 0.04 | -0.28 | -0.05 | 0 |  | 0.39 | 0.35 | 0.23 | 55.31 | 1532.217 | 0.95
D | 4002 | 2021-09-23 | 12 | ON | 55.03 | 6.46 | 0.43 | 0.05 | 0.16 | 0.36 | 0.04 | 0.04 | -0.29 | -0.05 | 0 |  | 0.39 | 0.35 | 0.23 | 63.2 | 1569.371 | 1.04
D | 4002 | 2021-09-23 | 13 | ON | 56.62 | 6.46 | 0.43 | 0.05 | 0.19 | 0.37 | 0.01 | 0.03 | -0.26 | -0.05 | 0 |  | 0.39 | 0.35 | 0.23 | 64.82 | 1594.069 | 1.05
D | 4002 | 2021-09-23 | 14 | ON | 75.71 | 6.46 | 0.43 | 0.05 | 0.29 | 0.36 | 0.21 | -0.02 | -0.32 | -0.05 | 0 |  | 0.39 | 0.35 | 0.23 | 84.09 | 1616.058 | 1.34
D | 4002 | 2021-09-23 | 15 | ON | 76.26 | 6.46 | 0.43 | 0.05 | 0.26 | 0.39 | 0.01 | -0.04 | -0.29 | -0.05 | 0 |  | 0.39 | 0.35 | 0.23 | 84.45 | 1614.03 | 1.14
D | 4002 | 2021-09-23 | 16 | ON | 91.53 | 6.46 | 0.43 | 0.05 | 0.37 | 0.38 | 0.1 | 0.07 | -0.28 | -0.05 | 0 |  | 0.39 | 0.35 | 0.23 | 100.03 | 1626.953 | 1.33
D | 4002 | 2021-09-23 | 17 | ON | 95.96 | 6.46 | 0.43 | 0.05 | 0.36 | 0.38 | 0 | 0.08 | -0.33 | -0.05 | 0 |  | 0.39 | 0.35 | 0.23 | 104.31 | 1637.782 | 1.22
D | 4002 | 2021-09-23 | 18 | ON | 100.4 | 6.46 | 0.43 | 0.05 | 0.3 | 0.38 | 0.03 | 0.08 | -0.37 | -0.05 | 0 |  | 0.39 | 0.35 | 0.23 | 108.68 | 1645.515 | 1.19
D | 4002 | 2021-09-23 | 19 | ON | 87.21 | 6.46 | 0.43 | 0.05 | 0.28 | 0.38 | 0 | 0.04 | -0.45 | -0.05 | 0 |  | 0.39 | 0.35 | 0.23 | 95.32 | 1645.379 | 1.14
D | 4002 | 2021-09-23 | 20 | ON | 97.19 | 6.46 | 0.43 | 0.05 | 0.32 | 0.38 | 0.03 | 0.14 | -0.35 | -0.05 | 0 |  | 0.39 | 0.35 | 0.23 | 105.57 | 1641.919 | 1.21
D | 4002 | 2021-09-23 | 21 | ON | 71.27 | 6.46 | 0.43 | 0.05 | 0.19 | 0.39 | 0.05 | -0.03 | -0.27 | -0.05 | 0 |  | 0.39 | 0.35 | 0.23 | 79.46 | 1565.369 | 1.11
D | 4002 | 2021-09-23 | 22 | ON | 59.19 | 6.46 | 0.43 | 0.05 | 0.23 | 0.42 | 0.01 | 0.05 | -0.43 | -0.05 | 0 |  | 0.39 | 0.35 | 0.23 | 67.33 | 1458.384 | 1.14
D | 4002 | 2021-09-23 | 23 | ON | 47.3 | 6.46 | 0.43 | 0.05 | 0.19 | 0.45 | 0 | 0.07 | -0.39 | -0.05 | 0 |  | 0.39 | 0.35 | 0.23 | 55.48 | 1336.445 | 1.12
D | 4002 | 2021-09-23 | 24 | OFF | 51.27 | 6.46 | 0.43 | 0.05 | 0.15 | 0 | 0 | -0.09 | -0.3 | -0.05 | 0 |  | 0.39 | 0.35 | 0.23 | 58.89 | 1227.124 | 0.63
D | 4002 | 2021-09-24 | 1 | OFF | 46.41 | 6.46 | 0.1 | 0.02 | 0.08 | 0 | 0 | -0.02 | -0.28 | -0.05 | 0 |  | 0.39 | 0.35 | 0.23 | 53.69 | 1149.131 | 0.2
D | 4002 | 2021-09-24 | 2 | OFF | 43.7 | 6.46 | 0.1 | 0.02 | 0.06 | 0 | 0 | 0.05 | -0.29 | -0.05 | 0 |  | 0.39 | 0.35 | 0.23 | 51.02 | 1104.777 | 0.18
D | 4002 | 2021-09-24 | 3 | OFF | 41.95 | 6.46 | 0.1 | 0.02 | 0.08 | 0 | 0 | -0.02 | -0.31 | -0.05 | 0 |  | 0.39 | 0.35 | 0.23 | 49.2 | 1078.098 | 0.2
D | 4002 | 2021-09-24 | 4 | OFF | 42.34 | 6.46 | 0.1 | 0.02 | 0.06 | 0 | 0 | -0.01 | -0.31 | -0.05 | 0 |  | 0.39 | 0.35 | 0.23 | 49.58 | 1076.888 | 0.18
D | 4002 | 2021-09-24 | 5 | OFF | 42.83 | 6.46 | 0.1 | 0.02 | 0.06 | 0 | 0 | -0.01 | -0.33 | -0.05 | 0 |  | 0.39 | 0.35 | 0.23 | 50.05 | 1101.93 | 0.18
D | 4002 | 2021-09-24 | 6 | OFF | 44.95 | 6.46 | 0.1 | 0.02 | 0.06 | 0 | 0 | 0 | -0.29 | -0.05 | 0 |  | 0.39 | 0.35 | 0.23 | 52.22 | 1192.075 | 0.18
D | 4002 | 2021-09-24 | 7 | OFF | 49.23 | 6.46 | 0.1 | 0.02 | 0.27 | 0 | 0 | 0.02 | -0.37 | -0.05 | 0 |  | 0.39 | 0.35 | 0.23 | 56.65 | 1329.674 | 0.39
D | 4002 | 2021-09-24 | 8 | ON | 49.65 | 6.46 | 0.1 | 0.02 | 0.27 | 0.45 | 0 | 0.01 | -0.43 | -0.05 | 0 |  | 0.39 | 0.35 | 0.23 | 57.45 | 1431.422 | 0.84
D | 4002 | 2021-09-24 | 9 | ON | 53.27 | 6.46 | 0.1 | 0.02 | 0.2 | 0.43 | 0 | 0.01 | -0.5 | -0.05 | 0 |  | 0.39 | 0.35 | 0.23 | 60.91 | 1506.907 | 0.75
D | 4002 | 2021-09-24 | 10 | ON | 49.78 | 6.46 | 0.1 | 0.02 | 0.16 | 0.42 | 0 | 0.03 | -0.51 | -0.05 | 0 |  | 0.39 | 0.35 | 0.23 | 57.38 | 1555.139 | 0.7
D | 4002 | 2021-09-24 | 11 | ON | 49 | 6.46 | 0.1 | 0.02 | 0.15 | 0.41 | 0 | 0.01 | -0.58 | -0.05 | 0 |  | 0.39 | 0.35 | 0.23 | 56.49 | 1594.162 | 0.68
D | 4002 | 2021-09-24 | 12 | ON | 47 | 6.46 | 0.1 | 0.02 | 0.14 | 0.38 | 0 | 0.01 | -0.54 | -0.05 | 0 |  | 0.39 | 0.35 | 0.23 | 54.49 | 1605.876 | 0.64
D | 4002 | 2021-09-24 | 13 | ON | 47.61 | 6.46 | 0.1 | 0.02 | 0.14 | 0.39 | 0 | 0.05 | -0.49 | -0.05 | 0 |  | 0.39 | 0.35 | 0.23 | 55.2 | 1598.264 | 0.65
D | 4002 | 2021-09-24 | 14 | ON | 44.92 | 6.46 | 0.1 | 0.02 | 0.13 | 0.39 | 0 | 0.04 | -0.5 | -0.05 | 0 |  | 0.39 | 0.35 | 0.23 | 52.48 | 1595.608 | 0.64
D | 4002 | 2021-09-24 | 15 | ON | 41.09 | 6.46 | 0.1 | 0.02 | 0.09 | 0.43 | 0 | 0.05 | -0.49 | -0.05 | 0 |  | 0.39 | 0.35 | 0.23 | 48.67 | 1578.257 | 0.64
D | 4002 | 2021-09-24 | 16 | ON | 43.1 | 6.46 | 0.1 | 0.02 | 0.08 | 0.43 | 0 | 0.03 | -0.47 | -0.05 | 0 |  | 0.39 | 0.35 | 0.23 | 50.67 | 1560.462 | 0.63
D | 4002 | 2021-09-24 | 17 | ON | 49.32 | 6.46 | 0.1 | 0.02 | 0.1 | 0.42 | 0 | 0.03 | -0.43 | -0.05 | 0 |  | 0.39 | 0.35 | 0.23 | 56.94 | 1547.88 | 0.64
D | 4002 | 2021-09-24 | 18 | ON | 54.17 | 6.46 | 0.1 | 0.02 | 0.15 | 0.41 | 0 | 0.12 | -0.57 | -0.05 | 0 |  | 0.39 | 0.35 | 0.23 | 61.78 | 1541.31 | 0.68
D | 4002 | 2021-09-24 | 19 | ON | 51.69 | 6.46 | 0.1 | 0.02 | 0.66 | 0.42 | 0 | 0.05 | -0.53 | -0.05 | 0 |  | 0.39 | 0.35 | 0.23 | 59.79 | 1529.454 | 1.2
D | 4002 | 2021-09-24 | 20 | ON | 45.54 | 6.46 | 0.1 | 0.02 | 0.35 | 0.42 | 0 | 0.02 | -0.49 | -0.05 | 0 |  | 0.39 | 0.35 | 0.23 | 53.34 | 1504.939 | 0.89
D | 4002 | 2021-09-24 | 21 | ON | 39.71 | 6.46 | 0.1 | 0.02 | 0.14 | 0.45 | 0 | -0.02 | -0.46 | -0.05 | 0 |  | 0.39 | 0.35 | 0.23 | 47.32 | 1424.469 | 0.71
D | 4002 | 2021-09-24 | 22 | ON | 37.44 | 6.46 | 0.1 | 0.02 | 0.11 | 0.48 | 0 | 0.03 | -0.48 | -0.05 | 0 |  | 0.39 | 0.35 | 0.23 | 45.08 | 1324.684 | 0.71
D | 4002 | 2021-09-24 | 23 | ON | 36.48 | 6.46 | 0.1 | 0.02 | 0.13 | 0.51 | 0 | 0.01 | -0.66 | -0.05 | 0 |  | 0.39 | 0.35 | 0.23 | 43.97 | 1215.777 | 0.76
D | 4002 | 2021-09-24 | 24 | OFF | 36.24 | 6.46 | 0.1 | 0.02 | 0.1 | 0 | 0 | -0.04 | -0.52 | -0.05 | 0 |  | 0.39 | 0.35 | 0.23 | 43.28 | 1121.655 | 0.22
D | 4002 | 2021-09-25 | 1 | OFF | 39.32 | 6.46 | 0.16 | 0.01 | 0.09 | 0 | 0 | -0.13 | -0.29 | -0.05 | 0 |  | 0.39 | 0.35 | 0.23 | 46.54 | 1043.631 | 0.26
D | 4002 | 2021-09-25 | 2 | OFF | 40.15 | 6.46 | 0.16 | 0.01 | 0.07 | 0 | 0 | -0.01 | -0.38 | -0.05 | 0 |  | 0.39 | 0.35 | 0.23 | 47.38 | 990.415 | 0.24
D | 4002 | 2021-09-25 | 3 | OFF | 40.35 | 6.46 | 0.16 | 0.01 | 0.12 | 0 | 0 | -0.01 | -0.31 | -0.05 | 0 |  | 0.39 | 0.35 | 0.23 | 47.7 | 957.163 | 0.29
D | 4002 | 2021-09-25 | 4 | OFF | 39.44 | 6.46 | 0.16 | 0.01 | 0.07 | 0 | 0 | -0.04 | -0.37 | -0.05 | 0 |  | 0.39 | 0.35 | 0.23 | 46.65 | 939.428 | 0.24
D | 4002 | 2021-09-25 | 5 | OFF | 40.36 | 6.46 | 0.16 | 0.01 | 0.08 | 0 | 0 | 0.02 | -0.34 | -0.05 | 0 |  | 0.39 | 0.35 | 0.23 | 47.67 | 928.609 | 0.25
D | 4002 | 2021-09-25 | 6 | OFF | 39.54 | 6.46 | 0.16 | 0.01 | 0.09 | 0 | 0 | 0 | -0.37 | -0.05 | 0 |  | 0.39 | 0.35 | 0.23 | 46.81 | 953.501 | 0.26
D | 4002 | 2021-09-25 | 7 | OFF | 42.34 | 6.46 | 0.16 | 0.01 | 0.24 | 0 | 0 | 0.03 | -0.35 | -0.05 | 0 |  | 0.39 | 0.35 | 0.23 | 49.81 | 1003.445 | 0.41
D | 4002 | 2021-09-25 | 8 | OFF | 35.47 | 6.46 | 0.16 | 0.01 | 0.17 | 0 | 0 | -0.06 | -0.32 | -0.05 | 0 |  | 0.39 | 0.35 | 0.23 | 42.81 | 1072.476 | 0.34
D | 4002 | 2021-09-25 | 9 | OFF | 36.8 | 6.46 | 0.16 | 0.01 | 0.13 | 0 | 0 | -0.03 | -0.34 | -0.05 | 0 |  | 0.39 | 0.35 | 0.23 | 44.11 | 1147.489 | 0.3
D | 4002 | 2021-09-25 | 10 | OFF | 35.27 | 6.46 | 0.16 | 0.01 | 0.09 | 0 | 0 | -0.02 | -0.38 | -0.05 | 0 |  | 0.39 | 0.35 | 0.23 | 42.51 | 1184.747 | 0.26
D | 4002 | 2021-09-25 | 11 | OFF | 32.24 | 6.46 | 0.16 | 0.01 | 0.08 | 0 | 0 | -0.02 | -0.27 | -0.05 | 0 |  | 0.39 | 0.35 | 0.23 | 39.58 | 1201.222 | 0.25
D | 4002 | 2021-09-25 | 12 | OFF | 31.79 | 6.46 | 0.16 | 0.01 | 0.07 | 0 | 0 | -0.07 | -0.25 | -0.05 | 0 |  | 0.39 | 0.35 | 0.23 | 39.09 | 1218.635 | 0.24
D | 4002 | 2021-09-25 | 13 | OFF | 31.73 | 6.46 | 0.16 | 0.01 | 0.06 | 0 | 0 | -0.03 | -0.26 | -0.05 | 0 |  | 0.39 | 0.35 | 0.23 | 39.05 | 1235.85 | 0.23
D | 4002 | 2021-09-25 | 14 | OFF | 30.85 | 6.46 | 0.16 | 0.01 | 0.09 | 0 | 0 | -0.07 | -0.23 | -0.05 | 0 |  | 0.39 | 0.35 | 0.23 | 38.19 | 1244.24 | 0.26
D | 4002 | 2021-09-25 | 15 | OFF | 32.99 | 6.46 | 0.16 | 0.01 | 0.09 | 0 | 0 | -0.06 | -0.25 | -0.05 | 0 |  | 0.39 | 0.35 | 0.23 | 40.32 | 1264.052 | 0.26
D | 4002 | 2021-09-25 | 16 | OFF | 37.44 | 6.46 | 0.16 | 0.01 | 0.08 | 0 | 0 | -0.05 | -0.16 | -0.05 | 0 |  | 0.39 | 0.35 | 0.23 | 44.86 | 1292.959 | 0.25
D | 4002 | 2021-09-25 | 17 | OFF | 54.42 | 6.46 | 0.16 | 0.01 | 0.16 | 0 | 0.02 | -0.12 | -0.18 | -0.05 | 0 |  | 0.39 | 0.35 | 0.23 | 61.85 | 1331.605 | 0.35
D | 4002 | 2021-09-25 | 18 | OFF | 69.86 | 6.46 | 0.16 | 0.01 | 0.2 | 0 | 0.12 | -0.06 | -0.35 | -0.05 | 0 |  | 0.39 | 0.35 | 0.23 | 77.32 | 1356.3 | 0.49
D | 4002 | 2021-09-25 | 19 | OFF | 74.13 | 6.46 | 0.16 | 0.01 | 0.1 | 0 | 0.06 | 0.02 | -0.39 | -0.05 | 0 |  | 0.39 | 0.35 | 0.23 | 81.47 | 1355.944 | 0.33
D | 4002 | 2021-09-25 | 20 | OFF | 68.76 | 6.46 | 0.16 | 0.01 | 0.1 | 0 | 0.01 | 0.03 | -0.43 | -0.05 | 0 |  | 0.39 | 0.35 | 0.23 | 76.02 | 1345.592 | 0.28
D | 4002 | 2021-09-25 | 21 | OFF | 56.91 | 6.46 | 0.16 | 0.01 | 0.1 | 0 | 0.01 | -0.04 | -0.36 | -0.05 | 0 |  | 0.39 | 0.35 | 0.23 | 64.17 | 1282.981 | 0.28
D | 4002 | 2021-09-25 | 22 | OFF | 41.39 | 6.46 | 0.16 | 0.01 | 0.24 | 0 | 0 | -0.03 | -0.24 | -0.05 | 0 |  | 0.39 | 0.35 | 0.23 | 48.91 | 1198.834 | 0.41
D | 4002 | 2021-09-25 | 23 | OFF | 38.11 | 6.46 | 0.16 | 0.01 | 0.15 | 0 | 0 | -0.01 | -0.25 | -0.05 | 0 |  | 0.39 | 0.35 | 0.23 | 45.55 | 1107.809 | 0.32
D | 4002 | 2021-09-25 | 24 | OFF | 36.97 | 6.46 | 0.16 | 0.01 | 0.18 | 0 | 0 | 0.01 | -0.23 | -0.05 | 0 |  | 0.39 | 0.35 | 0.23 | 44.48 | 1032.599 | 0.35
D | 4002 | 2021-09-26 | 1 | OFF | 45.01 | 6.46 | 0.25 | 0.05 | 0.05 | 0 | 0.18 | -0.03 | -0.3 | -0.05 | 0 |  | 0.39 | 0.35 | 0.23 | 52.59 | 975.06 | 0.53
D | 4002 | 2021-09-26 | 2 | OFF | 40.41 | 6.46 | 0.25 | 0.05 | 0.05 | 0 | 0 | 0 | -0.24 | -0.05 | 0 |  | 0.39 | 0.35 | 0.23 | 47.9 | 937.016 | 0.35
D | 4002 | 2021-09-26 | 3 | OFF | 41.45 | 6.46 | 0.25 | 0.05 | 0.04 | 0 | 0 | -0.02 | -0.29 | -0.05 | 0 |  | 0.39 | 0.35 | 0.23 | 48.86 | 911.899 | 0.34
D | 4002 | 2021-09-26 | 4 | OFF | 38.96 | 6.46 | 0.25 | 0.05 | 0.07 | 0 | 0 | -0.02 | -0.27 | -0.05 | 0 |  | 0.39 | 0.35 | 0.23 | 46.42 | 900.147 | 0.37
D | 4002 | 2021-09-26 | 5 | OFF | 37.27 | 6.46 | 0.25 | 0.05 | 0.11 | 0 | 0 | 0.01 | -0.26 | -0.05 | 0 |  | 0.39 | 0.35 | 0.23 | 44.81 | 889.691 | 0.41
D | 4002 | 2021-09-26 | 6 | OFF | 34.21 | 6.46 | 0.25 | 0.05 | 0.09 | 0 | 0 | 0.01 | -0.26 | -0.05 | 0 |  | 0.39 | 0.35 | 0.23 | 41.73 | 914.781 | 0.39
D | 4002 | 2021-09-26 | 7 | OFF | 36.45 | 6.46 | 0.25 | 0.05 | 0.23 | 0 | 0 | 0.02 | -0.31 | -0.05 | 0 |  | 0.39 | 0.35 | 0.23 | 44.07 | 955.594 | 0.53
D | 4002 | 2021-09-26 | 8 | OFF | 34.07 | 6.46 | 0.25 | 0.05 | 0.3 | 0 | 0 | -0.02 | -0.19 | -0.05 | 0 |  | 0.39 | 0.35 | 0.23 | 41.84 | 1018.023 | 0.6
D | 4002 | 2021-09-26 | 9 | OFF | 33.56 | 6.46 | 0.25 | 0.05 | 0.19 | 0 | 0 | 0.02 | -0.21 | -0.05 | 0 |  | 0.39 | 0.35 | 0.23 | 41.24 | 1096.683 | 0.49
D | 4002 | 2021-09-26 | 10 | OFF | 33.32 | 6.46 | 0.25 | 0.05 | 0.11 | 0 | 0 | -0.01 | -0.29 | -0.05 | 0 |  | 0.39 | 0.35 | 0.23 | 40.81 | 1155.234 | 0.41
D | 4002 | 2021-09-26 | 11 | OFF | 34.33 | 6.46 | 0.25 | 0.05 | 0.11 | 0 | 0 | -0.06 | -0.23 | -0.05 | 0 |  | 0.39 | 0.35 | 0.23 | 41.83 | 1190.877 | 0.41
D | 4002 | 2021-09-26 | 12 | OFF | 32.66 | 6.46 | 0.25 | 0.05 | 0.09 | 0 | 0 | -0.03 | -0.23 | -0.05 | 0 |  | 0.39 | 0.35 | 0.23 | 40.17 | 1222.731 | 0.39
D | 4002 | 2021-09-26 | 13 | OFF | 32.58 | 6.46 | 0.25 | 0.05 | 0.11 | 0 | 0 | 0.07 | -0.22 | -0.05 | 0 |  | 0.39 | 0.35 | 0.23 | 40.22 | 1250.307 | 0.41
D | 4002 | 2021-09-26 | 14 | OFF | 32.55 | 6.46 | 0.25 | 0.05 | 0.11 | 0 | 0 | 0.07 | -0.23 | -0.05 | 0 |  | 0.39 | 0.35 | 0.23 | 40.18 | 1241.568 | 0.41
D | 4002 | 2021-09-26 | 15 | OFF | 30.86 | 6.46 | 0.25 | 0.05 | 0.09 | 0 | 0 | 0.04 | -0.17 | -0.05 | 0 |  | 0.39 | 0.35 | 0.23 | 38.5 | 1226.163 | 0.39
D | 4002 | 2021-09-26 | 16 | OFF | 31.01 | 6.46 | 0.25 | 0.05 | 0.09 | 0 | 0 | 0.06 | -0.19 | -0.05 | 0 |  | 0.39 | 0.35 | 0.23 | 38.65 | 1231.45 | 0.39
D | 4002 | 2021-09-26 | 17 | OFF | 33.09 | 6.46 | 0.25 | 0.05 | 0.08 | 0 | 0 | 0.08 | -0.22 | -0.05 | 0 |  | 0.39 | 0.35 | 0.23 | 40.71 | 1273.301 | 0.38
D | 4002 | 2021-09-26 | 18 | OFF | 36.34 | 6.46 | 0.25 | 0.05 | 0.2 | 0 | 0 | 0.07 | -0.32 | -0.05 | 0 |  | 0.39 | 0.35 | 0.23 | 43.97 | 1318.652 | 0.5
D | 4002 | 2021-09-26 | 19 | OFF | 39.7 | 6.46 | 0.25 | 0.05 | 0.11 | 0 | 0 | 0.07 | -0.38 | -0.05 | 0 |  | 0.39 | 0.35 | 0.23 | 47.18 | 1328.779 | 0.41
D | 4002 | 2021-09-26 | 20 | OFF | 39.75 | 6.46 | 0.25 | 0.05 | 0.15 | 0 | 0 | 0.04 | -0.43 | -0.05 | 0 |  | 0.39 | 0.35 | 0.23 | 47.19 | 1320.756 | 0.45
D | 4002 | 2021-09-26 | 21 | OFF | 36.81 | 6.46 | 0.25 | 0.05 | 0.13 | 0 | 0 | 0.07 | -0.36 | -0.05 | 0 |  | 0.39 | 0.35 | 0.23 | 44.33 | 1244.325 | 0.43
D | 4002 | 2021-09-26 | 22 | OFF | 34.05 | 6.46 | 0.25 | 0.05 | 0.11 | 0 | 0 | -0.02 | -0.37 | -0.05 | 0 |  | 0.39 | 0.35 | 0.23 | 41.45 | 1144.704 | 0.41
D | 4002 | 2021-09-26 | 23 | OFF | 32.19 | 6.46 | 0.25 | 0.05 | 0.13 | 0 | 0 | 0.05 | -0.31 | -0.05 | 0 |  | 0.39 | 0.35 | 0.23 | 39.74 | 1045.189 | 0.43
D | 4002 | 2021-09-26 | 24 | OFF | 29.24 | 6.46 | 0.25 | 0.05 | 0.14 | 0 | 0 | 0.1 | -0.3 | -0.05 | 0 |  | 0.39 | 0.35 | 0.23 | 36.86 | 963.62 | 0.44
D | 4002 | 2021-09-27 | 1 | OFF | 30.33 | 6.46 | 0.26 | 0.05 | 0.07 | 0 | 0 | 0.01 | -0.23 | -0.05 | 0 |  | 0.39 | 0.35 | 0.23 | 37.87 | 915.749 | 0.38
D | 4002 | 2021-09-27 | 2 | OFF | -7.12 | 6.46 | 0.26 | 0.05 | 0.43 | 0 | 0 | -0.01 | -0.22 | -0.05 | 0 |  | 0.39 | 0.35 | 0.23 | 0.77 | 884.376 | 0.74
D | 4002 | 2021-09-27 | 3 | OFF | -22.05 | 6.46 | 0.26 | 0.05 | 0.63 | 0 | 0 | -0.03 | -0.4 | -0.05 | 0 |  | 0.39 | 0.35 | 0.23 | -14.16 | 870.269 | 0.94
D | 4002 | 2021-09-27 | 4 | OFF | -11.37 | 6.46 | 0.26 | 0.05 | 0.6 | 0 | 0 | 0.02 | -0.35 | -0.05 | 0 |  | 0.39 | 0.35 | 0.23 | -3.41 | 863.777 | 0.91
D | 4002 | 2021-09-27 | 5 | OFF | 17.6 | 6.46 | 0.26 | 0.05 | 0.27 | 0 | 0 | 0.03 | -0.16 | -0.05 | 0 |  | 0.39 | 0.35 | 0.23 | 25.43 | 895.131 | 0.58
D | 4002 | 2021-09-27 | 6 | OFF | 29.81 | 6.46 | 0.26 | 0.05 | 0.2 | 0 | 0 | 0.08 | -0.24 | -0.05 | 0 |  | 0.39 | 0.35 | 0.23 | 37.54 | 984.275 | 0.51
D | 4002 | 2021-09-27 | 7 | OFF | 35.97 | 6.46 | 0.26 | 0.05 | 1.53 | 0 | 0 | -0.01 | -0.19 | -0.05 | 0 |  | 0.39 | 0.35 | 0.23 | 44.99 | 1124.759 | 1.84
D | 4002 | 2021-09-27 | 8 | ON | 41.15 | 6.46 | 0.26 | 0.05 | 0.84 | 0.45 | 0 | 0.02 | -0.3 | -0.05 | 0 |  | 0.39 | 0.35 | 0.23 | 49.85 | 1206.858 | 1.6
D | 4002 | 2021-09-27 | 9 | ON | 45.68 | 6.46 | 0.26 | 0.05 | 0.27 | 0.43 | 0.04 | 0.02 | -0.33 | -0.05 | 0 |  | 0.39 | 0.35 | 0.23 | 53.8 | 1255.863 | 1.05
D | 4002 | 2021-09-27 | 10 | ON | 40.74 | 6.46 | 0.26 | 0.05 | 0.88 | 0.42 | 0.01 | 0.05 | -0.33 | -0.05 | 0 |  | 0.39 | 0.35 | 0.23 | 49.46 | 1271.875 | 1.62
D | 4002 | 2021-09-27 | 11 | ON | 36.81 | 6.46 | 0.26 | 0.05 | 0.16 | 0.43 | 0 | 0.02 | -0.3 | -0.05 | 0 |  | 0.39 | 0.35 | 0.23 | 44.81 | 1306.268 | 0.9
D | 4002 | 2021-09-27 | 12 | ON | 36.45 | 6.46 | 0.26 | 0.05 | 0.09 | 0.42 | 0 | 0 | -0.3 | -0.05 | 0 |  | 0.39 | 0.35 | 0.23 | 44.35 | 1345.012 | 0.82
D | 4002 | 2021-09-27 | 13 | ON | 38.15 | 6.46 | 0.26 | 0.05 | 0.06 | 0.41 | 0 | 0.08 | -0.24 | -0.05 | 0 |  | 0.39 | 0.35 | 0.23 | 46.15 | 1364.675 | 0.78
D | 4002 | 2021-09-27 | 14 | ON | 34.87 | 6.46 | 0.26 | 0.05 | 0.08 | 0.42 | 0 | 0.01 | -0.27 | -0.05 | 0 |  | 0.39 | 0.35 | 0.23 | 42.8 | 1360.614 | 0.81
D | 4002 | 2021-09-27 | 15 | ON | 34.51 | 6.46 | 0.26 | 0.05 | 0.11 | 0.41 | 0 | -0.01 | -0.28 | -0.05 | 0 |  | 0.39 | 0.35 | 0.23 | 42.43 | 1348.903 | 0.83
D | 4002 | 2021-09-27 | 16 | ON | 37.87 | 6.46 | 0.26 | 0.05 | 0.08 | 0.4 | 0 | -0.04 | -0.27 | -0.05 | 0 |  | 0.39 | 0.35 | 0.23 | 45.73 | 1347.104 | 0.79
D | 4002 | 2021-09-27 | 17 | ON | 45.33 | 6.46 | 0.26 | 0.05 | 0.21 | 0.39 | 0 | 0.06 | -0.49 | -0.05 | 0 |  | 0.39 | 0.35 | 0.23 | 53.19 | 1363.457 | 0.91
D | 4002 | 2021-09-27 | 18 | ON | 42.98 | 6.46 | 0.26 | 0.05 | 0.16 | 0.38 | 0 | 0.01 | -0.51 | -0.05 | 0 |  | 0.39 | 0.35 | 0.23 | 50.71 | 1403.577 | 0.85
D | 4002 | 2021-09-27 | 19 | ON | 70.6 | 6.46 | 0.26 | 0.05 | 0.28 | 0.37 | 0.02 | -0.01 | -0.51 | -0.05 | 0 |  | 0.39 | 0.35 | 0.23 | 78.44 | 1434.999 | 0.98
D | 4002 | 2021-09-27 | 20 | ON | 71.57 | 6.46 | 0.26 | 0.05 | 0.3 | 0.37 | 0 | 0.03 | -0.46 | -0.05 | 0 |  | 0.39 | 0.35 | 0.23 | 79.5 | 1420.991 | 0.98
D | 4002 | 2021-09-27 | 21 | ON | 45.64 | 6.46 | 0.26 | 0.05 | 0.28 | 0.39 | 0.01 | -0.03 | -0.37 | -0.05 | 0 |  | 0.39 | 0.35 | 0.23 | 53.61 | 1337.052 | 0.99
D | 4002 | 2021-09-27 | 22 | ON | 39.41 | 6.46 | 0.26 | 0.05 | 0.2 | 0.42 | 0 | 0.01 | -0.26 | -0.05 | 0 |  | 0.39 | 0.35 | 0.23 | 47.47 | 1228.873 | 0.93
D | 4002 | 2021-09-27 | 23 | ON | 35.13 | 6.46 | 0.26 | 0.05 | 0.16 | 0.46 | 0 | -0.02 | -0.36 | -0.05 | 0 |  | 0.39 | 0.35 | 0.23 | 43.06 | 1117.833 | 0.93
D | 4002 | 2021-09-27 | 24 | OFF | 35.52 | 6.46 | 0.26 | 0.05 | 0.1 | 0 | 0 | 0.01 | -0.3 | -0.05 | 0 |  | 0.39 | 0.35 | 0.23 | 43.02 | 1025.778 | 0.41
D | 4002 | 2021-09-28 | 1 | OFF | 37.75 | 6.46 | 0.45 | 0.04 | 0.05 | 0 | 0 | -0.05 | -0.31 | -0.05 | 0 |  | 0.39 | 0.35 | 0.23 | 45.31 | 976.467 | 0.54
D | 4002 | 2021-09-28 | 2 | OFF | 35.89 | 6.46 | 0.45 | 0.04 | 0.13 | 0 | 0 | -0.01 | -0.29 | -0.05 | 0 |  | 0.39 | 0.35 | 0.23 | 43.59 | 941.352 | 0.62
D | 4002 | 2021-09-28 | 3 | OFF | 34.5 | 6.46 | 0.45 | 0.04 | 0.12 | 0 | 0 | -0.02 | -0.24 | -0.05 | 0 |  | 0.39 | 0.35 | 0.23 | 42.23 | 921.709 | 0.61
D | 4002 | 2021-09-28 | 4 | OFF | 34.89 | 6.46 | 0.45 | 0.04 | 0.05 | 0 | 0 | 0.01 | -0.21 | -0.05 | 0 |  | 0.39 | 0.35 | 0.23 | 42.61 | 920.138 | 0.54
D | 4002 | 2021-09-28 | 5 | OFF | 35.65 | 6.46 | 0.45 | 0.04 | 0.08 | 0 | 0 | -0.01 | -0.24 | -0.05 | 0 |  | 0.39 | 0.35 | 0.23 | 43.35 | 947.138 | 0.57
D | 4002 | 2021-09-28 | 6 | OFF | 39.57 | 6.46 | 0.45 | 0.04 | 0.12 | 0 | 0 | 0.02 | -0.27 | -0.05 | 0 |  | 0.39 | 0.35 | 0.23 | 47.31 | 1024.454 | 0.61
D | 4002 | 2021-09-28 | 7 | OFF | 42.62 | 6.46 | 0.45 | 0.04 | 0.15 | 0 | 0 | 0.04 | -0.24 | -0.05 | 0 |  | 0.39 | 0.35 | 0.23 | 50.44 | 1168.787 | 0.64
D | 4002 | 2021-09-28 | 8 | ON | 54.89 | 6.46 | 0.45 | 0.04 | 0.38 | 0.41 | 0.02 | 0 | -0.29 | -0.05 | 0 |  | 0.39 | 0.35 | 0.23 | 63.28 | 1260.956 | 1.3
D | 4002 | 2021-09-28 | 9 | ON | 57.75 | 6.46 | 0.45 | 0.04 | 0.19 | 0.39 | 0.03 | -0.05 | -0.35 | -0.05 | 0 |  | 0.39 | 0.35 | 0.23 | 65.83 | 1311.175 | 1.1
D | 4002 | 2021-09-28 | 10 | ON | 62.99 | 6.46 | 0.45 | 0.04 | 0.11 | 0.38 | 0.02 | 0.03 | -0.25 | -0.05 | 0 |  | 0.39 | 0.35 | 0.23 | 71.15 | 1339.358 | 1
D | 4002 | 2021-09-28 | 11 | ON | 70.06 | 6.46 | 0.45 | 0.04 | 0.17 | 0.37 | 0.01 | 0.04 | -0.29 | -0.05 | 0 |  | 0.39 | 0.35 | 0.23 | 78.23 | 1360.288 | 1.04
D | 4002 | 2021-09-28 | 12 | ON | 74.12 | 6.46 | 0.45 | 0.04 | 0.17 | 0.36 | 0.02 | 0.06 | -0.26 | -0.05 | 0 |  | 0.39 | 0.35 | 0.23 | 82.34 | 1369.723 | 1.04
D | 4002 | 2021-09-28 | 13 | ON | 66.02 | 6.46 | 0.45 | 0.04 | 0.13 | 0.36 | 0 | 0 | -0.24 | -0.05 | 0 |  | 0.39 | 0.35 | 0.23 | 74.14 | 1372.157 | 0.98
D | 4002 | 2021-09-28 | 14 | ON | 75 | 6.46 | 0.45 | 0.04 | 0.21 | 0.36 | 0.01 | 0.03 | -0.23 | -0.05 | 0 |  | 0.39 | 0.35 | 0.23 | 83.25 | 1375.175 | 1.07
D | 4002 | 2021-09-28 | 15 | ON | 70.18 | 6.46 | 0.45 | 0.04 | 0.15 | 0.37 | 0.02 | -0.02 | -0.28 | -0.05 | 0 |  | 0.39 | 0.35 | 0.23 | 78.29 | 1363.603 | 1.03
D | 4002 | 2021-09-28 | 16 | ON | 71.17 | 6.46 | 0.45 | 0.04 | 0.1 | 0.37 | 0 | 0.04 | -0.19 | -0.05 | 0 |  | 0.39 | 0.35 | 0.23 | 79.36 | 1360.767 | 0.96
D | 4002 | 2021-09-28 | 17 | ON | 67.58 | 6.46 | 0.45 | 0.04 | 0.15 | 0.37 | 0.03 | 0.04 | -0.22 | -0.05 | 0 |  | 0.39 | 0.35 | 0.23 | 75.82 | 1367.529 | 1.04
D | 4002 | 2021-09-28 | 18 | ON | 77.54 | 6.46 | 0.45 | 0.04 | 0.17 | 0.36 | 0.14 | -0.08 | -0.28 | -0.05 | 0 |  | 0.39 | 0.35 | 0.23 | 85.72 | 1395.357 | 1.16
D | 4002 | 2021-09-28 | 19 | ON | 73.98 | 6.46 | 0.45 | 0.04 | 0.29 | 0.32 | 0.02 | 0.01 | -0.39 | -0.05 | 0 |  | 0.39 | 0.35 | 0.23 | 82.1 | 1414.692 | 1.12
D | 4002 | 2021-09-28 | 20 | ON | 73.09 | 6.46 | 0.45 | 0.04 | 0.47 | 0.36 | 0.23 | 0.11 | -0.33 | -0.05 | 0 |  | 0.39 | 0.35 | 0.23 | 81.8 | 1400.899 | 1.55
D | 4002 | 2021-09-28 | 21 | ON | 61.06 | 6.46 | 0.45 | 0.04 | 0.11 | 0.38 | 0.06 | 0.06 | -0.09 | -0.05 | 0 |  | 0.39 | 0.35 | 0.23 | 69.45 | 1318.973 | 1.04
D | 4002 | 2021-09-28 | 22 | ON | 54.67 | 6.46 | 0.45 | 0.04 | 0.56 | 0.41 | 0 | 0.06 | -0.02 | -0.05 | 0 |  | 0.39 | 0.35 | 0.23 | 63.55 | 1205.488 | 1.46
D | 4002 | 2021-09-28 | 23 | ON | 46.68 | 6.46 | 0.45 | 0.04 | 0.33 | 0.45 | 0 | 0.01 | -0.27 | -0.05 | 0 |  | 0.39 | 0.35 | 0.23 | 55.07 | 1087.5 | 1.27
D | 4002 | 2021-09-28 | 24 | OFF | 41.04 | 6.46 | 0.45 | 0.04 | 0.12 | 0 | 0 | 0.04 | -0.2 | -0.05 | 0 |  | 0.39 | 0.35 | 0.23 | 48.87 | 1000.05 | 0.61
D | 4002 | 2021-09-29 | 1 | OFF | 41.65 | 6.46 | 0.29 | 0.07 | 0.04 | 0 | 0 | 0 | -0.22 | -0.05 | 0 |  | 0.39 | 0.35 | 0.23 | 49.21 | 938.613 | 0.4
D | 4002 | 2021-09-29 | 2 | OFF | 43.08 | 6.46 | 0.29 | 0.07 | 0.03 | 0 | 0 | 0 | -0.25 | -0.05 | 0 |  | 0.39 | 0.35 | 0.23 | 50.6 | 903.653 | 0.39
D | 4002 | 2021-09-29 | 3 | OFF | 41.47 | 6.46 | 0.29 | 0.07 | 0.07 | 0 | 0 | 0.08 | -0.2 | -0.05 | 0 |  | 0.39 | 0.35 | 0.23 | 49.16 | 883.242 | 0.43
D | 4002 | 2021-09-29 | 4 | OFF | 41.3 | 6.46 | 0.29 | 0.07 | 0.06 | 0 | 0 | -0.01 | -0.2 | -0.05 | 0 |  | 0.39 | 0.35 | 0.23 | 48.89 | 884.762 | 0.42
D | 4002 | 2021-09-29 | 5 | OFF | 42.09 | 6.46 | 0.29 | 0.07 | 0.04 | 0 | 0 | 0.01 | -0.21 | -0.05 | 0 |  | 0.39 | 0.35 | 0.23 | 49.67 | 906.407 | 0.4
D | 4002 | 2021-09-29 | 6 | OFF | 43.84 | 6.46 | 0.29 | 0.07 | 0.09 | 0 | 0 | -0.04 | -0.22 | -0.05 | 0 |  | 0.39 | 0.35 | 0.23 | 51.41 | 992.435 | 0.45
D | 4002 | 2021-09-29 | 7 | OFF | 84.31 | 6.46 | 0.29 | 0.07 | 0.82 | 0 | 0.96 | 0.07 | 0.22 | -0.05 | 0 |  | 0.39 | 0.35 | 0.23 | 94.12 | 1133.022 | 2.14
D | 4002 | 2021-09-29 | 8 | ON | 63.02 | 6.46 | 0.29 | 0.07 | 0.46 | 0.41 | 0.34 | -0.04 | -0.26 | -0.05 | 0 |  | 0.39 | 0.35 | 0.23 | 71.67 | 1217.59 | 1.57
D | 4002 | 2021-09-29 | 9 | ON | 43.98 | 6.46 | 0.29 | 0.07 | 0.17 | 0.41 | 0 | -0.02 | -0.27 | -0.05 | 0 |  | 0.39 | 0.35 | 0.23 | 52.01 | 1240.787 | 0.94
D | 4002 | 2021-09-29 | 10 | ON | 39.21 | 6.46 | 0.29 | 0.07 | 0.09 | 0.44 | 0 | 0.01 | -0.25 | -0.05 | 0 |  | 0.39 | 0.35 | 0.23 | 47.24 | 1238.474 | 0.89
D | 4002 | 2021-09-29 | 11 | ON | 36.95 | 6.46 | 0.29 | 0.07 | 0.05 | 0.45 | 0 | 0.05 | -0.22 | -0.05 | 0 |  | 0.39 | 0.35 | 0.23 | 45.02 | 1237.457 | 0.86
D | 4002 | 2021-09-29 | 12 | ON | 38.11 | 6.46 | 0.29 | 0.07 | 0.05 | 0.45 | 0 | -0.02 | -0.22 | -0.05 | 0 |  | 0.39 | 0.35 | 0.23 | 46.11 | 1250.001 | 0.86
D | 4002 | 2021-09-29 | 13 | ON | 38.04 | 6.46 | 0.29 | 0.07 | 0.04 | 0.44 | 0 | 0.04 | -0.25 | -0.05 | 0 |  | 0.39 | 0.35 | 0.23 | 46.05 | 1263.629 | 0.84
D | 4002 | 2021-09-29 | 14 | ON | 39.15 | 6.46 | 0.29 | 0.07 | 0.04 | 0.43 | 0 | 0.03 | -0.22 | -0.05 | 0 |  | 0.39 | 0.35 | 0.23 | 47.17 | 1279.639 | 0.83
D | 4002 | 2021-09-29 | 15 | ON | 41.82 | 6.46 | 0.29 | 0.07 | 0.09 | 0.43 | 0 | 0.01 | -0.19 | -0.05 | 0 |  | 0.39 | 0.35 | 0.23 | 49.9 | 1281.556 | 0.88
D | 4002 | 2021-09-29 | 16 | ON | 47.55 | 6.46 | 0.29 | 0.07 | 0.1 | 0.42 | 0.03 | -0.05 | -0.12 | -0.05 | 0 |  | 0.39 | 0.35 | 0.23 | 55.67 | 1286.142 | 0.91
D | 4002 | 2021-09-29 | 17 | ON | 49.29 | 6.46 | 0.29 | 0.07 | 0.07 | 0.41 | 0.02 | 0.06 | -0.24 | -0.05 | 0 |  | 0.39 | 0.35 | 0.23 | 57.35 | 1298.103 | 0.86
D | 4002 | 2021-09-29 | 18 | ON | 48.82 | 6.46 | 0.29 | 0.07 | 0.06 | 0.39 | 0 | 0 | -0.26 | -0.05 | 0 |  | 0.39 | 0.35 | 0.23 | 56.75 | 1334.499 | 0.81
D | 4002 | 2021-09-29 | 19 | ON | 62.04 | 6.46 | 0.29 | 0.07 | 0.14 | 0.38 | 0 | -0.03 | -0.22 | -0.05 | 0 |  | 0.39 | 0.35 | 0.23 | 70.05 | 1370.892 | 0.88
D | 4002 | 2021-09-29 | 20 | ON | 65.53 | 6.46 | 0.29 | 0.07 | 0.25 | 0.38 | 0 | 0.04 | -0.31 | -0.05 | 0 |  | 0.39 | 0.35 | 0.23 | 73.63 | 1361.744 | 0.99
D | 4002 | 2021-09-29 | 21 | ON | 49.9 | 6.46 | 0.29 | 0.07 | 0.2 | 0.4 | 0 | -0.01 | -0.23 | -0.05 | 0 |  | 0.39 | 0.35 | 0.23 | 58 | 1285.324 | 0.96
D | 4002 | 2021-09-29 | 22 | ON | 57.04 | 6.46 | 0.29 | 0.07 | 0.49 | 0.43 | 0.18 | -0.05 | -0.3 | -0.05 | 0 |  | 0.39 | 0.35 | 0.23 | 65.53 | 1182.472 | 1.46
D | 4002 | 2021-09-29 | 23 | ON | 85.55 | 6.46 | 0.29 | 0.07 | 1.23 | 0.47 | 0.23 | 0.29 | -0.58 | -0.05 | 0 |  | 0.39 | 0.35 | 0.23 | 94.93 | 1069.228 | 2.29
D | 4002 | 2021-09-29 | 24 | OFF | 77.3 | 6.46 | 0.29 | 0.07 | 0.38 | 0 | 0 | 0.1 | -0.08 | -0.05 | 0 |  | 0.39 | 0.35 | 0.23 | 85.44 | 988.878 | 0.74
D | 4002 | 2021-09-30 | 1 | OFF | 82.6 | 6.46 | 0.61 | 0.09 | 0.41 | 0 | 0 | 0.01 | -0.61 | -0.05 | 0 |  | 0.39 | 0.35 | 0.23 | 90.49 | 932.503 | 1.11
D | 4002 | 2021-09-30 | 2 | OFF | 69.16 | 6.46 | 0.61 | 0.09 | 0.39 | 0 | 0 | 0.15 | -0.16 | -0.05 | 0 |  | 0.39 | 0.35 | 0.23 | 77.62 | 901.09 | 1.09
D | 4002 | 2021-09-30 | 3 | OFF | 61.96 | 6.46 | 0.61 | 0.09 | 0.27 | 0 | 0 | 0.02 | -0.39 | -0.05 | 0 |  | 0.39 | 0.35 | 0.23 | 69.94 | 886.051 | 0.97
D | 4002 | 2021-09-30 | 4 | OFF | 68.8 | 6.46 | 0.61 | 0.09 | 0.38 | 0 | 0 | 0.07 | -0.15 | -0.05 | 0 |  | 0.39 | 0.35 | 0.23 | 77.18 | 884.859 | 1.08
D | 4002 | 2021-09-30 | 5 | OFF | 61.21 | 6.46 | 0.61 | 0.09 | 0.22 | 0 | 0 | -0.38 | 0.83 | -0.05 | 0 |  | 0.39 | 0.35 | 0.23 | 69.96 | 917.475 | 0.92
D | 4002 | 2021-09-30 | 6 | OFF | 46.99 | 6.46 | 0.61 | 0.09 | 0.2 | 0 | 0 | -0.3 | 0.28 | -0.05 | 0 |  | 0.39 | 0.35 | 0.23 | 55.25 | 999.164 | 0.9
D | 4002 | 2021-09-30 | 7 | OFF | 57.96 | 6.46 | 0.61 | 0.09 | 0.39 | 0 | 0 | 0.03 | 0.06 | -0.05 | 0 |  | 0.39 | 0.35 | 0.23 | 66.52 | 1145.37 | 1.09
D | 4002 | 2021-09-30 | 8 | ON | 65.56 | 6.46 | 0.61 | 0.09 | 0.43 | 0.43 | 0 | -0.01 | -0.33 | -0.05 | 0 |  | 0.39 | 0.35 | 0.23 | 74.16 | 1233.732 | 1.56
D | 4002 | 2021-09-30 | 9 | ON | 60.41 | 6.46 | 0.61 | 0.09 | 0.27 | 0.42 | 0 | -0.04 | -0.31 | -0.05 | 0 |  | 0.39 | 0.35 | 0.23 | 68.83 | 1262.543 | 1.39
D | 4002 | 2021-09-30 | 10 | ON | 41.3 | 6.46 | 0.61 | 0.09 | 0.11 | 0.43 | 0 | 0.03 | -0.35 | -0.05 | 0 |  | 0.39 | 0.35 | 0.23 | 49.6 | 1265.741 | 1.24
D | 4002 | 2021-09-30 | 11 | ON | 39.55 | 6.46 | 0.61 | 0.09 | 0.03 | 0.42 | 0 | 0 | -0.27 | -0.05 | 0 |  | 0.39 | 0.35 | 0.23 | 47.81 | 1280.108 | 1.15
D | 4002 | 2021-09-30 | 12 | ON | 42.03 | 6.46 | 0.61 | 0.09 | 0.08 | 0.42 | 0 | 0.04 | -0.27 | -0.05 | 0 |  | 0.39 | 0.35 | 0.23 | 50.38 | 1296.24 | 1.2
D | 4002 | 2021-09-30 | 13 | ON | 47.89 | 6.46 | 0.61 | 0.09 | 0.12 | 0.42 | 0.01 | 0.03 | -0.25 | -0.05 | 0 |  | 0.39 | 0.35 | 0.23 | 56.3 | 1293.979 | 1.25
D | 4002 | 2021-09-30 | 14 | ON | 45.67 | 6.46 | 0.61 | 0.09 | 0.12 | 0.41 | 0 | 0.08 | -0.26 | -0.05 | 0 |  | 0.39 | 0.35 | 0.23 | 54.1 | 1290.349 | 1.23
D | 4002 | 2021-09-30 | 15 | ON | 41.35 | 6.46 | 0.61 | 0.09 | 0.09 | 0.42 | 0 | 0.02 | -0.22 | -0.05 | 0 |  | 0.39 | 0.35 | 0.23 | 49.74 | 1272.288 | 1.21
D | 4002 | 2021-09-30 | 16 | ON | 43.05 | 6.46 | 0.61 | 0.09 | 0.09 | 0.41 | 0 | 0 | -0.24 | -0.05 | 0 |  | 0.39 | 0.35 | 0.23 | 51.39 | 1257.029 | 1.2
D | 4002 | 2021-09-30 | 17 | ON | 44.05 | 6.46 | 0.61 | 0.09 | 0.1 | 0.41 | 0 | 0.01 | -0.24 | -0.05 | 0 |  | 0.39 | 0.35 | 0.23 | 52.41 | 1274.44 | 1.21
D | 4002 | 2021-09-30 | 18 | ON | 55.75 | 6.46 | 0.61 | 0.09 | 0.13 | 0.39 | 0.02 | 0.04 | -0.2 | -0.05 | 0 |  | 0.39 | 0.35 | 0.23 | 64.21 | 1316.793 | 1.24
D | 4002 | 2021-09-30 | 19 | ON | 75.31 | 6.46 | 0.61 | 0.09 | 0.26 | 0.38 | 0.09 | 0.06 | -0.25 | -0.05 | 0 |  | 0.39 | 0.35 | 0.23 | 83.93 | 1359.301 | 1.43
D | 4002 | 2021-09-30 | 20 | ON | 78.58 | 6.46 | 0.61 | 0.09 | 0.29 | 0.38 | 0.17 | 0.05 | -0.29 | -0.05 | 0 |  | 0.39 | 0.35 | 0.23 | 87.26 | 1356.577 | 1.54
D | 4002 | 2021-09-30 | 21 | ON | 60.97 | 6.46 | 0.61 | 0.09 | 0.31 | 0.4 | 0.02 | -0.02 | -0.17 | -0.05 | 0 |  | 0.39 | 0.35 | 0.23 | 69.59 | 1287.224 | 1.43
D | 4002 | 2021-09-30 | 22 | ON | 41.77 | 6.46 | 0.61 | 0.09 | 0.16 | 0.43 | 0 | 0 | -0.26 | -0.05 | 0 |  | 0.39 | 0.35 | 0.23 | 50.18 | 1186.667 | 1.29
D | 4002 | 2021-09-30 | 23 | ON | 39.1 | 6.46 | 0.61 | 0.09 | 0.15 | 0.47 | 0 | -0.03 | -0.26 | -0.05 | 0 |  | 0.39 | 0.35 | 0.23 | 47.51 | 1078.676 | 1.32
D | 4002 | 2021-09-30 | 24 | OFF | 40.74 | 6.46 | 0.61 | 0.09 | 0.14 | 0 | 0 | 0 | -0.17 | -0.05 | 0 |  | 0.39 | 0.35 | 0.23 | 48.79 | 988.626 | 0.84
T | 720 lines

## whlsecost_hourly_4002_202110
C | Hourly Wholesale Load Cost Report
C | Filename: whlsecost_hourly_4002_202110.csv
C | Report for: 10 2021
C | Report generated: 04/08/2022 14:26:01 EDT
H | Location ID | Local Date | Local Hour | OnOffPeak | RTLMP | Capacity | First Contingency | Second Contingency | Regulation | Forward Reserves | Real-Time Reserves | Inadvertent | Marginal Loss Rev Fund | Auction Rev Rights | Real-Time Demand Reduction Cost | Price Responsive Demand Cost | ISO Sched 2 | ISO Sched 3 | NEPOOL Exp | Total Cost | RTLO | Total Ancillary & NCPC
H | Number | Date | Number | String | Number | Number | Number | Number | Number | Number | Number | Number | Number | Number | Number | Number | Number | Number | Number | Number | Number
D | 4002 | 2021-10-01 | 1 | OFF | 41.82 | 6.28 | 0.23 | 0.03 | 0.05 | 0 | 0 | 0.03 | -0.5 | -0.08 | 0 |  | 0.39 | 0.34 | 0.23 | 48.82 | 930.446 | 0.31
D | 4002 | 2021-10-01 | 2 | OFF | 41.9 | 6.28 | 0.23 | 0.03 | 0.12 | 0 | 0 | -0.02 | -0.47 | -0.08 | 0 |  | 0.39 | 0.34 | 0.23 | 48.95 | 904.326 | 0.38
D | 4002 | 2021-10-01 | 3 | OFF | 42.57 | 6.28 | 0.23 | 0.03 | 0.09 | 0 | 0 | 0.02 | -0.38 | -0.08 | 0 |  | 0.39 | 0.34 | 0.23 | 49.72 | 888.943 | 0.35
D | 4002 | 2021-10-01 | 4 | OFF | 41.65 | 6.28 | 0.23 | 0.03 | 0.07 | 0 | 0 | 0.04 | -0.38 | -0.08 | 0 |  | 0.39 | 0.34 | 0.23 | 48.8 | 885.203 | 0.33
D | 4002 | 2021-10-01 | 5 | OFF | 40.56 | 6.28 | 0.23 | 0.03 | 0.06 | 0 | 0 | 0.02 | -0.34 | -0.08 | 0 |  | 0.39 | 0.34 | 0.23 | 47.72 | 913.082 | 0.32
D | 4002 | 2021-10-01 | 6 | OFF | 40.36 | 6.28 | 0.23 | 0.03 | 0.09 | 0 | 0 | 0.03 | -0.41 | -0.08 | 0 |  | 0.39 | 0.34 | 0.23 | 47.49 | 1000.193 | 0.35
D | 4002 | 2021-10-01 | 7 | OFF | 43.92 | 6.28 | 0.23 | 0.03 | 0.18 | 0 | 0 | 0.01 | -0.4 | -0.08 | 0 |  | 0.39 | 0.34 | 0.23 | 51.13 | 1145.555 | 0.44
D | 4002 | 2021-10-01 | 8 | ON | 60.95 | 6.28 | 0.23 | 0.03 | 0.57 | 0.23 | 0.04 | -0.02 | -0.37 | -0.08 | 0 |  | 0.39 | 0.34 | 0.23 | 68.82 | 1234.027 | 1.1
D | 4002 | 2021-10-01 | 9 | ON | 45.28 | 6.28 | 0.23 | 0.03 | 0.94 | 0.23 | 0.02 | 0.01 | -0.3 | -0.08 | 0 |  | 0.39 | 0.34 | 0.23 | 53.6 | 1266.414 | 1.45
D | 4002 | 2021-10-01 | 10 | ON | 40.46 | 6.28 | 0.23 | 0.03 | 0.23 | 0.23 | 0 | 0.08 | -0.24 | -0.08 | 0 |  | 0.39 | 0.34 | 0.23 | 48.18 | 1267.055 | 0.72
D | 4002 | 2021-10-01 | 11 | ON | 37.59 | 6.28 | 0.23 | 0.03 | 0.06 | 0.24 | 0 | 0.03 | -0.27 | -0.08 | 0 |  | 0.39 | 0.34 | 0.23 | 45.07 | 1264.908 | 0.56
D | 4002 | 2021-10-01 | 12 | ON | 37.58 | 6.28 | 0.23 | 0.03 | 0.03 | 0.24 | 0 | 0 | -0.23 | -0.08 | 0 |  | 0.39 | 0.34 | 0.23 | 45.04 | 1268.61 | 0.53
D | 4002 | 2021-10-01 | 13 | ON | 39.13 | 6.28 | 0.23 | 0.03 | 0.04 | 0.24 | 0 | 0.05 | -0.24 | -0.08 | 0 |  | 0.39 | 0.34 | 0.23 | 46.64 | 1271.461 | 0.54
D | 4002 | 2021-10-01 | 14 | ON | 41.18 | 6.28 | 0.23 | 0.03 | 0.03 | 0.23 | 0 | 0.01 | -0.21 | -0.08 | 0 |  | 0.39 | 0.34 | 0.23 | 48.66 | 1266.726 | 0.52
D | 4002 | 2021-10-01 | 15 | ON | 40.65 | 6.28 | 0.23 | 0.03 | 0.05 | 0.23 | 0 | -0.01 | -0.22 | -0.08 | 0 |  | 0.39 | 0.34 | 0.23 | 48.12 | 1246.515 | 0.54
D | 4002 | 2021-10-01 | 16 | ON | 39.78 | 6.28 | 0.23 | 0.03 | 0.08 | 0.23 | 0 | 0.02 | -0.22 | -0.08 | 0 |  | 0.39 | 0.34 | 0.23 | 47.31 | 1234.931 | 0.57
D | 4002 | 2021-10-01 | 17 | ON | 40.94 | 6.28 | 0.23 | 0.03 | 0.08 | 0.23 | 0 | 0 | -0.17 | -0.08 | 0 |  | 0.39 | 0.34 | 0.23 | 48.5 | 1245.579 | 0.57
D | 4002 | 2021-10-01 | 18 | ON | 60.17 | 6.28 | 0.23 | 0.03 | 0.29 | 0.22 | 0.04 | -0.12 | -0.17 | -0.08 | 0 |  | 0.39 | 0.34 | 0.23 | 67.85 | 1274.017 | 0.81
D | 4002 | 2021-10-01 | 19 | ON | 64.07 | 6.28 | 0.23 | 0.03 | 0.34 | 0.21 | 0.02 | -0.15 | -0.33 | -0.08 | 0 |  | 0.39 | 0.34 | 0.23 | 71.58 | 1307.879 | 0.83
D | 4002 | 2021-10-01 | 20 | ON | 64.27 | 6.28 | 0.23 | 0.03 | 0.3 | 0.21 | 0.02 | 0.06 | -0.32 | -0.08 | 0 |  | 0.39 | 0.34 | 0.23 | 71.96 | 1303.304 | 0.79
D | 4002 | 2021-10-01 | 21 | ON | 52.45 | 6.28 | 0.23 | 0.03 | 0.21 | 0.22 | 0.01 | -0.04 | -0.24 | -0.08 | 0 |  | 0.39 | 0.34 | 0.23 | 60.03 | 1247.212 | 0.7
D | 4002 | 2021-10-01 | 22 | ON | 47.17 | 6.28 | 0.23 | 0.03 | 0.24 | 0.23 | 0.06 | -0.01 | -0.16 | -0.08 | 0 |  | 0.39 | 0.34 | 0.23 | 54.95 | 1168.063 | 0.79
D | 4002 | 2021-10-01 | 23 | ON | 44.97 | 6.28 | 0.23 | 0.03 | 0.14 | 0.25 | 0.02 | -0.05 | -0.22 | -0.08 | 0 |  | 0.39 | 0.34 | 0.23 | 52.53 | 1073.534 | 0.67
D | 4002 | 2021-10-01 | 24 | OFF | 38.58 | 6.28 | 0.23 | 0.03 | 0.14 | 0 | 0 | -0.25 | -0.13 | -0.08 | 0 |  | 0.39 | 0.34 | 0.23 | 45.76 | 982.315 | 0.4
D | 4002 | 2021-10-02 | 1 | OFF | 41.49 | 6.28 | 0.3 | 0.02 | 0.11 | 0 | 0.03 | -0.09 | -0.12 | -0.08 | 0 |  | 0.39 | 0.34 | 0.23 | 48.9 | 956.09 | 0.46
D | 4002 | 2021-10-02 | 2 | OFF | 44.89 | 6.28 | 0.3 | 0.02 | 0.12 | 0 | 0.16 | -0.09 | -0.05 | -0.08 | 0 |  | 0.39 | 0.34 | 0.23 | 52.51 | 926.1 | 0.6
D | 4002 | 2021-10-02 | 3 | OFF | 38.45 | 6.28 | 0.3 | 0.02 | 0.11 | 0 | 0 | 0.07 | -0.1 | -0.08 | 0 |  | 0.39 | 0.34 | 0.23 | 46.01 | 904.849 | 0.43
D | 4002 | 2021-10-02 | 4 | OFF | 38.77 | 6.28 | 0.3 | 0.02 | 0.11 | 0 | 0 | 0.02 | -0.1 | -0.08 | 0 |  | 0.39 | 0.34 | 0.23 | 46.28 | 898.386 | 0.43
D | 4002 | 2021-10-02 | 5 | OFF | 40.38 | 6.28 | 0.3 | 0.02 | 0.07 | 0 | 0 | 0.01 | -0.13 | -0.08 | 0 |  | 0.39 | 0.34 | 0.23 | 47.81 | 908.987 | 0.39
D | 4002 | 2021-10-02 | 6 | OFF | 39.93 | 6.28 | 0.3 | 0.02 | 0.07 | 0 | 0 | 0.03 | -0.15 | -0.08 | 0 |  | 0.39 | 0.34 | 0.23 | 47.36 | 936.841 | 0.39
D | 4002 | 2021-10-02 | 7 | OFF | 40.95 | 6.28 | 0.3 | 0.02 | 0.13 | 0 | 0 | 0.03 | -0.11 | -0.08 | 0 |  | 0.39 | 0.34 | 0.23 | 48.48 | 992.417 | 0.45
D | 4002 | 2021-10-02 | 8 | OFF | 43.72 | 6.28 | 0.3 | 0.02 | 0.16 | 0 | 0.11 | -0.03 | -0.17 | -0.08 | 0 |  | 0.39 | 0.34 | 0.23 | 51.27 | 1069.403 | 0.59
D | 4002 | 2021-10-02 | 9 | OFF | 43.29 | 6.28 | 0.3 | 0.02 | 0.16 | 0 | 0 | 0.01 | -0.19 | -0.08 | 0 |  | 0.39 | 0.34 | 0.23 | 50.75 | 1152.076 | 0.48
D | 4002 | 2021-10-02 | 10 | OFF | 39.89 | 6.28 | 0.3 | 0.02 | 0.13 | 0 | 0 | 0.02 | -0.2 | -0.08 | 0 |  | 0.39 | 0.34 | 0.23 | 47.32 | 1197.476 | 0.45
D | 4002 | 2021-10-02 | 11 | OFF | 36.2 | 6.28 | 0.3 | 0.02 | 0.13 | 0 | 0 | 0.03 | -0.22 | -0.08 | 0 |  | 0.39 | 0.34 | 0.23 | 43.62 | 1202.261 | 0.45
D | 4002 | 2021-10-02 | 12 | OFF | 32.33 | 6.28 | 0.3 | 0.02 | 0.11 | 0 | 0 | 0 | -0.21 | -0.08 | 0 |  | 0.39 | 0.34 | 0.23 | 39.71 | 1194.052 | 0.43
D | 4002 | 2021-10-02 | 13 | OFF | 30.75 | 6.28 | 0.3 | 0.02 | 0.08 | 0 | 0 | 0.03 | -0.23 | -0.08 | 0 |  | 0.39 | 0.34 | 0.23 | 38.11 | 1198.491 | 0.4
D | 4002 | 2021-10-02 | 14 | OFF | 30.09 | 6.28 | 0.3 | 0.02 | 0.07 | 0 | 0 | 0 | -0.25 | -0.08 | 0 |  | 0.39 | 0.34 | 0.23 | 37.39 | 1198.101 | 0.39
D | 4002 | 2021-10-02 | 15 | OFF | 31.35 | 6.28 | 0.3 | 0.02 | 0.07 | 0 | 0 | -0.03 | -0.22 | -0.08 | 0 |  | 0.39 | 0.34 | 0.23 | 38.65 | 1189.203 | 0.39
D | 4002 | 2021-10-02 | 16 | OFF | 34.86 | 6.28 | 0.3 | 0.02 | 0.1 | 0 | 0 | 0.02 | -0.16 | -0.08 | 0 |  | 0.39 | 0.34 | 0.23 | 42.3 | 1184.682 | 0.42
D | 4002 | 2021-10-02 | 17 | OFF | 43.98 | 6.28 | 0.3 | 0.02 | 0.17 | 0 | 0 | 0.04 | 0 | -0.08 | 0 |  | 0.39 | 0.34 | 0.23 | 51.67 | 1208.124 | 0.49
D | 4002 | 2021-10-02 | 18 | OFF | 61.68 | 6.28 | 0.3 | 0.02 | 0.28 | 0 | 0 | -0.01 | -0.14 | -0.08 | 0 |  | 0.39 | 0.34 | 0.23 | 69.29 | 1247.596 | 0.6
D | 4002 | 2021-10-02 | 19 | OFF | 56.51 | 6.28 | 0.3 | 0.02 | 0.18 | 0 | 0 | -0.04 | -0.33 | -0.08 | 0 |  | 0.39 | 0.34 | 0.23 | 63.8 | 1280.054 | 0.5
D | 4002 | 2021-10-02 | 20 | OFF | 55.77 | 6.28 | 0.3 | 0.02 | 0.31 | 0 | 0.07 | 0 | -0.18 | -0.08 | 0 |  | 0.39 | 0.34 | 0.23 | 63.45 | 1265.541 | 0.7
D | 4002 | 2021-10-02 | 21 | OFF | 62.4 | 6.28 | 0.3 | 0.02 | 0.22 | 0 | 0.22 | 0 | -0.18 | -0.08 | 0 |  | 0.39 | 0.34 | 0.23 | 70.14 | 1207.475 | 0.76
D | 4002 | 2021-10-02 | 22 | OFF | 52.25 | 6.28 | 0.3 | 0.02 | 0.53 | 0 | 0.07 | 0 | -0.02 | -0.08 | 0 |  | 0.39 | 0.34 | 0.23 | 60.31 | 1136.463 | 0.92
D | 4002 | 2021-10-02 | 23 | OFF | 40.2 | 6.28 | 0.3 | 0.02 | 0.25 | 0 | 0 | -0.01 | -0.28 | -0.08 | 0 |  | 0.39 | 0.34 | 0.23 | 47.64 | 1051.232 | 0.57
D | 4002 | 2021-10-02 | 24 | OFF | 33.45 | 6.28 | 0.3 | 0.02 | 0.18 | 0 | 0 | 0.02 | -0.13 | -0.08 | 0 |  | 0.39 | 0.34 | 0.23 | 41 | 973.409 | 0.5
D | 4002 | 2021-10-03 | 1 | OFF | 35.95 | 6.28 | 0.58 | 0.04 | 0.11 | 0 | 0 | -0.04 | -0.13 | -0.08 | 0 |  | 0.39 | 0.34 | 0.23 | 43.67 | 918.909 | 0.73
D | 4002 | 2021-10-03 | 2 | OFF | 36.12 | 6.28 | 0.58 | 0.04 | 0.1 | 0 | 0 | 0.03 | -0.1 | -0.08 | 0 |  | 0.39 | 0.34 | 0.23 | 43.93 | 883.563 | 0.72
D | 4002 | 2021-10-03 | 3 | OFF | 37.22 | 6.28 | 0.58 | 0.04 | 0.08 | 0 | 0 | -0.01 | -0.07 | -0.08 | 0 |  | 0.39 | 0.34 | 0.23 | 45 | 865.98 | 0.7
D | 4002 | 2021-10-03 | 4 | OFF | 38.41 | 6.28 | 0.58 | 0.04 | 0.08 | 0 | 0 | -0.01 | -0.09 | -0.08 | 0 |  | 0.39 | 0.34 | 0.23 | 46.17 | 853.723 | 0.7
D | 4002 | 2021-10-03 | 5 | OFF | 33.55 | 6.28 | 0.58 | 0.04 | 0.09 | 0 | 0 | -0.01 | -0.12 | -0.08 | 0 |  | 0.39 | 0.34 | 0.23 | 41.29 | 857.405 | 0.71
D | 4002 | 2021-10-03 | 6 | OFF | 36.72 | 6.28 | 0.58 | 0.04 | 0.09 | 0 | 0 | 0.04 | -0.14 | -0.08 | 0 |  | 0.39 | 0.34 | 0.23 | 44.49 | 883.929 | 0.71
D | 4002 | 2021-10-03 | 7 | OFF | 36.99 | 6.28 | 0.58 | 0.04 | 0.16 | 0 | 0 | -0.01 | -0.11 | -0.08 | 0 |  | 0.39 | 0.34 | 0.23 | 44.81 | 930.019 | 0.78
D | 4002 | 2021-10-03 | 8 | OFF | 41.17 | 6.28 | 0.58 | 0.04 | 0.24 | 0 | 0 | -0.01 | -0.1 | -0.08 | 0 |  | 0.39 | 0.34 | 0.23 | 49.08 | 999.465 | 0.86
D | 4002 | 2021-10-03 | 9 | OFF | 42.64 | 6.28 | 0.58 | 0.04 | 0.19 | 0 | 0 | 0.02 | -0.16 | -0.08 | 0 |  | 0.39 | 0.34 | 0.23 | 50.47 | 1090.782 | 0.81
D | 4002 | 2021-10-03 | 10 | OFF | 44.86 | 6.28 | 0.58 | 0.04 | 0.17 | 0 | 0.07 | -0.1 | -0.11 | -0.08 | 0 |  | 0.39 | 0.34 | 0.23 | 52.67 | 1152.996 | 0.86
D | 4002 | 2021-10-03 | 11 | OFF | 41.69 | 6.28 | 0.58 | 0.04 | 0.1 | 0 | 0 | 0.15 | -0.13 | -0.08 | 0 |  | 0.39 | 0.34 | 0.23 | 49.59 | 1188.846 | 0.72
D | 4002 | 2021-10-03 | 12 | OFF | 39.58 | 6.28 | 0.58 | 0.04 | 0.07 | 0 | 0 | -0.02 | -0.1 | -0.08 | 0 |  | 0.39 | 0.34 | 0.23 | 47.31 | 1215.587 | 0.69
D | 4002 | 2021-10-03 | 13 | OFF | 39.16 | 6.28 | 0.58 | 0.04 | 0.13 | 0 | 0.04 | 0.05 | -0.08 | -0.08 | 0 |  | 0.39 | 0.34 | 0.23 | 47.08 | 1235.927 | 0.79
D | 4002 | 2021-10-03 | 14 | OFF | 45.61 | 6.28 | 0.58 | 0.04 | 0.14 | 0 | 0.09 | -0.04 | -0.09 | -0.08 | 0 |  | 0.39 | 0.34 | 0.23 | 53.49 | 1230.391 | 0.85
D | 4002 | 2021-10-03 | 15 | OFF | 43.59 | 6.28 | 0.58 | 0.04 | 0.1 | 0 | 0 | 0.02 | -0.11 | -0.08 | 0 |  | 0.39 | 0.34 | 0.23 | 51.38 | 1226.302 | 0.72
D | 4002 | 2021-10-03 | 16 | OFF | 51.18 | 6.28 | 0.58 | 0.04 | 0.15 | 0 | 0.21 | -0.02 | -0.06 | -0.08 | 0 |  | 0.39 | 0.34 | 0.23 | 59.24 | 1234.037 | 0.98
D | 4002 | 2021-10-03 | 17 | OFF | 61.55 | 6.28 | 0.58 | 0.04 | 0.12 | 0 | 0.03 | -0.03 | 0.06 | -0.08 | 0 |  | 0.39 | 0.34 | 0.23 | 69.51 | 1272.18 | 0.77
D | 4002 | 2021-10-03 | 18 | OFF | 63.35 | 6.28 | 0.58 | 0.04 | 0.13 | 0 | 0 | -0.04 | -0.07 | -0.08 | 0 |  | 0.39 | 0.34 | 0.23 | 71.15 | 1325.292 | 0.75
D | 4002 | 2021-10-03 | 19 | OFF | 58.22 | 6.28 | 0.58 | 0.04 | 0.1 | 0 | 0 | -0.02 | -0.27 | -0.08 | 0 |  | 0.39 | 0.34 | 0.23 | 65.81 | 1344.082 | 0.72
D | 4002 | 2021-10-03 | 20 | OFF | 63.19 | 6.28 | 0.58 | 0.04 | 0.45 | 0 | 0.21 | 0 | -0.22 | -0.08 | 0 |  | 0.39 | 0.34 | 0.23 | 71.41 | 1314.061 | 1.28
D | 4002 | 2021-10-03 | 21 | OFF | 55.89 | 6.28 | 0.58 | 0.04 | 0.38 | 0 | 0.09 | -0.04 | -0.02 | -0.08 | 0 |  | 0.39 | 0.34 | 0.23 | 64.08 | 1232.187 | 1.09
D | 4002 | 2021-10-03 | 22 | OFF | 63.39 | 6.28 | 0.58 | 0.04 | 0.55 | 0 | 0.93 | -0.01 | -0.1 | -0.08 | 0 |  | 0.39 | 0.34 | 0.23 | 72.54 | 1139.109 | 2.1
D | 4002 | 2021-10-03 | 23 | OFF | 47.29 | 6.28 | 0.58 | 0.04 | 0.18 | 0 | 0.04 | -0.06 | -0.12 | -0.08 | 0 |  | 0.39 | 0.34 | 0.23 | 55.11 | 1055.76 | 0.84
D | 4002 | 2021-10-03 | 24 | OFF | 47.58 | 6.28 | 0.58 | 0.04 | 0.17 | 0 | 0.33 | -0.04 | 0.01 | -0.08 | 0 |  | 0.39 | 0.34 | 0.23 | 55.83 | 979.563 | 1.12
D | 4002 | 2021-10-04 | 1 | OFF | 41.09 | 6.28 | 0.17 | 0.02 | 0.07 | 0 | 0.05 | -0.01 | -0.09 | -0.08 | 0 |  | 0.39 | 0.34 | 0.23 | 48.46 | 924.578 | 0.31
D | 4002 | 2021-10-04 | 2 | OFF | 40.87 | 6.28 | 0.17 | 0.02 | 0.05 | 0 | 0 | -0.06 | -0.1 | -0.08 | 0 |  | 0.39 | 0.34 | 0.23 | 48.11 | 890.183 | 0.24
D | 4002 | 2021-10-04 | 3 | OFF | 37.83 | 6.28 | 0.17 | 0.02 | 0.06 | 0 | 0 | -0.03 | -0.11 | -0.08 | 0 |  | 0.39 | 0.34 | 0.23 | 45.1 | 875.503 | 0.25
D | 4002 | 2021-10-04 | 4 | OFF | 36.67 | 6.28 | 0.17 | 0.02 | 0.05 | 0 | 0 | -0.03 | -0.14 | -0.08 | 0 |  | 0.39 | 0.34 | 0.23 | 43.9 | 874.963 | 0.24
D | 4002 | 2021-10-04 | 5 | OFF | 35.57 | 6.28 | 0.17 | 0.02 | 0.06 | 0 | 0 | 0.04 | -0.11 | -0.08 | 0 |  | 0.39 | 0.34 | 0.23 | 42.91 | 905.39 | 0.25
D | 4002 | 2021-10-04 | 6 | OFF | 37.64 | 6.28 | 0.17 | 0.02 | 0.05 | 0 | 0 | 0.04 | -0.15 | -0.08 | 0 |  | 0.39 | 0.34 | 0.23 | 44.93 | 995.898 | 0.24
D | 4002 | 2021-10-04 | 7 | OFF | 40.73 | 6.28 | 0.17 | 0.02 | 0.14 | 0 | 0 | -0.02 | 0 | -0.08 | 0 |  | 0.39 | 0.34 | 0.23 | 48.2 | 1144.155 | 0.33
D | 4002 | 2021-10-04 | 8 | ON | 67.23 | 6.28 | 0.17 | 0.02 | 0.73 | 0.23 | 0.39 | -0.02 | -0.15 | -0.08 | 0 |  | 0.39 | 0.34 | 0.23 | 75.76 | 1250.295 | 1.54
D | 4002 | 2021-10-04 | 9 | ON | 44.25 | 6.28 | 0.17 | 0.02 | 0.19 | 0.22 | 0 | -0.07 | -0.27 | -0.08 | 0 |  | 0.39 | 0.34 | 0.23 | 51.67 | 1304.371 | 0.6
D | 4002 | 2021-10-04 | 10 | ON | 45.11 | 6.28 | 0.17 | 0.02 | 0.11 | 0.21 | 0 | -0.08 | -0.29 | -0.08 | 0 |  | 0.39 | 0.34 | 0.23 | 52.41 | 1337.345 | 0.51
D | 4002 | 2021-10-04 | 11 | ON | 45.71 | 6.28 | 0.17 | 0.02 | 0.08 | 0.21 | 0 | 0.04 | -0.37 | -0.08 | 0 |  | 0.39 | 0.34 | 0.23 | 53.02 | 1366.82 | 0.48
D | 4002 | 2021-10-04 | 12 | ON | 46.16 | 6.28 | 0.17 | 0.02 | 0.09 | 0.21 | 0 | 0.04 | -0.35 | -0.08 | 0 |  | 0.39 | 0.34 | 0.23 | 53.5 | 1375.781 | 0.49
D | 4002 | 2021-10-04 | 13 | ON | 45.68 | 6.28 | 0.17 | 0.02 | 0.08 | 0.21 | 0 | 0.01 | -0.35 | -0.08 | 0 |  | 0.39 | 0.34 | 0.23 | 52.98 | 1369.966 | 0.48
D | 4002 | 2021-10-04 | 14 | ON | 45.15 | 6.28 | 0.17 | 0.02 | 0.07 | 0.21 | 0 | 0.04 | -0.34 | -0.08 | 0 |  | 0.39 | 0.34 | 0.23 | 52.48 | 1363.981 | 0.47
D | 4002 | 2021-10-04 | 15 | ON | 44.88 | 6.28 | 0.17 | 0.02 | 0.07 | 0.21 | 0 | 0.04 | -0.32 | -0.08 | 0 |  | 0.39 | 0.34 | 0.23 | 52.23 | 1342.779 | 0.47
D | 4002 | 2021-10-04 | 16 | ON | 49.9 | 6.28 | 0.17 | 0.02 | 0.1 | 0.21 | 0 | 0.03 | -0.27 | -0.08 | 0 |  | 0.39 | 0.34 | 0.23 | 57.32 | 1337.762 | 0.5
D | 4002 | 2021-10-04 | 17 | ON | 49.39 | 6.28 | 0.17 | 0.02 | 0.15 | 0.21 | 0 | 0.05 | -0.32 | -0.08 | 0 |  | 0.39 | 0.34 | 0.23 | 56.83 | 1357.493 | 0.55
D | 4002 | 2021-10-04 | 18 | ON | 49.09 | 6.28 | 0.17 | 0.02 | 0.14 | 0.2 | 0.01 | 0 | -0.37 | -0.08 | 0 |  | 0.39 | 0.34 | 0.23 | 56.42 | 1407.085 | 0.54
D | 4002 | 2021-10-04 | 19 | ON | 52.44 | 6.28 | 0.17 | 0.02 | 0.21 | 0.2 | 0 | 0 | -0.43 | -0.08 | 0 |  | 0.39 | 0.34 | 0.23 | 59.77 | 1430.222 | 0.6
D | 4002 | 2021-10-04 | 20 | ON | 60.71 | 6.28 | 0.17 | 0.02 | 0.16 | 0.21 | 0 | 0.01 | -0.23 | -0.08 | 0 |  | 0.39 | 0.34 | 0.23 | 68.21 | 1384.418 | 0.56
D | 4002 | 2021-10-04 | 21 | ON | 51.74 | 6.28 | 0.17 | 0.02 | 0.19 | 0.22 | 0.08 | 0.05 | -0.09 | -0.08 | 0 |  | 0.39 | 0.34 | 0.23 | 59.54 | 1299.484 | 0.68
D | 4002 | 2021-10-04 | 22 | ON | 48.06 | 6.28 | 0.17 | 0.02 | 0.14 | 0.23 | 0.04 | -0.07 | -0.23 | -0.08 | 0 |  | 0.39 | 0.34 | 0.23 | 55.52 | 1196.468 | 0.6
D | 4002 | 2021-10-04 | 23 | ON | 42.57 | 6.28 | 0.17 | 0.02 | 0.27 | 0.25 | 0.02 | -0.02 | -0.13 | -0.08 | 0 |  | 0.39 | 0.34 | 0.23 | 50.31 | 1084.813 | 0.73
D | 4002 | 2021-10-04 | 24 | OFF | 40.36 | 6.28 | 0.17 | 0.02 | 0.16 | 0 | 0 | 0 | -0.12 | -0.08 | 0 |  | 0.39 | 0.34 | 0.23 | 47.75 | 996.673 | 0.35
D | 4002 | 2021-10-05 | 1 | OFF | 40.89 | 6.28 | 0.24 | 0.05 | 0.09 | 0 | 0 | 0 | -0.16 | -0.08 | 0 |  | 0.39 | 0.34 | 0.23 | 48.27 | 942.505 | 0.38
D | 4002 | 2021-10-05 | 2 | OFF | 40.41 | 6.28 | 0.24 | 0.05 | 0.1 | 0 | 0 | 0.05 | -0.12 | -0.08 | 0 |  | 0.39 | 0.34 | 0.23 | 47.89 | 908.659 | 0.39
D | 4002 | 2021-10-05 | 3 | OFF | 38.7 | 6.28 | 0.24 | 0.05 | 0.08 | 0 | 0 | 0.03 | -0.16 | -0.08 | 0 |  | 0.39 | 0.34 | 0.23 | 46.1 | 891.921 | 0.37
D | 4002 | 2021-10-05 | 4 | OFF | 38.11 | 6.28 | 0.24 | 0.05 | 0.13 | 0 | 0 | -0.01 | -0.19 | -0.08 | 0 |  | 0.39 | 0.34 | 0.23 | 45.49 | 895.219 | 0.42
D | 4002 | 2021-10-05 | 5 | OFF | 37.27 | 6.28 | 0.24 | 0.05 | 0.15 | 0 | 0 | 0.05 | -0.23 | -0.08 | 0 |  | 0.39 | 0.34 | 0.23 | 44.69 | 921.454 | 0.44
D | 4002 | 2021-10-05 | 6 | OFF | 36.98 | 6.28 | 0.24 | 0.05 | 0.16 | 0 | 0 | -0.04 | -0.19 | -0.08 | 0 |  | 0.39 | 0.34 | 0.23 | 44.36 | 1011.023 | 0.45
D | 4002 | 2021-10-05 | 7 | OFF | 56.77 | 6.28 | 0.24 | 0.05 | 0.36 | 0 | 0 | 0.05 | 0.14 | -0.08 | 0 |  | 0.39 | 0.34 | 0.23 | 64.77 | 1163.223 | 0.65
D | 4002 | 2021-10-05 | 8 | ON | 69.73 | 6.28 | 0.24 | 0.05 | 0.41 | 0.23 | 0 | -0.01 | -0.18 | -0.08 | 0 |  | 0.39 | 0.34 | 0.23 | 77.63 | 1255.001 | 0.93
D | 4002 | 2021-10-05 | 9 | ON | 68.05 | 6.28 | 0.24 | 0.05 | 0.34 | 0.22 | 0 | 0.11 | -0.25 | -0.08 | 0 |  | 0.39 | 0.34 | 0.23 | 75.92 | 1295.404 | 0.85
D | 4002 | 2021-10-05 | 10 | ON | 53.86 | 6.28 | 0.24 | 0.05 | 0.17 | 0.22 | 0 | 0.05 | -0.3 | -0.08 | 0 |  | 0.39 | 0.34 | 0.23 | 61.45 | 1310.894 | 0.68
D | 4002 | 2021-10-05 | 11 | ON | 50.99 | 6.28 | 0.24 | 0.05 | 0.12 | 0.22 | 0 | 0.05 | -0.29 | -0.08 | 0 |  | 0.39 | 0.34 | 0.23 | 58.54 | 1317.684 | 0.63
D | 4002 | 2021-10-05 | 12 | ON | 52.22 | 6.28 | 0.24 | 0.05 | 0.12 | 0.22 | 0 | 0.06 | -0.24 | -0.08 | 0 |  | 0.39 | 0.34 | 0.23 | 59.83 | 1323.055 | 0.63
D | 4002 | 2021-10-05 | 13 | ON | 50.3 | 6.28 | 0.24 | 0.05 | 0.1 | 0.22 | 0 | 0.02 | -0.25 | -0.08 | 0 |  | 0.39 | 0.34 | 0.23 | 57.84 | 1319.398 | 0.61
D | 4002 | 2021-10-05 | 14 | ON | 67.5 | 6.28 | 0.24 | 0.05 | 0.19 | 0.22 | 0 | 0.01 | -0.18 | -0.08 | 0 |  | 0.39 | 0.34 | 0.23 | 75.19 | 1310.253 | 0.7
D | 4002 | 2021-10-05 | 15 | ON | 59.62 | 6.28 | 0.24 | 0.05 | 0.98 | 0.22 | 0 | 0.04 | -0.2 | -0.08 | 0 |  | 0.39 | 0.34 | 0.23 | 68.11 | 1290.229 | 1.49
D | 4002 | 2021-10-05 | 16 | ON | 73.57 | 6.28 | 0.24 | 0.05 | 0.32 | 0.22 | 0.01 | 0.05 | -0.17 | -0.08 | 0 |  | 0.39 | 0.34 | 0.23 | 81.45 | 1286.116 | 0.84
D | 4002 | 2021-10-05 | 17 | ON | 61.45 | 6.28 | 0.24 | 0.05 | 0.29 | 0.21 | 0 | 0.06 | -0.17 | -0.08 | 0 |  | 0.39 | 0.34 | 0.23 | 69.29 | 1302.533 | 0.79
D | 4002 | 2021-10-05 | 18 | ON | 72.92 | 6.28 | 0.24 | 0.05 | 0.19 | 0.21 | 0 | 0.09 | -0.17 | -0.08 | 0 |  | 0.39 | 0.34 | 0.23 | 80.69 | 1345.813 | 0.69
D | 4002 | 2021-10-05 | 19 | ON | 77.92 | 6.28 | 0.24 | 0.05 | 0.28 | 0.2 | 0.01 | 0.02 | -0.26 | -0.08 | 0 |  | 0.39 | 0.34 | 0.23 | 85.62 | 1398.946 | 0.78
D | 4002 | 2021-10-05 | 20 | ON | 82.71 | 6.28 | 0.24 | 0.05 | 0.31 | 0.2 | 0 | 0.06 | -0.17 | -0.08 | 0 |  | 0.39 | 0.34 | 0.23 | 90.56 | 1388.455 | 0.8
D | 4002 | 2021-10-05 | 21 | ON | 65.15 | 6.28 | 0.24 | 0.05 | 0.19 | 0.21 | 0 | 0.01 | -0.13 | -0.08 | 0 |  | 0.39 | 0.34 | 0.23 | 72.88 | 1308.219 | 0.69
D | 4002 | 2021-10-05 | 22 | ON | 57.27 | 6.28 | 0.24 | 0.05 | 0.42 | 0.23 | 0 | 0.07 | -0.01 | -0.08 | 0 |  | 0.39 | 0.34 | 0.23 | 65.43 | 1209.147 | 0.94
D | 4002 | 2021-10-05 | 23 | ON | 46.78 | 6.28 | 0.24 | 0.05 | 0.17 | 0.25 | 0 | 0.01 | -0.19 | -0.08 | 0 |  | 0.39 | 0.34 | 0.23 | 54.47 | 1095.991 | 0.71
D | 4002 | 2021-10-05 | 24 | OFF | 44.15 | 6.28 | 0.24 | 0.05 | 0.13 | 0 | 0 | 0.01 | -0.14 | -0.08 | 0 |  | 0.39 | 0.34 | 0.23 | 51.6 | 1003.248 | 0.42
D | 4002 | 2021-10-06 | 1 | OFF | 47.42 | 6.28 | 0.22 | 0.06 | 0.08 | 0 | 0 | -0.05 | -0.15 | -0.08 | 0 |  | 0.39 | 0.34 | 0.23 | 54.74 | 942.364 | 0.36
D | 4002 | 2021-10-06 | 2 | OFF | 46.02 | 6.28 | 0.22 | 0.06 | 0.08 | 0 | 0 | 0 | -0.18 | -0.08 | 0 |  | 0.39 | 0.34 | 0.23 | 53.36 | 909.349 | 0.36
D | 4002 | 2021-10-06 | 3 | OFF | 45.06 | 6.28 | 0.22 | 0.06 | 0.05 | 0 | 0 | -0.03 | -0.16 | -0.08 | 0 |  | 0.39 | 0.34 | 0.23 | 52.36 | 893.683 | 0.33
D | 4002 | 2021-10-06 | 4 | OFF | 46.2 | 6.28 | 0.22 | 0.06 | 0.04 | 0 | 0 | -0.02 | -0.15 | -0.08 | 0 |  | 0.39 | 0.34 | 0.23 | 53.51 | 894.958 | 0.32
D | 4002 | 2021-10-06 | 5 | OFF | 47.14 | 6.28 | 0.22 | 0.06 | 0.02 | 0 | 0 | -0.01 | -0.11 | -0.08 | 0 |  | 0.39 | 0.34 | 0.23 | 54.48 | 928.097 | 0.3
D | 4002 | 2021-10-06 | 6 | OFF | 46.39 | 6.28 | 0.22 | 0.06 | 0.11 | 0 | 0 | 0.07 | -0.15 | -0.08 | 0 |  | 0.39 | 0.34 | 0.23 | 53.86 | 1011.279 | 0.39
D | 4002 | 2021-10-06 | 7 | OFF | 55.78 | 6.28 | 0.22 | 0.06 | 0.21 | 0 | 0.04 | -0.05 | 0.01 | -0.08 | 0 |  | 0.39 | 0.34 | 0.23 | 63.43 | 1161.886 | 0.53
D | 4002 | 2021-10-06 | 8 | ON | 72.47 | 6.28 | 0.22 | 0.06 | 0.35 | 0.23 | 0.24 | -0.02 | -0.17 | -0.08 | 0 |  | 0.39 | 0.34 | 0.23 | 80.54 | 1250.676 | 1.1
D | 4002 | 2021-10-06 | 9 | ON | 72.71 | 6.28 | 0.22 | 0.06 | 0.27 | 0.22 | 0.08 | 0.06 | -0.22 | -0.08 | 0 |  | 0.39 | 0.34 | 0.23 | 80.56 | 1281.871 | 0.85
D | 4002 | 2021-10-06 | 10 | ON | 56.61 | 6.28 | 0.22 | 0.06 | 0.17 | 0.23 | 0.17 | 0.04 | -0.14 | -0.08 | 0 |  | 0.39 | 0.34 | 0.23 | 64.52 | 1294.74 | 0.85
D | 4002 | 2021-10-06 | 11 | ON | 50.16 | 6.28 | 0.22 | 0.06 | 0.12 | 0.23 | 0.02 | 0.07 | -0.11 | -0.08 | 0 |  | 0.39 | 0.34 | 0.23 | 57.93 | 1306.753 | 0.65
D | 4002 | 2021-10-06 | 12 | ON | 46.56 | 6.28 | 0.22 | 0.06 | 0.05 | 0.23 | 0 | 0.03 | -0.15 | -0.08 | 0 |  | 0.39 | 0.34 | 0.23 | 54.16 | 1302.946 | 0.56
D | 4002 | 2021-10-06 | 13 | ON | 45.53 | 6.28 | 0.22 | 0.06 | 0.04 | 0.23 | 0 | 0.06 | -0.17 | -0.08 | 0 |  | 0.39 | 0.34 | 0.23 | 53.13 | 1294.444 | 0.55
D | 4002 | 2021-10-06 | 14 | ON | 47.04 | 6.28 | 0.22 | 0.06 | 0.05 | 0.23 | 0 | 0.01 | -0.18 | -0.08 | 0 |  | 0.39 | 0.34 | 0.23 | 54.59 | 1301.351 | 0.56
D | 4002 | 2021-10-06 | 15 | ON | 47.02 | 6.28 | 0.22 | 0.06 | 0.09 | 0.23 | 0 | 0.02 | -0.18 | -0.08 | 0 |  | 0.39 | 0.34 | 0.23 | 54.62 | 1306.697 | 0.6
D | 4002 | 2021-10-06 | 16 | ON | 49.64 | 6.28 | 0.22 | 0.06 | 0.06 | 0.22 | 0 | 0.03 | -0.19 | -0.08 | 0 |  | 0.39 | 0.34 | 0.23 | 57.2 | 1321.497 | 0.56
D | 4002 | 2021-10-06 | 17 | ON | 76.23 | 6.28 | 0.22 | 0.06 | 0.2 | 0.21 | 0 | -0.03 | -0.07 | -0.08 | 0 |  | 0.39 | 0.34 | 0.23 | 83.98 | 1345.888 | 0.69
D | 4002 | 2021-10-06 | 18 | ON | 81.29 | 6.28 | 0.22 | 0.06 | 0.14 | 0.21 | 0 | -0.02 | -0.24 | -0.08 | 0 |  | 0.39 | 0.34 | 0.23 | 88.82 | 1383.921 | 0.63
D | 4002 | 2021-10-06 | 19 | ON | 90.65 | 6.28 | 0.22 | 0.06 | 0.33 | 0.2 | 0 | 0.06 | -0.43 | -0.08 | 0 |  | 0.39 | 0.34 | 0.23 | 98.25 | 1419.843 | 0.81
D | 4002 | 2021-10-06 | 20 | ON | 69.02 | 6.28 | 0.22 | 0.06 | 0.2 | 0.2 | 0 | 0.1 | -0.22 | -0.08 | 0 |  | 0.39 | 0.34 | 0.23 | 76.74 | 1403.991 | 0.68
D | 4002 | 2021-10-06 | 21 | ON | 72.56 | 6.28 | 0.22 | 0.06 | 0.13 | 0.21 | 0.03 | 0.08 | -0.04 | -0.08 | 0 |  | 0.39 | 0.34 | 0.23 | 80.41 | 1322.585 | 0.65
D | 4002 | 2021-10-06 | 22 | ON | 60.14 | 6.28 | 0.22 | 0.06 | 0.33 | 0.23 | 0.05 | 0.05 | -0.15 | -0.08 | 0 |  | 0.39 | 0.34 | 0.23 | 68.09 | 1216.137 | 0.89
D | 4002 | 2021-10-06 | 23 | ON | 55.78 | 6.28 | 0.22 | 0.06 | 0.23 | 0.25 | 0.36 | 0.01 | -0.2 | -0.08 | 0 |  | 0.39 | 0.34 | 0.23 | 63.87 | 1098.591 | 1.12
D | 4002 | 2021-10-06 | 24 | OFF | 47.01 | 6.28 | 0.22 | 0.06 | 0.18 | 0 | 0 | 0.06 | -0.16 | -0.08 | 0 |  | 0.39 | 0.34 | 0.23 | 54.53 | 1007.525 | 0.46
D | 4002 | 2021-10-07 | 1 | OFF | 48.71 | 6.28 | 0.37 | 0.05 | 0.07 | 0 | 0 | 0.09 | -0.16 | -0.08 | 0 |  | 0.39 | 0.34 | 0.23 | 56.29 | 948.067 | 0.49
D | 4002 | 2021-10-07 | 2 | OFF | 51.88 | 6.28 | 0.37 | 0.05 | 0.04 | 0 | 0 | -0.13 | -0.24 | -0.08 | 0 |  | 0.39 | 0.34 | 0.23 | 59.13 | 913.797 | 0.46
D | 4002 | 2021-10-07 | 3 | OFF | 52.91 | 6.28 | 0.37 | 0.05 | 0.06 | 0 | 0 | -0.07 | -0.26 | -0.08 | 0 |  | 0.39 | 0.34 | 0.23 | 60.22 | 894.182 | 0.48
D | 4002 | 2021-10-07 | 4 | OFF | 50.47 | 6.28 | 0.37 | 0.05 | 0.04 | 0 | 0 | 0.01 | -0.26 | -0.08 | 0 |  | 0.39 | 0.34 | 0.23 | 57.84 | 895.704 | 0.46
D | 4002 | 2021-10-07 | 5 | OFF | 50.24 | 6.28 | 0.37 | 0.05 | 0.06 | 0 | 0 | 0.03 | -0.28 | -0.08 | 0 |  | 0.39 | 0.34 | 0.23 | 57.63 | 926.72 | 0.48
D | 4002 | 2021-10-07 | 6 | OFF | 60.8 | 6.28 | 0.37 | 0.05 | 0.27 | 0 | 0 | 0.29 | -0.04 | -0.08 | 0 |  | 0.39 | 0.34 | 0.23 | 68.9 | 1008.502 | 0.69
D | 4002 | 2021-10-07 | 7 | OFF | 63.3 | 6.28 | 0.37 | 0.05 | 1.57 | 0 | 0.02 | 0.12 | -0.17 | -0.08 | 0 |  | 0.39 | 0.34 | 0.23 | 72.42 | 1156.772 | 2.01
D | 4002 | 2021-10-07 | 8 | ON | 85.37 | 6.28 | 0.37 | 0.05 | 0.49 | 0.23 | 0 | -0.01 | -0.25 | -0.08 | 0 |  | 0.39 | 0.34 | 0.23 | 93.41 | 1243.684 | 1.14
D | 4002 | 2021-10-07 | 9 | ON | 74.8 | 6.28 | 0.37 | 0.05 | 0.29 | 0.23 | 0.06 | -0.03 | -0.26 | -0.08 | 0 |  | 0.39 | 0.34 | 0.23 | 82.67 | 1272.597 | 1
D | 4002 | 2021-10-07 | 10 | ON | 51.47 | 6.28 | 0.37 | 0.05 | 0.12 | 0.23 | 0 | 0.12 | -0.25 | -0.08 | 0 |  | 0.39 | 0.34 | 0.23 | 59.27 | 1280.742 | 0.77
D | 4002 | 2021-10-07 | 11 | ON | 50.2 | 6.28 | 0.37 | 0.05 | 0.08 | 0.23 | 0 | 0.12 | -0.25 | -0.08 | 0 |  | 0.39 | 0.34 | 0.23 | 57.96 | 1285.239 | 0.73
D | 4002 | 2021-10-07 | 12 | ON | 49.92 | 6.28 | 0.37 | 0.05 | 0.08 | 0.23 | 0 | 0.08 | -0.28 | -0.08 | 0 |  | 0.39 | 0.34 | 0.23 | 57.61 | 1289.076 | 0.73
D | 4002 | 2021-10-07 | 13 | ON | 49.47 | 6.28 | 0.37 | 0.05 | 0.08 | 0.23 | 0 | 0.03 | -0.31 | -0.08 | 0 |  | 0.39 | 0.34 | 0.23 | 57.08 | 1298.36 | 0.73
D | 4002 | 2021-10-07 | 14 | ON | 49.79 | 6.28 | 0.37 | 0.05 | 0.08 | 0.22 | 0 | 0.1 | -0.3 | -0.08 | 0 |  | 0.39 | 0.34 | 0.23 | 57.47 | 1316.151 | 0.72
D | 4002 | 2021-10-07 | 15 | ON | 51.47 | 6.28 | 0.37 | 0.05 | 0.08 | 0.22 | 0.02 | 0.07 | -0.27 | -0.08 | 0 |  | 0.39 | 0.34 | 0.23 | 59.17 | 1317.212 | 0.74
D | 4002 | 2021-10-07 | 16 | ON | 56.01 | 6.28 | 0.37 | 0.05 | 0.09 | 0.22 | 0.14 | 0.06 | -0.28 | -0.08 | 0 |  | 0.39 | 0.34 | 0.23 | 63.82 | 1330.559 | 0.87
D | 4002 | 2021-10-07 | 17 | ON | 64.37 | 6.28 | 0.37 | 0.05 | 0.13 | 0.21 | 0.02 | 0.14 | -0.14 | -0.08 | 0 |  | 0.39 | 0.34 | 0.23 | 72.31 | 1357.461 | 0.78
D | 4002 | 2021-10-07 | 18 | ON | 80.7 | 6.28 | 0.37 | 0.05 | 0.2 | 0.2 | 0.06 | 0.12 | -0.24 | -0.08 | 0 |  | 0.39 | 0.34 | 0.23 | 88.62 | 1390.261 | 0.88
D | 4002 | 2021-10-07 | 19 | ON | 83.7 | 6.28 | 0.37 | 0.05 | 0.38 | 0.2 | 0.07 | 0.1 | -0.47 | -0.08 | 0 |  | 0.39 | 0.34 | 0.23 | 91.56 | 1423.126 | 1.07
D | 4002 | 2021-10-07 | 20 | ON | 80.47 | 6.28 | 0.37 | 0.05 | 0.44 | 0.2 | 0 | 0.17 | -0.4 | -0.08 | 0 |  | 0.39 | 0.34 | 0.23 | 88.46 | 1408.982 | 1.06
D | 4002 | 2021-10-07 | 21 | ON | 77.15 | 6.28 | 0.37 | 0.05 | 0.28 | 0.21 | 0.18 | 0.15 | -0.22 | -0.08 | 0 |  | 0.39 | 0.34 | 0.23 | 85.33 | 1330.337 | 1.09
D | 4002 | 2021-10-07 | 22 | ON | 71.01 | 6.28 | 0.37 | 0.05 | 0.42 | 0.22 | 0.1 | 0.08 | -0.12 | -0.08 | 0 |  | 0.39 | 0.34 | 0.23 | 79.29 | 1230.025 | 1.16
D | 4002 | 2021-10-07 | 23 | ON | 54.3 | 6.28 | 0.37 | 0.05 | 0.31 | 0.24 | 0.17 | 0.05 | -0.13 | -0.08 | 0 |  | 0.39 | 0.34 | 0.23 | 62.52 | 1112.811 | 1.14
D | 4002 | 2021-10-07 | 24 | OFF | 44.76 | 6.28 | 0.37 | 0.05 | 0.18 | 0 | 0 | 0.05 | -0.22 | -0.08 | 0 |  | 0.39 | 0.34 | 0.23 | 52.35 | 1018.874 | 0.6
D | 4002 | 2021-10-08 | 1 | OFF | 43.75 | 6.28 | 0.41 | 0.12 | 0.08 | 0 | 0 | -0.01 | -0.15 | -0.08 | 0 |  | 0.39 | 0.34 | 0.23 | 51.36 | 955.778 | 0.61
D | 4002 | 2021-10-08 | 2 | OFF | 43.82 | 6.28 | 0.41 | 0.12 | 0.07 | 0 | 0 | 0.02 | -0.2 | -0.08 | 0 |  | 0.39 | 0.34 | 0.23 | 51.4 | 918.424 | 0.6
D | 4002 | 2021-10-08 | 3 | OFF | 42.51 | 6.28 | 0.41 | 0.12 | 0.1 | 0 | 0 | 0.01 | -0.16 | -0.08 | 0 |  | 0.39 | 0.34 | 0.23 | 50.15 | 898.944 | 0.63
D | 4002 | 2021-10-08 | 4 | OFF | 42.43 | 6.28 | 0.41 | 0.12 | 0.21 | 0 | 0 | -0.01 | -0.17 | -0.08 | 0 |  | 0.39 | 0.34 | 0.23 | 50.15 | 898.749 | 0.74
D | 4002 | 2021-10-08 | 5 | OFF | 43.2 | 6.28 | 0.41 | 0.12 | 0.07 | 0 | 0 | 0 | -0.19 | -0.08 | 0 |  | 0.39 | 0.34 | 0.23 | 50.77 | 924.304 | 0.6
D | 4002 | 2021-10-08 | 6 | OFF | 47.06 | 6.28 | 0.41 | 0.12 | 0.13 | 0 | 0 | -0.02 | -0.13 | -0.08 | 0 |  | 0.39 | 0.34 | 0.23 | 54.73 | 999.715 | 0.66
D | 4002 | 2021-10-08 | 7 | OFF | 64.02 | 6.28 | 0.41 | 0.12 | 0.44 | 0 | 0.03 | 0.02 | 0.11 | -0.08 | 0 |  | 0.39 | 0.34 | 0.23 | 72.31 | 1134.266 | 1
D | 4002 | 2021-10-08 | 8 | ON | 78.17 | 6.28 | 0.41 | 0.12 | 0.68 | 0.23 | 0 | -0.07 | -0.4 | -0.08 | 0 |  | 0.39 | 0.34 | 0.23 | 86.3 | 1222.213 | 1.44
D | 4002 | 2021-10-08 | 9 | ON | 76.07 | 6.28 | 0.41 | 0.12 | 0.31 | 0.23 | 0.43 | -0.09 | -0.26 | -0.08 | 0 |  | 0.39 | 0.34 | 0.23 | 84.38 | 1259.953 | 1.5
D | 4002 | 2021-10-08 | 10 | ON | 69.5 | 6.28 | 0.41 | 0.12 | 0.29 | 0.23 | 0.18 | -0.13 | -0.13 | -0.08 | 0 |  | 0.39 | 0.34 | 0.23 | 77.63 | 1276.508 | 1.23
D | 4002 | 2021-10-08 | 11 | ON | 74.63 | 6.28 | 0.41 | 0.12 | 0.24 | 0.23 | 0.22 | -0.13 | -0.23 | -0.08 | 0 |  | 0.39 | 0.34 | 0.23 | 82.65 | 1286.37 | 1.22
D | 4002 | 2021-10-08 | 12 | ON | 70.77 | 6.28 | 0.41 | 0.12 | 0.23 | 0.23 | 1.09 | 0.02 | -0.2 | -0.08 | 0 |  | 0.39 | 0.34 | 0.23 | 79.83 | 1291.067 | 2.08
D | 4002 | 2021-10-08 | 13 | ON | 53.34 | 6.28 | 0.41 | 0.12 | 0.2 | 0.23 | 0.06 | -0.01 | -0.21 | -0.08 | 0 |  | 0.39 | 0.34 | 0.23 | 61.3 | 1291.924 | 1.02
D | 4002 | 2021-10-08 | 14 | ON | 70.64 | 6.28 | 0.41 | 0.12 | 0.21 | 0.23 | 0.37 | -0.04 | -0.16 | -0.08 | 0 |  | 0.39 | 0.34 | 0.23 | 78.94 | 1297.719 | 1.34
D | 4002 | 2021-10-08 | 15 | ON | 77.46 | 6.28 | 0.41 | 0.12 | 0.77 | 0.22 | 0.3 | 0.03 | -0.07 | -0.08 | 0 |  | 0.39 | 0.34 | 0.23 | 86.4 | 1298.261 | 1.82
D | 4002 | 2021-10-08 | 16 | ON | 74.47 | 6.28 | 0.41 | 0.12 | 0.29 | 0.22 | 0.2 | -0.11 | -0.03 | -0.08 | 0 |  | 0.39 | 0.34 | 0.23 | 82.73 | 1295.312 | 1.24
D | 4002 | 2021-10-08 | 17 | ON | 81.98 | 6.28 | 0.41 | 0.12 | 0.23 | 0.22 | 0.01 | -0.02 | -0.13 | -0.08 | 0 |  | 0.39 | 0.34 | 0.23 | 89.98 | 1304.784 | 0.99
D | 4002 | 2021-10-08 | 18 | ON | 90.05 | 6.28 | 0.41 | 0.12 | 0.26 | 0.21 | 0.27 | 0 | -0.14 | -0.08 | 0 |  | 0.39 | 0.34 | 0.23 | 98.34 | 1325.436 | 1.27
D | 4002 | 2021-10-08 | 19 | ON | 76.3 | 6.28 | 0.41 | 0.12 | 0.33 | 0.21 | 0.04 | 0.04 | -0.28 | -0.08 | 0 |  | 0.39 | 0.34 | 0.23 | 84.33 | 1354.693 | 1.11
D | 4002 | 2021-10-08 | 20 | ON | 60.48 | 6.28 | 0.41 | 0.12 | 0.24 | 0.21 | 0 | 0.02 | -0.24 | -0.08 | 0 |  | 0.39 | 0.34 | 0.23 | 68.4 | 1329.273 | 0.98
D | 4002 | 2021-10-08 | 21 | ON | 60.37 | 6.28 | 0.41 | 0.12 | 0.21 | 0.22 | 0 | -0.03 | -0.14 | -0.08 | 0 |  | 0.39 | 0.34 | 0.23 | 68.32 | 1260.198 | 0.96
D | 4002 | 2021-10-08 | 22 | ON | 49.21 | 6.28 | 0.41 | 0.12 | 0.22 | 0.23 | 0.01 | -0.08 | -0.17 | -0.08 | 0 |  | 0.39 | 0.34 | 0.23 | 57.11 | 1178.348 | 0.99
D | 4002 | 2021-10-08 | 23 | ON | 44.02 | 6.28 | 0.41 | 0.12 | 0.19 | 0.25 | 0 | 0.02 | -0.19 | -0.08 | 0 |  | 0.39 | 0.34 | 0.23 | 51.98 | 1086.236 | 0.97
D | 4002 | 2021-10-08 | 24 | OFF | 42.76 | 6.28 | 0.41 | 0.12 | 0.18 | 0 | 0 | -0.05 | -0.2 | -0.08 | 0 |  | 0.39 | 0.34 | 0.23 | 50.38 | 993.16 | 0.71
D | 4002 | 2021-10-09 | 1 | OFF | 44.45 | 6.28 | 0.33 | 0.05 | 0.06 | 0 | 0 | -0.15 | -0.13 | -0.08 | 0 |  | 0.39 | 0.34 | 0.23 | 51.77 | 927.03 | 0.44
D | 4002 | 2021-10-09 | 2 | OFF | 45.65 | 6.28 | 0.33 | 0.05 | 0.06 | 0 | 0 | -0.08 | -0.11 | -0.08 | 0 |  | 0.39 | 0.34 | 0.23 | 53.06 | 889.711 | 0.44
D | 4002 | 2021-10-09 | 3 | OFF | 45.58 | 6.28 | 0.33 | 0.05 | 0.08 | 0 | 0 | -0.07 | -0.14 | -0.08 | 0 |  | 0.39 | 0.34 | 0.23 | 52.99 | 867.195 | 0.46
D | 4002 | 2021-10-09 | 4 | OFF | 44.38 | 6.28 | 0.33 | 0.05 | 0.06 | 0 | 0 | -0.08 | -0.13 | -0.08 | 0 |  | 0.39 | 0.34 | 0.23 | 51.77 | 858.557 | 0.44
D | 4002 | 2021-10-09 | 5 | OFF | 43.87 | 6.28 | 0.33 | 0.05 | 0.04 | 0 | 0 | -0.01 | -0.13 | -0.08 | 0 |  | 0.39 | 0.34 | 0.23 | 51.31 | 866.039 | 0.42
D | 4002 | 2021-10-09 | 6 | OFF | 43.84 | 6.28 | 0.33 | 0.05 | 0.09 | 0 | 0 | 0.01 | -0.15 | -0.08 | 0 |  | 0.39 | 0.34 | 0.23 | 51.33 | 899.122 | 0.47
D | 4002 | 2021-10-09 | 7 | OFF | 43.32 | 6.28 | 0.33 | 0.05 | 0.15 | 0 | 0 | -0.02 | -0.17 | -0.08 | 0 |  | 0.39 | 0.34 | 0.23 | 50.82 | 962.802 | 0.53
D | 4002 | 2021-10-09 | 8 | OFF | 43.2 | 6.28 | 0.33 | 0.05 | 0.16 | 0 | 0 | 0.01 | -0.21 | -0.08 | 0 |  | 0.39 | 0.34 | 0.23 | 50.7 | 1032.095 | 0.54
D | 4002 | 2021-10-09 | 9 | OFF | 42.27 | 6.28 | 0.33 | 0.05 | 0.12 | 0 | 0 | 0.01 | -0.24 | -0.08 | 0 |  | 0.39 | 0.34 | 0.23 | 49.7 | 1108.023 | 0.5
D | 4002 | 2021-10-09 | 10 | OFF | 44.43 | 6.28 | 0.33 | 0.05 | 0.11 | 0 | 0 | -0.03 | -0.25 | -0.08 | 0 |  | 0.39 | 0.34 | 0.23 | 51.8 | 1150.554 | 0.49
D | 4002 | 2021-10-09 | 11 | OFF | 44.84 | 6.28 | 0.33 | 0.05 | 0.12 | 0 | 0.03 | -0.02 | -0.24 | -0.08 | 0 |  | 0.39 | 0.34 | 0.23 | 52.27 | 1165.822 | 0.53
D | 4002 | 2021-10-09 | 12 | OFF | 50.79 | 6.28 | 0.33 | 0.05 | 0.12 | 0 | 0.26 | -0.06 | -0.14 | -0.08 | 0 |  | 0.39 | 0.34 | 0.23 | 58.51 | 1177.155 | 0.76
D | 4002 | 2021-10-09 | 13 | OFF | 45.94 | 6.28 | 0.33 | 0.05 | 0.16 | 0 | 0.06 | -0.01 | -0.13 | -0.08 | 0 |  | 0.39 | 0.34 | 0.23 | 53.56 | 1178.733 | 0.6
D | 4002 | 2021-10-09 | 14 | OFF | 44.26 | 6.28 | 0.33 | 0.05 | 0.12 | 0 | 0 | -0.01 | -0.12 | -0.08 | 0 |  | 0.39 | 0.34 | 0.23 | 51.79 | 1168.795 | 0.5
D | 4002 | 2021-10-09 | 15 | OFF | 42.98 | 6.28 | 0.33 | 0.05 | 0.12 | 0 | 0 | -0.03 | -0.1 | -0.08 | 0 |  | 0.39 | 0.34 | 0.23 | 50.51 | 1156.877 | 0.5
D | 4002 | 2021-10-09 | 16 | OFF | 44.67 | 6.28 | 0.33 | 0.05 | 0.11 | 0 | 0 | -0.03 | -0.09 | -0.08 | 0 |  | 0.39 | 0.34 | 0.23 | 52.2 | 1156.331 | 0.49
D | 4002 | 2021-10-09 | 17 | OFF | 60.55 | 6.28 | 0.33 | 0.05 | 0.17 | 0 | 0.2 | -0.05 | 0.02 | -0.08 | 0 |  | 0.39 | 0.34 | 0.23 | 68.43 | 1179.263 | 0.75
D | 4002 | 2021-10-09 | 18 | OFF | 67.88 | 6.28 | 0.33 | 0.05 | 0.18 | 0 | 0.05 | -0.05 | -0.19 | -0.08 | 0 |  | 0.39 | 0.34 | 0.23 | 75.41 | 1216.83 | 0.61
D | 4002 | 2021-10-09 | 19 | OFF | 64.79 | 6.28 | 0.33 | 0.05 | 0.21 | 0 | 0.02 | 0.04 | -0.21 | -0.08 | 0 |  | 0.39 | 0.34 | 0.23 | 72.39 | 1261.291 | 0.61
D | 4002 | 2021-10-09 | 20 | OFF | 73.07 | 6.28 | 0.33 | 0.05 | 0.24 | 0 | 0.03 | -0.09 | -0.23 | -0.08 | 0 |  | 0.39 | 0.34 | 0.23 | 80.56 | 1238.343 | 0.65
D | 4002 | 2021-10-09 | 21 | OFF | 68.78 | 6.28 | 0.33 | 0.05 | 0.22 | 0 | 0.27 | 0.03 | -0.17 | -0.08 | 0 |  | 0.39 | 0.34 | 0.23 | 76.67 | 1184.964 | 0.87
D | 4002 | 2021-10-09 | 22 | OFF | 48.26 | 6.28 | 0.33 | 0.05 | 0.2 | 0 | 0.2 | 0.15 | -0.05 | -0.08 | 0 |  | 0.39 | 0.34 | 0.23 | 56.3 | 1114.953 | 0.78
D | 4002 | 2021-10-09 | 23 | OFF | 39.24 | 6.28 | 0.33 | 0.05 | 0.13 | 0 | 0 | -0.06 | -0.23 | -0.08 | 0 |  | 0.39 | 0.34 | 0.23 | 46.62 | 1034.206 | 0.51
D | 4002 | 2021-10-09 | 24 | OFF | 39.49 | 6.28 | 0.33 | 0.05 | 0.17 | 0 | 0 | -0.06 | -0.09 | -0.08 | 0 |  | 0.39 | 0.34 | 0.23 | 47.05 | 955.864 | 0.55
D | 4002 | 2021-10-10 | 1 | OFF | 42.33 | 6.28 | 0.27 | 0.1 | 0.07 | 0 | 0 | -0.08 | -0.08 | -0.08 | 0 |  | 0.39 | 0.34 | 0.23 | 49.77 | 899.722 | 0.44
D | 4002 | 2021-10-10 | 2 | OFF | 43.81 | 6.28 | 0.27 | 0.1 | 0.04 | 0 | 0 | -0.02 | -0.07 | -0.08 | 0 |  | 0.39 | 0.34 | 0.23 | 51.29 | 862.926 | 0.41
D | 4002 | 2021-10-10 | 3 | OFF | 42.64 | 6.28 | 0.27 | 0.1 | 0.08 | 0 | 0 | 0.05 | -0.09 | -0.08 | 0 |  | 0.39 | 0.34 | 0.23 | 50.21 | 842.271 | 0.45
D | 4002 | 2021-10-10 | 4 | OFF | 43.85 | 6.28 | 0.27 | 0.1 | 0.06 | 0 | 0 | -0.05 | -0.06 | -0.08 | 0 |  | 0.39 | 0.34 | 0.23 | 51.33 | 834.129 | 0.43
D | 4002 | 2021-10-10 | 5 | OFF | 49.87 | 6.28 | 0.27 | 0.1 | 0.12 | 0 | 0 | 0.01 | -0.06 | -0.08 | 0 |  | 0.39 | 0.34 | 0.23 | 57.47 | 839.75 | 0.49
D | 4002 | 2021-10-10 | 6 | OFF | 45.89 | 6.28 | 0.27 | 0.1 | 0.08 | 0 | 0 | -0.05 | -0.05 | -0.08 | 0 |  | 0.39 | 0.34 | 0.23 | 53.4 | 866.874 | 0.45
D | 4002 | 2021-10-10 | 7 | OFF | 55.27 | 6.28 | 0.27 | 0.1 | 0.25 | 0 | 0 | -0.01 | 0.06 | -0.08 | 0 |  | 0.39 | 0.34 | 0.23 | 63.1 | 916.908 | 0.62
D | 4002 | 2021-10-10 | 8 | OFF | 77.38 | 6.28 | 0.27 | 0.1 | 0.77 | 0 | 0.01 | 0 | -0.07 | -0.08 | 0 |  | 0.39 | 0.34 | 0.23 | 85.62 | 990.935 | 1.15
D | 4002 | 2021-10-10 | 9 | OFF | 79.73 | 6.28 | 0.27 | 0.1 | 0.41 | 0 | 0.12 | 0.03 | -0.06 | -0.08 | 0 |  | 0.39 | 0.34 | 0.23 | 87.76 | 1078.999 | 0.9
D | 4002 | 2021-10-10 | 10 | OFF | 76.83 | 6.28 | 0.27 | 0.1 | 0.31 | 0 | 0.22 | 0.02 | -0.22 | -0.08 | 0 |  | 0.39 | 0.34 | 0.23 | 84.69 | 1131.397 | 0.9
D | 4002 | 2021-10-10 | 11 | OFF | 67.99 | 6.28 | 0.27 | 0.1 | 0.48 | 0 | 0.63 | 0 | -0.16 | -0.08 | 0 |  | 0.39 | 0.34 | 0.23 | 76.47 | 1152.816 | 1.48
D | 4002 | 2021-10-10 | 12 | OFF | 71.56 | 6.28 | 0.27 | 0.1 | 0.43 | 0 | 0.03 | 0.04 | -0.09 | -0.08 | 0 |  | 0.39 | 0.34 | 0.23 | 79.5 | 1173.058 | 0.83
D | 4002 | 2021-10-10 | 13 | OFF | 70.6 | 6.28 | 0.27 | 0.1 | 0.2 | 0 | 0.2 | 0 | -0.06 | -0.08 | 0 |  | 0.39 | 0.34 | 0.23 | 78.47 | 1181.942 | 0.77
D | 4002 | 2021-10-10 | 14 | OFF | 72.49 | 6.28 | 0.27 | 0.1 | 0.45 | 0 | 0.1 | 0 | -0.07 | -0.08 | 0 |  | 0.39 | 0.34 | 0.23 | 80.5 | 1171.438 | 0.92
D | 4002 | 2021-10-10 | 15 | OFF | 74.83 | 6.28 | 0.27 | 0.1 | 0.33 | 0 | 0.02 | -0.01 | -0.07 | -0.08 | 0 |  | 0.39 | 0.34 | 0.23 | 82.63 | 1166.812 | 0.72
D | 4002 | 2021-10-10 | 16 | OFF | 72.95 | 6.28 | 0.27 | 0.1 | 0.23 | 0 | 0.03 | -0.02 | -0.09 | -0.08 | 0 |  | 0.39 | 0.34 | 0.23 | 80.63 | 1167.57 | 0.63
D | 4002 | 2021-10-10 | 17 | OFF | 72.82 | 6.28 | 0.27 | 0.1 | 0.33 | 0 | 0.12 | 0.02 | -0.01 | -0.08 | 0 |  | 0.39 | 0.34 | 0.23 | 80.81 | 1202.265 | 0.82
D | 4002 | 2021-10-10 | 18 | OFF | 64.41 | 6.28 | 0.27 | 0.1 | 0.98 | 0 | 0.02 | 0.03 | -0.28 | -0.08 | 0 |  | 0.39 | 0.34 | 0.23 | 72.69 | 1251.532 | 1.37
D | 4002 | 2021-10-10 | 19 | OFF | 55.23 | 6.28 | 0.27 | 0.1 | 0.36 | 0 | 0 | 0.08 | -0.34 | -0.08 | 0 |  | 0.39 | 0.34 | 0.23 | 62.86 | 1294.589 | 0.73
D | 4002 | 2021-10-10 | 20 | OFF | 79.04 | 6.28 | 0.27 | 0.1 | 0.25 | 0 | 0.3 | -0.04 | -0.09 | -0.08 | 0 |  | 0.39 | 0.34 | 0.23 | 86.99 | 1266.897 | 0.92
D | 4002 | 2021-10-10 | 21 | OFF | 67.98 | 6.28 | 0.27 | 0.1 | 0.3 | 0 | 0.75 | -0.05 | -0.1 | -0.08 | 0 |  | 0.39 | 0.34 | 0.23 | 76.41 | 1195.665 | 1.42
D | 4002 | 2021-10-10 | 22 | OFF | 53.65 | 6.28 | 0.27 | 0.1 | 0.45 | 0 | 0.09 | -0.04 | -0.07 | -0.08 | 0 |  | 0.39 | 0.34 | 0.23 | 61.61 | 1118.796 | 0.91
D | 4002 | 2021-10-10 | 23 | OFF | 43.62 | 6.28 | 0.27 | 0.1 | 0.15 | 0 | 0 | -0.01 | -0.13 | -0.08 | 0 |  | 0.39 | 0.34 | 0.23 | 51.16 | 1028.078 | 0.52
D | 4002 | 2021-10-10 | 24 | OFF | 46.51 | 6.28 | 0.27 | 0.1 | 0.1 | 0 | 0 | -0.06 | -0.09 | -0.08 | 0 |  | 0.39 | 0.34 | 0.23 | 53.99 | 953.423 | 0.47
D | 4002 | 2021-10-11 | 1 | OFF | 44.81 | 6.28 | 0.43 | 0.07 | 0.03 | 0 | 0 | -0.04 | -0.14 | -0.08 | 0 |  | 0.39 | 0.34 | 0.23 | 52.32 | 901.879 | 0.53
D | 4002 | 2021-10-11 | 2 | OFF | 43.49 | 6.28 | 0.43 | 0.07 | 0.03 | 0 | 0 | 0 | -0.11 | -0.08 | 0 |  | 0.39 | 0.34 | 0.23 | 51.07 | 870.908 | 0.53
D | 4002 | 2021-10-11 | 3 | OFF | 44.61 | 6.28 | 0.43 | 0.07 | 0.06 | 0 | 0 | -0.04 | -0.12 | -0.08 | 0 |  | 0.39 | 0.34 | 0.23 | 52.17 | 854.006 | 0.56
D | 4002 | 2021-10-11 | 4 | OFF | 44.83 | 6.28 | 0.43 | 0.07 | 0.03 | 0 | 0 | 0.01 | -0.12 | -0.08 | 0 |  | 0.39 | 0.34 | 0.23 | 52.41 | 857.888 | 0.53
D | 4002 | 2021-10-11 | 5 | OFF | 43.41 | 6.28 | 0.43 | 0.07 | 0.05 | 0 | 0 | -0.01 | -0.12 | -0.08 | 0 |  | 0.39 | 0.34 | 0.23 | 50.99 | 884.547 | 0.55
D | 4002 | 2021-10-11 | 6 | OFF | 46.21 | 6.28 | 0.43 | 0.07 | 0.09 | 0 | 0 | 0.01 | -0.1 | -0.08 | 0 |  | 0.39 | 0.34 | 0.23 | 53.87 | 955.413 | 0.59
D | 4002 | 2021-10-11 | 7 | OFF | 48.14 | 6.28 | 0.43 | 0.07 | 0.2 | 0 | 0 | 0.07 | -0.12 | -0.08 | 0 |  | 0.39 | 0.34 | 0.23 | 55.95 | 1059.244 | 0.7
D | 4002 | 2021-10-11 | 8 | ON | 71.99 | 6.28 | 0.43 | 0.07 | 0.75 | 0.26 | 0 | -0.07 | -0.08 | -0.08 | 0 |  | 0.39 | 0.34 | 0.23 | 80.51 | 1158.419 | 1.51
D | 4002 | 2021-10-11 | 9 | ON | 61.12 | 6.28 | 0.43 | 0.07 | 0.2 | 0.25 | 0.01 | -0.12 | -0.27 | -0.08 | 0 |  | 0.39 | 0.34 | 0.23 | 68.85 | 1231.659 | 0.96
D | 4002 | 2021-10-11 | 10 | ON | 65.26 | 6.28 | 0.43 | 0.07 | 0.14 | 0.24 | 0.17 | -0.07 | -0.23 | -0.08 | 0 |  | 0.39 | 0.34 | 0.23 | 73.17 | 1272.412 | 1.05
D | 4002 | 2021-10-11 | 11 | ON | 46.83 | 6.28 | 0.43 | 0.07 | 0.09 | 0.24 | 0 | -0.03 | -0.22 | -0.08 | 0 |  | 0.39 | 0.34 | 0.23 | 54.57 | 1298.891 | 0.83
D | 4002 | 2021-10-11 | 12 | ON | 43.59 | 6.28 | 0.43 | 0.07 | 0.08 | 0.24 | 0 | -0.06 | -0.26 | -0.08 | 0 |  | 0.39 | 0.34 | 0.23 | 51.25 | 1321.441 | 0.82
D | 4002 | 2021-10-11 | 13 | ON | 42.11 | 6.28 | 0.43 | 0.07 | 0.08 | 0.24 | 0 | -0.05 | -0.27 | -0.08 | 0 |  | 0.39 | 0.34 | 0.23 | 49.77 | 1327.005 | 0.82
D | 4002 | 2021-10-11 | 14 | ON | 47.27 | 6.28 | 0.43 | 0.07 | 0.1 | 0.23 | 0.03 | -0.09 | -0.24 | -0.08 | 0 |  | 0.39 | 0.34 | 0.23 | 54.96 | 1323.657 | 0.86
D | 4002 | 2021-10-11 | 15 | ON | 50.7 | 6.28 | 0.43 | 0.07 | 0.26 | 0.23 | 0.13 | -0.05 | -0.25 | -0.08 | 0 |  | 0.39 | 0.34 | 0.23 | 58.68 | 1307.033 | 1.12
D | 4002 | 2021-10-11 | 16 | ON | 50.02 | 6.28 | 0.43 | 0.07 | 0.11 | 0.23 | 0 | -0.14 | -0.18 | -0.08 | 0 |  | 0.39 | 0.34 | 0.23 | 57.7 | 1305.03 | 0.84
D | 4002 | 2021-10-11 | 17 | ON | 59.16 | 6.28 | 0.43 | 0.07 | 0.2 | 0.24 | 0.01 | -0.13 | -0.1 | -0.08 | 0 |  | 0.39 | 0.34 | 0.23 | 67.04 | 1328.965 | 0.95
D | 4002 | 2021-10-11 | 18 | ON | 84.4 | 6.28 | 0.43 | 0.07 | 0.22 | 0.23 | 0.61 | -0.27 | 0.2 | -0.08 | 0 |  | 0.39 | 0.34 | 0.23 | 93.05 | 1369.728 | 1.56
D | 4002 | 2021-10-11 | 19 | ON | 93.18 | 6.28 | 0.43 | 0.07 | 0.41 | 0.22 | 0.29 | -0.11 | -0.27 | -0.08 | 0 |  | 0.39 | 0.34 | 0.23 | 101.38 | 1423.1 | 1.42
D | 4002 | 2021-10-11 | 20 | ON | 68.75 | 6.28 | 0.43 | 0.07 | 0.36 | 0.21 | 0.2 | -0.01 | -0.09 | -0.08 | 0 |  | 0.39 | 0.34 | 0.23 | 77.08 | 1387.61 | 1.27
D | 4002 | 2021-10-11 | 21 | ON | 57.83 | 6.28 | 0.43 | 0.07 | 0.19 | 0.22 | 0 | -0.12 | -0.17 | -0.08 | 0 |  | 0.39 | 0.34 | 0.23 | 65.61 | 1299.279 | 0.91
D | 4002 | 2021-10-11 | 22 | ON | 47.99 | 6.28 | 0.43 | 0.07 | 0.41 | 0.24 | 0.01 | -0.02 | -0.15 | -0.08 | 0 |  | 0.39 | 0.34 | 0.23 | 56.14 | 1192.398 | 1.16
D | 4002 | 2021-10-11 | 23 | ON | 42.71 | 6.28 | 0.43 | 0.07 | 0.19 | 0.28 | 0 | 0.02 | -0.16 | -0.08 | 0 |  | 0.39 | 0.34 | 0.23 | 50.7 | 1078.559 | 0.97
D | 4002 | 2021-10-11 | 24 | OFF | 43.76 | 6.28 | 0.43 | 0.07 | 0.13 | 0 | 0 | -0.02 | -0.07 | -0.08 | 0 |  | 0.39 | 0.34 | 0.23 | 51.46 | 983.167 | 0.63
D | 4002 | 2021-10-12 | 1 | OFF | 45.1 | 6.28 | 0.37 | 0.05 | 0.11 | 0 | 0 | -0.12 | -0.09 | -0.08 | 0 |  | 0.39 | 0.34 | 0.23 | 52.58 | 921.021 | 0.53
D | 4002 | 2021-10-12 | 2 | OFF | 45.71 | 6.28 | 0.37 | 0.05 | 0.09 | 0 | 0 | 0.02 | -0.08 | -0.08 | 0 |  | 0.39 | 0.34 | 0.23 | 53.32 | 888.467 | 0.51
D | 4002 | 2021-10-12 | 3 | OFF | 42.51 | 6.28 | 0.37 | 0.05 | 0.11 | 0 | 0 | 0 | -0.07 | -0.08 | 0 |  | 0.39 | 0.34 | 0.23 | 50.13 | 871.463 | 0.53
D | 4002 | 2021-10-12 | 4 | OFF | 42.68 | 6.28 | 0.37 | 0.05 | 0.07 | 0 | 0 | 0.01 | -0.09 | -0.08 | 0 |  | 0.39 | 0.34 | 0.23 | 50.25 | 872.124 | 0.49
D | 4002 | 2021-10-12 | 5 | OFF | 43.72 | 6.28 | 0.37 | 0.05 | 0.08 | 0 | 0 | 0.05 | -0.1 | -0.08 | 0 |  | 0.39 | 0.34 | 0.23 | 51.33 | 903.557 | 0.5
D | 4002 | 2021-10-12 | 6 | OFF | 44.34 | 6.28 | 0.37 | 0.05 | 0.08 | 0 | 0 | -0.03 | -0.1 | -0.08 | 0 |  | 0.39 | 0.34 | 0.23 | 51.87 | 993.882 | 0.5
D | 4002 | 2021-10-12 | 7 | OFF | 54.2 | 6.28 | 0.37 | 0.05 | 0.36 | 0 | 0 | 0.13 | 0.11 | -0.08 | 0 |  | 0.39 | 0.34 | 0.23 | 62.38 | 1137.224 | 0.78
D | 4002 | 2021-10-12 | 8 | ON | 70.77 | 6.28 | 0.37 | 0.05 | 0.58 | 0.26 | 0 | -0.03 | -0.2 | -0.08 | 0 |  | 0.39 | 0.34 | 0.23 | 78.96 | 1230.252 | 1.26
D | 4002 | 2021-10-12 | 9 | ON | 56.68 | 6.28 | 0.37 | 0.05 | 0.38 | 0.26 | 0 | 0.08 | -0.12 | -0.08 | 0 |  | 0.39 | 0.34 | 0.23 | 64.86 | 1260.918 | 1.06
D | 4002 | 2021-10-12 | 10 | ON | 45.09 | 6.28 | 0.37 | 0.05 | 0.11 | 0.26 | 0 | -0.01 | -0.18 | -0.08 | 0 |  | 0.39 | 0.34 | 0.23 | 52.85 | 1269.006 | 0.79
D | 4002 | 2021-10-12 | 11 | ON | 44.99 | 6.28 | 0.37 | 0.05 | 0.06 | 0.26 | 0 | -0.04 | -0.16 | -0.08 | 0 |  | 0.39 | 0.34 | 0.23 | 52.69 | 1281.153 | 0.74
D | 4002 | 2021-10-12 | 12 | ON | 43.78 | 6.28 | 0.37 | 0.05 | 0.06 | 0.26 | 0 | 0 | -0.18 | -0.08 | 0 |  | 0.39 | 0.34 | 0.23 | 51.5 | 1296.933 | 0.74
D | 4002 | 2021-10-12 | 13 | ON | 42.69 | 6.28 | 0.37 | 0.05 | 0.06 | 0.26 | 0 | 0.03 | -0.18 | -0.08 | 0 |  | 0.39 | 0.34 | 0.23 | 50.44 | 1304.549 | 0.74
D | 4002 | 2021-10-12 | 14 | ON | 43.68 | 6.28 | 0.37 | 0.05 | 0.06 | 0.26 | 0 | -0.06 | -0.21 | -0.08 | 0 |  | 0.39 | 0.34 | 0.23 | 51.31 | 1317.636 | 0.74
D | 4002 | 2021-10-12 | 15 | ON | 45.86 | 6.28 | 0.37 | 0.05 | 0.06 | 0.25 | 0 | -0.06 | -0.23 | -0.08 | 0 |  | 0.39 | 0.34 | 0.23 | 53.46 | 1323.019 | 0.73
D | 4002 | 2021-10-12 | 16 | ON | 54.98 | 6.28 | 0.37 | 0.05 | 0.1 | 0.25 | 0.01 | -0.07 | -0.1 | -0.08 | 0 |  | 0.39 | 0.34 | 0.23 | 62.75 | 1342.63 | 0.78
D | 4002 | 2021-10-12 | 17 | ON | 62.13 | 6.28 | 0.37 | 0.05 | 0.16 | 0.24 | 0 | 0 | -0.03 | -0.08 | 0 |  | 0.39 | 0.34 | 0.23 | 70.08 | 1367.76 | 0.82
D | 4002 | 2021-10-12 | 18 | ON | 75.14 | 6.28 | 0.37 | 0.05 | 0.55 | 0.23 | 0.31 | 0.09 | -0.27 | -0.08 | 0 |  | 0.39 | 0.34 | 0.23 | 83.63 | 1402.28 | 1.51
D | 4002 | 2021-10-12 | 19 | ON | 68.68 | 6.28 | 0.37 | 0.05 | 0.3 | 0.22 | 0.34 | 0 | -0.31 | -0.08 | 0 |  | 0.39 | 0.34 | 0.23 | 76.81 | 1443.464 | 1.28
D | 4002 | 2021-10-12 | 20 | ON | 73.71 | 6.28 | 0.37 | 0.05 | 0.43 | 0.23 | 0.02 | -0.05 | -0.07 | -0.08 | 0 |  | 0.39 | 0.34 | 0.23 | 81.85 | 1413.688 | 1.1
D | 4002 | 2021-10-12 | 21 | ON | 75.7 | 6.28 | 0.37 | 0.05 | 0.41 | 0.24 | 0.09 | -0.04 | -0.02 | -0.08 | 0 |  | 0.39 | 0.34 | 0.23 | 83.96 | 1328.069 | 1.16
D | 4002 | 2021-10-12 | 22 | ON | 49.92 | 6.28 | 0.37 | 0.05 | 0.33 | 0.26 | 0.11 | -0.06 | 0.1 | -0.08 | 0 |  | 0.39 | 0.34 | 0.23 | 58.24 | 1219.1 | 1.12
D | 4002 | 2021-10-12 | 23 | ON | 58.71 | 6.28 | 0.37 | 0.05 | 0.4 | 0.28 | 0.41 | -0.02 | -0.14 | -0.08 | 0 |  | 0.39 | 0.34 | 0.23 | 67.22 | 1099.671 | 1.51
D | 4002 | 2021-10-12 | 24 | OFF | 48.35 | 6.28 | 0.37 | 0.05 | 0.2 | 0 | 0.09 | -0.08 | 0.04 | -0.08 | 0 |  | 0.39 | 0.34 | 0.23 | 56.18 | 1002.647 | 0.71
D | 4002 | 2021-10-13 | 1 | OFF | 51.26 | 6.28 | 0.82 | 0.13 | 0.04 | 0 | 0 | -0.06 | -0.07 | -0.08 | 0 |  | 0.39 | 0.34 | 0.23 | 59.28 | 940.522 | 0.99
D | 4002 | 2021-10-13 | 2 | OFF | 51.5 | 6.28 | 0.82 | 0.13 | 0.05 | 0 | 0 | -0.02 | -0.1 | -0.08 | 0 |  | 0.39 | 0.34 | 0.23 | 59.54 | 902.238 | 1
D | 4002 | 2021-10-13 | 3 | OFF | 47.79 | 6.28 | 0.82 | 0.13 | 0.02 | 0 | 0 | -0.03 | -0.1 | -0.08 | 0 |  | 0.39 | 0.34 | 0.23 | 55.79 | 882.042 | 0.97
D | 4002 | 2021-10-13 | 4 | OFF | 47.18 | 6.28 | 0.82 | 0.13 | 0.03 | 0 | 0 | -0.02 | -0.09 | -0.08 | 0 |  | 0.39 | 0.34 | 0.23 | 55.21 | 881.321 | 0.98
D | 4002 | 2021-10-13 | 5 | OFF | 48.3 | 6.28 | 0.82 | 0.13 | 0.03 | 0 | 0 | -0.01 | -0.11 | -0.08 | 0 |  | 0.39 | 0.34 | 0.23 | 56.32 | 911.183 | 0.98
D | 4002 | 2021-10-13 | 6 | OFF | 49.42 | 6.28 | 0.82 | 0.13 | 0.13 | 0 | 0 | 0.09 | -0.11 | -0.08 | 0 |  | 0.39 | 0.34 | 0.23 | 57.64 | 996.412 | 1.08
D | 4002 | 2021-10-13 | 7 | OFF | 69.93 | 6.28 | 0.82 | 0.13 | 0.32 | 0 | 0.11 | 0.02 | 0.17 | -0.08 | 0 |  | 0.39 | 0.34 | 0.23 | 78.66 | 1141.23 | 1.38
D | 4002 | 2021-10-13 | 8 | ON | 95.75 | 6.28 | 0.82 | 0.13 | 0.78 | 0.26 | 0.38 | -0.06 | -0.34 | -0.08 | 0 |  | 0.39 | 0.34 | 0.23 | 104.88 | 1233.028 | 2.37
D | 4002 | 2021-10-13 | 9 | ON | 73.88 | 6.28 | 0.82 | 0.13 | 0.3 | 0.25 | 0 | -0.06 | -0.17 | -0.08 | 0 |  | 0.39 | 0.34 | 0.23 | 82.31 | 1262.418 | 1.5
D | 4002 | 2021-10-13 | 10 | ON | 47.73 | 6.28 | 0.82 | 0.13 | 0.1 | 0.25 | 0.07 | 0.05 | -0.21 | -0.08 | 0 |  | 0.39 | 0.34 | 0.23 | 56.1 | 1271.549 | 1.37
D | 4002 | 2021-10-13 | 11 | ON | 46.79 | 6.28 | 0.82 | 0.13 | 0.12 | 0.25 | 0.01 | 0.01 | -0.23 | -0.08 | 0 |  | 0.39 | 0.34 | 0.23 | 55.06 | 1284.722 | 1.33
D | 4002 | 2021-10-13 | 12 | ON | 44.23 | 6.28 | 0.82 | 0.13 | 0.07 | 0.25 | 0 | 0.03 | -0.12 | -0.08 | 0 |  | 0.39 | 0.34 | 0.23 | 52.57 | 1296.075 | 1.27
D | 4002 | 2021-10-13 | 13 | ON | 45.89 | 6.28 | 0.82 | 0.13 | 0.06 | 0.25 | 0 | -0.01 | -0.14 | -0.08 | 0 |  | 0.39 | 0.34 | 0.23 | 54.16 | 1307.815 | 1.26
D | 4002 | 2021-10-13 | 14 | ON | 49.27 | 6.28 | 0.82 | 0.13 | 0.08 | 0.25 | 0.01 | 0.01 | -0.09 | -0.08 | 0 |  | 0.39 | 0.34 | 0.23 | 57.64 | 1307.244 | 1.29
D | 4002 | 2021-10-13 | 15 | ON | 56.06 | 6.28 | 0.82 | 0.13 | 0.15 | 0.24 | 0 | 0.03 | -0.1 | -0.08 | 0 |  | 0.39 | 0.34 | 0.23 | 64.49 | 1316.977 | 1.34
D | 4002 | 2021-10-13 | 16 | ON | 61.77 | 6.28 | 0.82 | 0.13 | 0.13 | 0.23 | 0.05 | 0 | -0.23 | -0.08 | 0 |  | 0.39 | 0.34 | 0.23 | 70.06 | 1381.466 | 1.36
D | 4002 | 2021-10-13 | 17 | ON | 80.02 | 6.28 | 0.82 | 0.13 | 0.3 | 0.23 | 0.02 | -0.06 | 0.04 | -0.08 | 0 |  | 0.39 | 0.34 | 0.23 | 88.66 | 1400.816 | 1.5
D | 4002 | 2021-10-13 | 18 | ON | 81.56 | 6.28 | 0.82 | 0.13 | 0.31 | 0.22 | 0.02 | -0.02 | -0.23 | -0.08 | 0 |  | 0.39 | 0.34 | 0.23 | 89.97 | 1416.401 | 1.5
D | 4002 | 2021-10-13 | 19 | ON | 78.13 | 6.28 | 0.82 | 0.13 | 0.29 | 0.22 | 0.08 | -0.01 | -0.37 | -0.08 | 0 |  | 0.39 | 0.34 | 0.23 | 86.45 | 1455.868 | 1.54
D | 4002 | 2021-10-13 | 20 | ON | 88.11 | 6.28 | 0.82 | 0.13 | 0.32 | 0.22 | 0.04 | -0.05 | -0.1 | -0.08 | 0 |  | 0.39 | 0.34 | 0.23 | 96.65 | 1421.25 | 1.53
D | 4002 | 2021-10-13 | 21 | ON | 65.8 | 6.28 | 0.82 | 0.13 | 0.39 | 0.23 | 0.02 | -0.09 | 0.27 | -0.08 | 0 |  | 0.39 | 0.34 | 0.23 | 74.73 | 1335.807 | 1.59
D | 4002 | 2021-10-13 | 22 | ON | 51.72 | 6.28 | 0.82 | 0.13 | 0.29 | 0.25 | 0.03 | -0.03 | 0 | -0.08 | 0 |  | 0.39 | 0.34 | 0.23 | 60.37 | 1227.31 | 1.52
D | 4002 | 2021-10-13 | 23 | ON | 59.74 | 6.28 | 0.82 | 0.13 | 0.34 | 0.27 | 0 | -0.19 | -0.26 | -0.08 | 0 |  | 0.39 | 0.34 | 0.23 | 68.01 | 1109.096 | 1.56
D | 4002 | 2021-10-13 | 24 | OFF | 60.95 | 6.28 | 0.82 | 0.13 | 0.21 | 0 | 0 | -0.16 | -0.23 | -0.08 | 0 |  | 0.39 | 0.34 | 0.23 | 68.88 | 1014.403 | 1.16
D | 4002 | 2021-10-14 | 1 | OFF | 55.81 | 6.28 | 3.98 | 0.09 | 0.28 | 0 | 0 | -0.17 | -0.51 | -0.08 | 0 |  | 0.39 | 0.34 | 0.23 | 66.64 | 956.636 | 4.35
D | 4002 | 2021-10-14 | 2 | OFF | 54.92 | 6.28 | 3.98 | 0.09 | 0.21 | 0 | 0 | -0.35 | -0.02 | -0.08 | 0 |  | 0.39 | 0.34 | 0.23 | 65.99 | 925.724 | 4.28
D | 4002 | 2021-10-14 | 3 | OFF | 51.32 | 6.28 | 3.98 | 0.09 | 0.14 | 0 | 0 | -0.21 | 0.11 | -0.08 | 0 |  | 0.39 | 0.34 | 0.23 | 62.59 | 906.431 | 4.21
D | 4002 | 2021-10-14 | 4 | OFF | 44.73 | 6.28 | 3.98 | 0.09 | 0.08 | 0 | 0 | 0.07 | -0.13 | -0.08 | 0 |  | 0.39 | 0.34 | 0.23 | 55.98 | 906.15 | 4.15
D | 4002 | 2021-10-14 | 5 | OFF | 42.99 | 6.28 | 3.98 | 0.09 | 0.06 | 0 | 0 | 0.01 | -0.04 | -0.08 | 0 |  | 0.39 | 0.34 | 0.23 | 54.25 | 935.66 | 4.13
D | 4002 | 2021-10-14 | 6 | OFF | 46.93 | 6.28 | 3.98 | 0.09 | 0.12 | 0 | 0 | -0.05 | -0.25 | -0.08 | 0 |  | 0.39 | 0.34 | 0.23 | 57.98 | 1021.398 | 4.19
D | 4002 | 2021-10-14 | 7 | OFF | 67.6 | 6.28 | 3.98 | 0.09 | 0.44 | 0 | 0.15 | -0.09 | 0.43 | -0.08 | 0 |  | 0.39 | 0.34 | 0.23 | 79.76 | 1169.578 | 4.66
D | 4002 | 2021-10-14 | 8 | ON | 117.04 | 6.28 | 3.98 | 0.09 | 0.84 | 0.24 | 0.42 | 0.04 | -0.25 | -0.08 | 0 |  | 0.39 | 0.34 | 0.23 | 129.56 | 1258.161 | 5.57
D | 4002 | 2021-10-14 | 9 | ON | 88.61 | 6.28 | 3.98 | 0.09 | 0.54 | 0.23 | 0.14 | 0.03 | -0.17 | -0.08 | 0 |  | 0.39 | 0.34 | 0.23 | 100.61 | 1296.693 | 4.98
D | 4002 | 2021-10-14 | 10 | ON | 71.9 | 6.28 | 3.98 | 0.09 | 0.53 | 0.23 | 0.32 | -0.02 | -0.13 | -0.08 | 0 |  | 0.39 | 0.34 | 0.23 | 84.06 | 1308.329 | 5.15
D | 4002 | 2021-10-14 | 11 | ON | 56.52 | 6.28 | 3.98 | 0.09 | 0.22 | 0.23 | 0.05 | 0.01 | -0.24 | -0.08 | 0 |  | 0.39 | 0.34 | 0.23 | 68.02 | 1329.255 | 4.57
D | 4002 | 2021-10-14 | 12 | ON | 55.39 | 6.28 | 3.98 | 0.09 | 0.14 | 0.23 | 0 | 0.04 | -0.26 | -0.08 | 0 |  | 0.39 | 0.34 | 0.23 | 66.77 | 1354.538 | 4.44
D | 4002 | 2021-10-14 | 13 | ON | 64.1 | 6.28 | 3.98 | 0.09 | 0.23 | 0.22 | 0.06 | -0.07 | -0.18 | -0.08 | 0 |  | 0.39 | 0.34 | 0.23 | 75.59 | 1368.733 | 4.58
D | 4002 | 2021-10-14 | 14 | ON | 85.84 | 6.28 | 3.98 | 0.09 | 0.34 | 0.22 | 1.04 | 0.08 | -0.12 | -0.08 | 0 |  | 0.39 | 0.34 | 0.23 | 98.63 | 1389.859 | 5.67
D | 4002 | 2021-10-14 | 15 | ON | 104.62 | 6.28 | 3.98 | 0.09 | 0.56 | 0.21 | 1.09 | 0.11 | -0.05 | -0.08 | 0 |  | 0.39 | 0.34 | 0.23 | 117.77 | 1393.692 | 5.93
D | 4002 | 2021-10-14 | 16 | ON | 101.65 | 6.28 | 3.98 | 0.09 | 0.71 | 0.21 | 0 | 0.11 | -0.19 | -0.08 | 0 |  | 0.39 | 0.34 | 0.23 | 113.72 | 1391.345 | 4.99
D | 4002 | 2021-10-14 | 17 | ON | 104.09 | 6.28 | 3.98 | 0.09 | 0.64 | 0.21 | 0 | 0.21 | -0.25 | -0.08 | 0 |  | 0.39 | 0.34 | 0.23 | 116.13 | 1395.455 | 4.92
D | 4002 | 2021-10-14 | 18 | ON | 90.41 | 6.28 | 3.98 | 0.09 | 0.49 | 0.2 | 0.02 | 0.1 | -0.49 | -0.08 | 0 |  | 0.39 | 0.34 | 0.23 | 101.96 | 1423.429 | 4.78
D | 4002 | 2021-10-14 | 19 | ON | 78.16 | 6.28 | 3.98 | 0.09 | 0.43 | 0.2 | 0 | 0.14 | -0.59 | -0.08 | 0 |  | 0.39 | 0.34 | 0.23 | 89.57 | 1465.628 | 4.7
D | 4002 | 2021-10-14 | 20 | ON | 87.44 | 6.28 | 3.98 | 0.09 | 0.53 | 0.21 | 0 | 0.1 | -0.51 | -0.08 | 0 |  | 0.39 | 0.34 | 0.23 | 99 | 1435.175 | 4.81
D | 4002 | 2021-10-14 | 21 | ON | 83.67 | 6.28 | 3.98 | 0.09 | 0.5 | 0.21 | 0 | 0.1 | -0.26 | -0.08 | 0 |  | 0.39 | 0.34 | 0.23 | 95.45 | 1360.321 | 4.78
D | 4002 | 2021-10-14 | 22 | ON | 100.35 | 6.28 | 3.98 | 0.09 | 0.72 | 0.23 | 0.08 | 0.19 | -0.08 | -0.08 | 0 |  | 0.39 | 0.34 | 0.23 | 112.72 | 1263.007 | 5.1
D | 4002 | 2021-10-14 | 23 | ON | 78.26 | 6.28 | 3.98 | 0.09 | 0.68 | 0.25 | 0.48 | 0.21 | -0.08 | -0.08 | 0 |  | 0.39 | 0.34 | 0.23 | 91.03 | 1150.755 | 5.48
D | 4002 | 2021-10-14 | 24 | OFF | 55.61 | 6.28 | 3.98 | 0.09 | 0.41 | 0 | 0.09 | 0.18 | -0.19 | -0.08 | 0 |  | 0.39 | 0.34 | 0.23 | 67.33 | 1051.32 | 4.57
D | 4002 | 2021-10-15 | 1 | OFF | 66.65 | 6.28 | 1.79 | 0.26 | 0.15 | 0 | 0 | -0.12 | -0.38 | -0.08 | 0 |  | 0.39 | 0.34 | 0.23 | 75.51 | 985.837 | 2.2
D | 4002 | 2021-10-15 | 2 | OFF | 73.95 | 6.28 | 1.79 | 0.26 | 0.27 | 0 | 0 | -0.08 | -0.02 | -0.08 | 0 |  | 0.39 | 0.34 | 0.23 | 83.33 | 946.295 | 2.32
D | 4002 | 2021-10-15 | 3 | OFF | 89.16 | 6.28 | 1.79 | 0.26 | 0.31 | 0 | 0 | -0.29 | -0.23 | -0.08 | 0 |  | 0.39 | 0.34 | 0.23 | 98.16 | 924.115 | 2.36
D | 4002 | 2021-10-15 | 4 | OFF | 73.1 | 6.28 | 1.79 | 0.26 | 0.27 | 0 | 0 | 0.04 | -0.14 | -0.08 | 0 |  | 0.39 | 0.34 | 0.23 | 82.48 | 920.523 | 2.32
D | 4002 | 2021-10-15 | 5 | OFF | 73.92 | 6.28 | 1.79 | 0.26 | 0.33 | 0 | 0 | -0.02 | -0.09 | -0.08 | 0 |  | 0.39 | 0.34 | 0.23 | 83.35 | 945.622 | 2.38
D | 4002 | 2021-10-15 | 6 | OFF | 84.73 | 6.28 | 1.79 | 0.26 | 0.35 | 0 | 0 | -0.12 | 0.02 | -0.08 | 0 |  | 0.39 | 0.34 | 0.23 | 94.19 | 1024.332 | 2.4
D | 4002 | 2021-10-15 | 7 | OFF | 96.24 | 6.28 | 1.79 | 0.26 | 0.87 | 0 | 0.02 | 0.02 | -0.01 | -0.08 | 0 |  | 0.39 | 0.34 | 0.23 | 106.35 | 1163.398 | 2.94
D | 4002 | 2021-10-15 | 8 | ON | 129.78 | 6.28 | 1.79 | 0.26 | 2.34 | 0.25 | 1.03 | 0.05 | -0.2 | -0.08 | 0 |  | 0.39 | 0.34 | 0.23 | 142.46 | 1252.072 | 5.67
D | 4002 | 2021-10-15 | 9 | ON | 139.05 | 6.28 | 1.79 | 0.26 | 0.51 | 0.25 | 1.14 | 0.36 | -0.22 | -0.08 | 0 |  | 0.39 | 0.34 | 0.23 | 150.3 | 1297.035 | 3.95
D | 4002 | 2021-10-15 | 10 | ON | 74.25 | 6.28 | 1.79 | 0.26 | 0.72 | 0.25 | 0.04 | 0.33 | -0.24 | -0.08 | 0 |  | 0.39 | 0.34 | 0.23 | 84.56 | 1319.112 | 3.06
D | 4002 | 2021-10-15 | 11 | ON | 56.79 | 6.28 | 1.79 | 0.26 | 0.23 | 0.24 | 0 | 0.09 | -0.29 | -0.08 | 0 |  | 0.39 | 0.34 | 0.23 | 66.27 | 1334.609 | 2.52
D | 4002 | 2021-10-15 | 12 | ON | 61.85 | 6.28 | 1.79 | 0.26 | 0.21 | 0.24 | 0 | 0.09 | -0.28 | -0.08 | 0 |  | 0.39 | 0.34 | 0.23 | 71.32 | 1344.729 | 2.5
D | 4002 | 2021-10-15 | 13 | ON | 63.17 | 6.28 | 1.79 | 0.26 | 0.21 | 0.24 | 0 | 0.13 | -0.28 | -0.08 | 0 |  | 0.39 | 0.34 | 0.23 | 72.68 | 1346.668 | 2.5
D | 4002 | 2021-10-15 | 14 | ON | 87.77 | 6.28 | 1.79 | 0.26 | 0.43 | 0.24 | 0.78 | 0.15 | -0.22 | -0.08 | 0 |  | 0.39 | 0.34 | 0.23 | 98.36 | 1345.431 | 3.5
D | 4002 | 2021-10-15 | 15 | ON | 117.64 | 6.28 | 1.79 | 0.26 | 0.39 | 0.23 | 0.71 | 0.27 | -0.07 | -0.08 | 0 |  | 0.39 | 0.34 | 0.23 | 128.38 | 1331.743 | 3.38
D | 4002 | 2021-10-15 | 16 | ON | 127.29 | 6.28 | 1.79 | 0.26 | 0.93 | 0.23 | 0 | 0.25 | -0.12 | -0.08 | 0 |  | 0.39 | 0.34 | 0.23 | 137.79 | 1333.892 | 3.21
D | 4002 | 2021-10-15 | 17 | ON | 148.3 | 6.28 | 1.79 | 0.26 | 1.45 | 0.23 | 0.1 | 0.28 | -0.04 | -0.08 | 0 |  | 0.39 | 0.34 | 0.23 | 159.53 | 1343.202 | 3.83
D | 4002 | 2021-10-15 | 18 | ON | 176.38 | 6.28 | 1.79 | 0.26 | 0.59 | 0.23 | 0 | 0.34 | 0.3 | -0.08 | 0 |  | 0.39 | 0.34 | 0.23 | 187.05 | 1367.754 | 2.87
D | 4002 | 2021-10-15 | 19 | ON | 139.42 | 6.28 | 1.79 | 0.26 | 1.03 | 0.22 | 0.44 | 0.22 | -0.52 | -0.08 | 0 |  | 0.39 | 0.34 | 0.23 | 150.02 | 1397.771 | 3.74
D | 4002 | 2021-10-15 | 20 | ON | 112.21 | 6.28 | 1.79 | 0.26 | 0.59 | 0.23 | 1.52 | 0.03 | -0.18 | -0.08 | 0 |  | 0.39 | 0.34 | 0.23 | 123.61 | 1360.226 | 4.39
D | 4002 | 2021-10-15 | 21 | ON | 102.84 | 6.28 | 1.79 | 0.26 | 0.58 | 0.24 | 1.54 | 0.14 | -0.35 | -0.08 | 0 |  | 0.39 | 0.34 | 0.23 | 114.2 | 1295.537 | 4.41
D | 4002 | 2021-10-15 | 22 | ON | 89.13 | 6.28 | 1.79 | 0.26 | 0.53 | 0.23 | 1.13 | 0.05 | -0.33 | -0.08 | 0 |  | 0.39 | 0.34 | 0.23 | 99.95 | 1218.217 | 3.94
D | 4002 | 2021-10-15 | 23 | ON | 84.13 | 6.28 | 1.79 | 0.26 | 0.49 | 0.25 | 0.65 | -0.01 | -0.28 | -0.08 | 0 |  | 0.39 | 0.34 | 0.23 | 94.44 | 1126.249 | 3.44
D | 4002 | 2021-10-15 | 24 | OFF | 57.99 | 6.28 | 1.79 | 0.26 | 0.25 | 0 | 0.01 | -0.16 | -0.25 | -0.08 | 0 |  | 0.39 | 0.34 | 0.23 | 67.05 | 1038.519 | 2.31
D | 4002 | 2021-10-16 | 1 | OFF | 57.94 | 6.28 | 1.55 | 0.17 | 0.2 | 0 | 0 | -0.1 | -0.3 | -0.08 | 0 |  | 0.39 | 0.34 | 0.23 | 66.62 | 972.005 | 1.92
D | 4002 | 2021-10-16 | 2 | OFF | 74.18 | 6.28 | 1.55 | 0.17 | 0.2 | 0 | 0 | -0.18 | -0.35 | -0.08 | 0 |  | 0.39 | 0.34 | 0.23 | 82.73 | 930.531 | 1.92
D | 4002 | 2021-10-16 | 3 | OFF | 64.93 | 6.28 | 1.55 | 0.17 | 0.16 | 0 | 0 | -0.02 | -0.28 | -0.08 | 0 |  | 0.39 | 0.34 | 0.23 | 73.67 | 906.399 | 1.88
D | 4002 | 2021-10-16 | 4 | OFF | 69.76 | 6.28 | 1.55 | 0.17 | 0.2 | 0 | 0 | -0.03 | -0.26 | -0.08 | 0 |  | 0.39 | 0.34 | 0.23 | 78.55 | 895.42 | 1.92
D | 4002 | 2021-10-16 | 5 | OFF | 56.75 | 6.28 | 1.55 | 0.17 | 0.18 | 0 | 0 | 0 | -0.35 | -0.08 | 0 |  | 0.39 | 0.34 | 0.23 | 65.46 | 903.286 | 1.9
D | 4002 | 2021-10-16 | 6 | OFF | 52.93 | 6.28 | 1.55 | 0.17 | 0.18 | 0 | 0 | 0.06 | -0.25 | -0.08 | 0 |  | 0.39 | 0.34 | 0.23 | 61.8 | 937.345 | 1.9
D | 4002 | 2021-10-16 | 7 | OFF | 52.32 | 6.28 | 1.55 | 0.17 | 0.17 | 0 | 0 | -0.07 | -0.14 | -0.08 | 0 |  | 0.39 | 0.34 | 0.23 | 61.16 | 999.865 | 1.89
D | 4002 | 2021-10-16 | 8 | OFF | 64.87 | 6.28 | 1.55 | 0.17 | 0.35 | 0 | 0 | 0 | -0.17 | -0.08 | 0 |  | 0.39 | 0.34 | 0.23 | 73.93 | 1068.969 | 2.07
D | 4002 | 2021-10-16 | 9 | OFF | 63.83 | 6.28 | 1.55 | 0.17 | 0.2 | 0 | 0 | 0 | -0.29 | -0.08 | 0 |  | 0.39 | 0.34 | 0.23 | 72.62 | 1154.832 | 1.92
D | 4002 | 2021-10-16 | 10 | OFF | 62.75 | 6.28 | 1.55 | 0.17 | 0.11 | 0 | 0 | 0.06 | -0.33 | -0.08 | 0 |  | 0.39 | 0.34 | 0.23 | 71.47 | 1211.578 | 1.83
D | 4002 | 2021-10-16 | 11 | OFF | 53.55 | 6.28 | 1.55 | 0.17 | 0.09 | 0 | 0 | 0.12 | -0.34 | -0.08 | 0 |  | 0.39 | 0.34 | 0.23 | 62.3 | 1242.775 | 1.81
D | 4002 | 2021-10-16 | 12 | OFF | 62.03 | 6.28 | 1.55 | 0.17 | 0.22 | 0 | 0 | 0.15 | -0.29 | -0.08 | 0 |  | 0.39 | 0.34 | 0.23 | 70.99 | 1261.575 | 1.94
D | 4002 | 2021-10-16 | 13 | OFF | 66.21 | 6.28 | 1.55 | 0.17 | 0.23 | 0 | 0 | 0 | -0.17 | -0.08 | 0 |  | 0.39 | 0.34 | 0.23 | 75.15 | 1266.962 | 1.95
D | 4002 | 2021-10-16 | 14 | OFF | 51.84 | 6.28 | 1.55 | 0.17 | 0.17 | 0 | 0 | 0.16 | -0.21 | -0.08 | 0 |  | 0.39 | 0.34 | 0.23 | 60.84 | 1249.474 | 1.89
D | 4002 | 2021-10-16 | 15 | OFF | 55.13 | 6.28 | 1.55 | 0.17 | 0.14 | 0 | 0 | 0.14 | -0.17 | -0.08 | 0 |  | 0.39 | 0.34 | 0.23 | 64.12 | 1241.926 | 1.86
D | 4002 | 2021-10-16 | 16 | OFF | 82.56 | 6.28 | 1.55 | 0.17 | 0.29 | 0 | 0.27 | 0.68 | 0.16 | -0.08 | 0 |  | 0.39 | 0.34 | 0.23 | 92.84 | 1248.171 | 2.28
D | 4002 | 2021-10-16 | 17 | OFF | 94.11 | 6.28 | 1.55 | 0.17 | 0.54 | 0 | 0.02 | 0.2 | -0.1 | -0.08 | 0 |  | 0.39 | 0.34 | 0.23 | 103.65 | 1263.078 | 2.28
D | 4002 | 2021-10-16 | 18 | OFF | 102.47 | 6.28 | 1.55 | 0.17 | 0.51 | 0 | 0.56 | -0.07 | -0.21 | -0.08 | 0 |  | 0.39 | 0.34 | 0.23 | 112.14 | 1303.715 | 2.79
D | 4002 | 2021-10-16 | 19 | OFF | 156.56 | 6.28 | 1.55 | 0.17 | 0.97 | 0 | 1.84 | 0.1 | -0.29 | -0.08 | 0 |  | 0.39 | 0.34 | 0.23 | 168.06 | 1345.614 | 4.53
D | 4002 | 2021-10-16 | 20 | OFF | 142.02 | 6.28 | 1.55 | 0.17 | 0.81 | 0 | 2.05 | -0.14 | 0.04 | -0.08 | 0 |  | 0.39 | 0.34 | 0.23 | 153.66 | 1307.064 | 4.58
D | 4002 | 2021-10-16 | 21 | OFF | 87.24 | 6.28 | 1.55 | 0.17 | 0.49 | 0 | 0.26 | -0.06 | 0.02 | -0.08 | 0 |  | 0.39 | 0.34 | 0.23 | 96.83 | 1249.147 | 2.47
D | 4002 | 2021-10-16 | 22 | OFF | 57.57 | 6.28 | 1.55 | 0.17 | 0.41 | 0 | 0 | -0.04 | 0.08 | -0.08 | 0 |  | 0.39 | 0.34 | 0.23 | 66.9 | 1181.142 | 2.13
D | 4002 | 2021-10-16 | 23 | OFF | 51.08 | 6.28 | 1.55 | 0.17 | 0.24 | 0 | 0 | -0.05 | -0.14 | -0.08 | 0 |  | 0.39 | 0.34 | 0.23 | 60.01 | 1085.66 | 1.96
D | 4002 | 2021-10-16 | 24 | OFF | 46.34 | 6.28 | 1.55 | 0.17 | 0.14 | 0 | 0 | -0.06 | 0.03 | -0.08 | 0 |  | 0.39 | 0.34 | 0.23 | 55.33 | 1003.332 | 1.86
D | 4002 | 2021-10-17 | 1 | OFF | 45.64 | 6.28 | 1 | 0.05 | 0.12 | 0 | 0 | 0.01 | -0.22 | -0.08 | 0 |  | 0.39 | 0.34 | 0.23 | 53.76 | 935.308 | 1.17
D | 4002 | 2021-10-17 | 2 | OFF | 38.85 | 6.28 | 1 | 0.05 | 0.1 | 0 | 0 | -0.01 | -0.22 | -0.08 | 0 |  | 0.39 | 0.34 | 0.23 | 46.93 | 892.134 | 1.15
D | 4002 | 2021-10-17 | 3 | OFF | 37.29 | 6.28 | 1 | 0.05 | 0.08 | 0 | 0 | -0.02 | -0.09 | -0.08 | 0 |  | 0.39 | 0.34 | 0.23 | 45.47 | 866.13 | 1.13
D | 4002 | 2021-10-17 | 4 | OFF | 35.47 | 6.28 | 1 | 0.05 | 0.16 | 0 | 0 | 0.01 | -0.15 | -0.08 | 0 |  | 0.39 | 0.34 | 0.23 | 43.7 | 852.771 | 1.21
D | 4002 | 2021-10-17 | 5 | OFF | 35.09 | 6.28 | 1 | 0.05 | 0.15 | 0 | 0 | 0.01 | -0.19 | -0.08 | 0 |  | 0.39 | 0.34 | 0.23 | 43.27 | 851.183 | 1.2
D | 4002 | 2021-10-17 | 6 | OFF | 34.73 | 6.28 | 1 | 0.05 | 0.14 | 0 | 0 | -0.02 | -0.2 | -0.08 | 0 |  | 0.39 | 0.34 | 0.23 | 42.86 | 869.458 | 1.19
D | 4002 | 2021-10-17 | 7 | OFF | 37.02 | 6.28 | 1 | 0.05 | 0.25 | 0 | 0 | 0.04 | -0.23 | -0.08 | 0 |  | 0.39 | 0.34 | 0.23 | 45.29 | 909.219 | 1.3
D | 4002 | 2021-10-17 | 8 | OFF | 37.14 | 6.28 | 1 | 0.05 | 0.35 | 0 | 0 | 0 | -0.24 | -0.08 | 0 |  | 0.39 | 0.34 | 0.23 | 45.46 | 967.198 | 1.4
D | 4002 | 2021-10-17 | 9 | OFF | 40.06 | 6.28 | 1 | 0.05 | 0.17 | 0 | 0 | 0.04 | -0.28 | -0.08 | 0 |  | 0.39 | 0.34 | 0.23 | 48.2 | 1041.723 | 1.22
D | 4002 | 2021-10-17 | 10 | OFF | 34.88 | 6.28 | 1 | 0.05 | 0.21 | 0 | 0 | 0.05 | -0.3 | -0.08 | 0 |  | 0.39 | 0.34 | 0.23 | 43.05 | 1080.105 | 1.26
D | 4002 | 2021-10-17 | 11 | OFF | 10.06 | 6.28 | 1 | 0.05 | 0.2 | 0 | 0 | 0.08 | -0.21 | -0.08 | 0 |  | 0.39 | 0.34 | 0.23 | 18.34 | 1101.137 | 1.25
D | 4002 | 2021-10-17 | 12 | OFF | 8.58 | 6.28 | 1 | 0.05 | 0.45 | 0 | 0 | -0.01 | -0.2 | -0.08 | 0 |  | 0.39 | 0.34 | 0.23 | 17.03 | 1115.308 | 1.5
D | 4002 | 2021-10-17 | 13 | OFF | 34.07 | 6.28 | 1 | 0.05 | 0.13 | 0 | 0 | 0.06 | -0.17 | -0.08 | 0 |  | 0.39 | 0.34 | 0.23 | 42.3 | 1122.506 | 1.18
D | 4002 | 2021-10-17 | 14 | OFF | 35.73 | 6.28 | 1 | 0.05 | 0.08 | 0 | 0 | 0.05 | -0.18 | -0.08 | 0 |  | 0.39 | 0.34 | 0.23 | 43.89 | 1123.64 | 1.13
D | 4002 | 2021-10-17 | 15 | OFF | 34.55 | 6.28 | 1 | 0.05 | 0.26 | 0 | 0 | -0.02 | -0.15 | -0.08 | 0 |  | 0.39 | 0.34 | 0.23 | 42.85 | 1117.536 | 1.31
D | 4002 | 2021-10-17 | 16 | OFF | 37.59 | 6.28 | 1 | 0.05 | 0.15 | 0 | 0 | 0.03 | -0.21 | -0.08 | 0 |  | 0.39 | 0.34 | 0.23 | 45.77 | 1132.006 | 1.2
D | 4002 | 2021-10-17 | 17 | OFF | 39.25 | 6.28 | 1 | 0.05 | 0.88 | 0 | 0 | -0.12 | -0.11 | -0.08 | 0 |  | 0.39 | 0.34 | 0.23 | 48.11 | 1182.257 | 1.93
D | 4002 | 2021-10-17 | 18 | OFF | 46.17 | 6.28 | 1 | 0.05 | 0.18 | 0 | 0 | -0.01 | -0.25 | -0.08 | 0 |  | 0.39 | 0.34 | 0.23 | 54.3 | 1241.484 | 1.23
D | 4002 | 2021-10-17 | 19 | OFF | 79.79 | 6.28 | 1 | 0.05 | 0.41 | 0 | 0.2 | 0.01 | -0.24 | -0.08 | 0 |  | 0.39 | 0.34 | 0.23 | 88.38 | 1293.541 | 1.66
D | 4002 | 2021-10-17 | 20 | OFF | 61.5 | 6.28 | 1 | 0.05 | 0.37 | 0 | 0 | -0.12 | 0.18 | -0.08 | 0 |  | 0.39 | 0.34 | 0.23 | 70.14 | 1245.228 | 1.42
D | 4002 | 2021-10-17 | 21 | OFF | 45.46 | 6.28 | 1 | 0.05 | 0.13 | 0 | 0 | -0.01 | -0.24 | -0.08 | 0 |  | 0.39 | 0.34 | 0.23 | 53.55 | 1188.364 | 1.18
D | 4002 | 2021-10-17 | 22 | OFF | 47.6 | 6.28 | 1 | 0.05 | 0.24 | 0 | 0 | -0.07 | -0.36 | -0.08 | 0 |  | 0.39 | 0.34 | 0.23 | 55.62 | 1097.554 | 1.29
D | 4002 | 2021-10-17 | 23 | OFF | 46.7 | 6.28 | 1 | 0.05 | 0.35 | 0 | 0 | -0.01 | -0.25 | -0.08 | 0 |  | 0.39 | 0.34 | 0.23 | 55 | 1002.915 | 1.4
D | 4002 | 2021-10-17 | 24 | OFF | 47.32 | 6.28 | 1 | 0.05 | 0.25 | 0 | 0.06 | -0.01 | -0.24 | -0.08 | 0 |  | 0.39 | 0.34 | 0.23 | 55.59 | 924.64 | 1.36
D | 4002 | 2021-10-18 | 1 | OFF | 42.89 | 6.28 | 0.13 | 0.1 | 0.11 | 0 | 0 | -0.04 | -0.1 | -0.08 | 0 |  | 0.39 | 0.34 | 0.23 | 50.25 | 876.137 | 0.34
D | 4002 | 2021-10-18 | 2 | OFF | 35.95 | 6.28 | 0.13 | 0.1 | 0.07 | 0 | 0 | -0.01 | -0.14 | -0.08 | 0 |  | 0.39 | 0.34 | 0.23 | 43.26 | 848.871 | 0.3
D | 4002 | 2021-10-18 | 3 | OFF | 35.89 | 6.28 | 0.13 | 0.1 | 0.17 | 0 | 0 | -0.03 | -0.11 | -0.08 | 0 |  | 0.39 | 0.34 | 0.23 | 43.31 | 838.778 | 0.4
D | 4002 | 2021-10-18 | 4 | OFF | 34.98 | 6.28 | 0.13 | 0.1 | 0.1 | 0 | 0 | 0 | -0.09 | -0.08 | 0 |  | 0.39 | 0.34 | 0.23 | 42.38 | 842.771 | 0.33
D | 4002 | 2021-10-18 | 5 | OFF | 35.44 | 6.28 | 0.13 | 0.1 | 0.08 | 0 | 0 | -0.02 | -0.07 | -0.08 | 0 |  | 0.39 | 0.34 | 0.23 | 42.82 | 878.638 | 0.31
D | 4002 | 2021-10-18 | 6 | OFF | 39.81 | 6.28 | 0.13 | 0.1 | 0.21 | 0 | 0 | 0.02 | -0.13 | -0.08 | 0 |  | 0.39 | 0.34 | 0.23 | 47.3 | 977.311 | 0.44
D | 4002 | 2021-10-18 | 7 | OFF | 43.3 | 6.28 | 0.13 | 0.1 | 0.18 | 0 | 0 | 0.09 | -0.27 | -0.08 | 0 |  | 0.39 | 0.34 | 0.23 | 50.69 | 1123.944 | 0.41
D | 4002 | 2021-10-18 | 8 | ON | 47.15 | 6.28 | 0.13 | 0.1 | 0.22 | 0.23 | 0 | 0.01 | -0.46 | -0.08 | 0 |  | 0.39 | 0.34 | 0.23 | 54.54 | 1217.76 | 0.68
D | 4002 | 2021-10-18 | 9 | ON | 44.93 | 6.28 | 0.13 | 0.1 | 0.18 | 0.23 | 0 | -0.03 | -0.42 | -0.08 | 0 |  | 0.39 | 0.34 | 0.23 | 52.28 | 1246.416 | 0.64
D | 4002 | 2021-10-18 | 10 | ON | 37.14 | 6.28 | 0.13 | 0.1 | 0.11 | 0.23 | 0 | 0.02 | -0.3 | -0.08 | 0 |  | 0.39 | 0.34 | 0.23 | 44.59 | 1253.639 | 0.57
D | 4002 | 2021-10-18 | 11 | ON | 41.72 | 6.28 | 0.13 | 0.1 | 0.08 | 0.24 | 0 | 0.12 | -0.26 | -0.08 | 0 |  | 0.39 | 0.34 | 0.23 | 49.29 | 1252.349 | 0.55
D | 4002 | 2021-10-18 | 12 | ON | 42.44 | 6.28 | 0.13 | 0.1 | 0.08 | 0.23 | 0 | 0.01 | -0.28 | -0.08 | 0 |  | 0.39 | 0.34 | 0.23 | 49.87 | 1249.689 | 0.54
D | 4002 | 2021-10-18 | 13 | ON | 42.37 | 6.28 | 0.13 | 0.1 | 0.07 | 0.23 | 0 | 0 | -0.16 | -0.08 | 0 |  | 0.39 | 0.34 | 0.23 | 49.9 | 1251.562 | 0.53
D | 4002 | 2021-10-18 | 14 | ON | 43.66 | 6.28 | 0.13 | 0.1 | 0.05 | 0.23 | 0 | -0.01 | -0.17 | -0.08 | 0 |  | 0.39 | 0.34 | 0.23 | 51.15 | 1256.763 | 0.51
D | 4002 | 2021-10-18 | 15 | ON | 43.84 | 6.28 | 0.13 | 0.1 | 0.05 | 0.23 | 0 | 0.05 | -0.19 | -0.08 | 0 |  | 0.39 | 0.34 | 0.23 | 51.37 | 1250.414 | 0.51
D | 4002 | 2021-10-18 | 16 | ON | 46.48 | 6.28 | 0.13 | 0.1 | 0.05 | 0.23 | 0 | 0 | -0.22 | -0.08 | 0 |  | 0.39 | 0.34 | 0.23 | 53.93 | 1258.606 | 0.51
D | 4002 | 2021-10-18 | 17 | ON | 48.6 | 6.28 | 0.13 | 0.1 | 0.06 | 0.24 | 0 | 0.07 | -0.15 | -0.08 | 0 |  | 0.39 | 0.34 | 0.23 | 56.21 | 1288.9 | 0.53
D | 4002 | 2021-10-18 | 18 | ON | 58.12 | 6.28 | 0.13 | 0.1 | 0.18 | 0.23 | 0.01 | 0.06 | -0.14 | -0.08 | 0 |  | 0.39 | 0.34 | 0.23 | 65.85 | 1357.743 | 0.65
D | 4002 | 2021-10-18 | 19 | ON | 58.58 | 6.28 | 0.13 | 0.1 | 0.16 | 0.22 | 0.04 | 0.09 | -0.45 | -0.08 | 0 |  | 0.39 | 0.34 | 0.23 | 66.03 | 1410.156 | 0.65
D | 4002 | 2021-10-18 | 20 | ON | 55.65 | 6.28 | 0.13 | 0.1 | 0.2 | 0.22 | 0 | -0.02 | -0.33 | -0.08 | 0 |  | 0.39 | 0.34 | 0.23 | 63.11 | 1364.27 | 0.65
D | 4002 | 2021-10-18 | 21 | ON | 51.89 | 6.28 | 0.13 | 0.1 | 0.2 | 0.23 | 0.08 | 0.02 | -0.16 | -0.08 | 0 |  | 0.39 | 0.34 | 0.23 | 59.65 | 1281.884 | 0.74
D | 4002 | 2021-10-18 | 22 | ON | 44.83 | 6.28 | 0.13 | 0.1 | 0.18 | 0.25 | 0 | 0 | -0.28 | -0.08 | 0 |  | 0.39 | 0.34 | 0.23 | 52.37 | 1184.438 | 0.66
D | 4002 | 2021-10-18 | 23 | ON | 42.12 | 6.28 | 0.13 | 0.1 | 0.27 | 0.27 | 0 | -0.03 | -0.23 | -0.08 | 0 |  | 0.39 | 0.34 | 0.23 | 49.79 | 1082.327 | 0.77
D | 4002 | 2021-10-18 | 24 | OFF | 39.41 | 6.28 | 0.13 | 0.1 | 0.15 | 0 | 0 | -0.08 | -0.27 | -0.08 | 0 |  | 0.39 | 0.34 | 0.23 | 46.6 | 992.462 | 0.38
D | 4002 | 2021-10-19 | 1 | OFF | 38.67 | 6.28 | 0.96 | 0.05 | 0.1 | 0 | 0 | -0.07 | -0.15 | -0.08 | 0 |  | 0.39 | 0.34 | 0.23 | 46.72 | 935.335 | 1.11
D | 4002 | 2021-10-19 | 2 | OFF | 38.05 | 6.28 | 0.96 | 0.05 | 0.07 | 0 | 0 | -0.05 | -0.05 | -0.08 | 0 |  | 0.39 | 0.34 | 0.23 | 46.19 | 903.519 | 1.08
D | 4002 | 2021-10-19 | 3 | OFF | 38.13 | 6.28 | 0.96 | 0.05 | 0.07 | 0 | 0 | -0.02 | -0.17 | -0.08 | 0 |  | 0.39 | 0.34 | 0.23 | 46.18 | 889.566 | 1.08
D | 4002 | 2021-10-19 | 4 | OFF | 38.82 | 6.28 | 0.96 | 0.05 | 0.07 | 0 | 0 | -0.02 | -0.16 | -0.08 | 0 |  | 0.39 | 0.34 | 0.23 | 46.88 | 889.459 | 1.08
D | 4002 | 2021-10-19 | 5 | OFF | 40.12 | 6.28 | 0.96 | 0.05 | 0.08 | 0 | 0 | -0.13 | 0.2 | -0.08 | 0 |  | 0.39 | 0.34 | 0.23 | 48.44 | 925.55 | 1.09
D | 4002 | 2021-10-19 | 6 | OFF | 40.85 | 6.28 | 0.96 | 0.05 | 0.1 | 0 | 0 | -0.05 | -0.13 | -0.08 | 0 |  | 0.39 | 0.34 | 0.23 | 48.94 | 1026.572 | 1.11
D | 4002 | 2021-10-19 | 7 | OFF | 49.31 | 6.28 | 0.96 | 0.05 | 0.18 | 0 | 0 | 0.01 | -0.21 | -0.08 | 0 |  | 0.39 | 0.34 | 0.23 | 57.46 | 1179.847 | 1.19
D | 4002 | 2021-10-19 | 8 | ON | 55.15 | 6.28 | 0.96 | 0.05 | 0.21 | 0.21 | 0 | -0.08 | -0.46 | -0.08 | 0 |  | 0.39 | 0.34 | 0.23 | 63.2 | 1275.089 | 1.43
D | 4002 | 2021-10-19 | 9 | ON | 61.65 | 6.28 | 0.96 | 0.05 | 0.25 | 0.21 | 0.03 | -0.07 | -0.32 | -0.08 | 0 |  | 0.39 | 0.34 | 0.23 | 69.92 | 1302.547 | 1.5
D | 4002 | 2021-10-19 | 10 | ON | 48.48 | 6.28 | 0.96 | 0.05 | 0.16 | 0.21 | 0 | -0.07 | -0.22 | -0.08 | 0 |  | 0.39 | 0.34 | 0.23 | 56.73 | 1306.234 | 1.38
D | 4002 | 2021-10-19 | 11 | ON | 41.83 | 6.28 | 0.96 | 0.05 | 0.17 | 0.22 | 0 | -0.05 | -0.32 | -0.08 | 0 |  | 0.39 | 0.34 | 0.23 | 50.02 | 1283.907 | 1.4
D | 4002 | 2021-10-19 | 12 | ON | 38.28 | 6.28 | 0.96 | 0.05 | 0.08 | 0.22 | 0 | 0.05 | -0.28 | -0.08 | 0 |  | 0.39 | 0.34 | 0.23 | 46.52 | 1289.711 | 1.31
D | 4002 | 2021-10-19 | 13 | ON | 36.65 | 6.28 | 0.96 | 0.05 | 0.09 | 0.23 | 0 | -0.04 | -0.18 | -0.08 | 0 |  | 0.39 | 0.34 | 0.23 | 44.92 | 1255.349 | 1.33
D | 4002 | 2021-10-19 | 14 | ON | 36.53 | 6.28 | 0.96 | 0.05 | 0.09 | 0.22 | 0 | -0.01 | -0.18 | -0.08 | 0 |  | 0.39 | 0.34 | 0.23 | 44.82 | 1244.768 | 1.32
D | 4002 | 2021-10-19 | 15 | ON | 36.44 | 6.28 | 0.96 | 0.05 | 0.09 | 0.22 | 0 | -0.01 | -0.21 | -0.08 | 0 |  | 0.39 | 0.34 | 0.23 | 44.7 | 1242.932 | 1.32
D | 4002 | 2021-10-19 | 16 | ON | 38.18 | 6.28 | 0.96 | 0.05 | 0.09 | 0.22 | 0 | -0.05 | -0.22 | -0.08 | 0 |  | 0.39 | 0.34 | 0.23 | 46.39 | 1260.65 | 1.32
D | 4002 | 2021-10-19 | 17 | ON | 42.25 | 6.28 | 0.96 | 0.05 | 0.07 | 0.21 | 0 | -0.09 | -0.23 | -0.08 | 0 |  | 0.39 | 0.34 | 0.23 | 50.38 | 1291.375 | 1.29
D | 4002 | 2021-10-19 | 18 | ON | 54.47 | 6.28 | 0.96 | 0.05 | 0.14 | 0.19 | 0.05 | 0.06 | -0.23 | -0.08 | 0 |  | 0.39 | 0.34 | 0.23 | 62.85 | 1360.5 | 1.39
D | 4002 | 2021-10-19 | 19 | ON | 52.41 | 6.28 | 0.96 | 0.05 | 0.12 | 0.19 | 0.01 | -0.01 | -0.47 | -0.08 | 0 |  | 0.39 | 0.34 | 0.23 | 60.42 | 1421.447 | 1.33
D | 4002 | 2021-10-19 | 20 | ON | 57.72 | 6.28 | 0.96 | 0.05 | 0.19 | 0.19 | 0.06 | -0.04 | -0.29 | -0.08 | 0 |  | 0.39 | 0.34 | 0.23 | 66 | 1378.006 | 1.45
D | 4002 | 2021-10-19 | 21 | ON | 45.5 | 6.28 | 0.96 | 0.05 | 0.13 | 0.2 | 0 | -0.06 | -0.18 | -0.08 | 0 |  | 0.39 | 0.34 | 0.23 | 53.76 | 1295.395 | 1.34
D | 4002 | 2021-10-19 | 22 | ON | 41.99 | 6.28 | 0.96 | 0.05 | 0.12 | 0.22 | 0 | -0.1 | -0.17 | -0.08 | 0 |  | 0.39 | 0.34 | 0.23 | 50.23 | 1196.912 | 1.35
D | 4002 | 2021-10-19 | 23 | ON | 41.06 | 6.28 | 0.96 | 0.05 | 0.13 | 0.24 | 0 | -0.05 | -0.33 | -0.08 | 0 |  | 0.39 | 0.34 | 0.23 | 49.22 | 1089.687 | 1.38
D | 4002 | 2021-10-19 | 24 | OFF | 38.16 | 6.28 | 0.96 | 0.05 | 0.1 | 0 | 0 | -0.01 | -0.27 | -0.08 | 0 |  | 0.39 | 0.34 | 0.23 | 46.15 | 1001.689 | 1.11
D | 4002 | 2021-10-20 | 1 | OFF | 38.48 | 6.28 | 0.4 | 0.12 | 0.07 | 0 | 0 | -0.04 | -0.16 | -0.08 | 0 |  | 0.39 | 0.34 | 0.23 | 46.03 | 946.148 | 0.59
D | 4002 | 2021-10-20 | 2 | OFF | 38.14 | 6.28 | 0.4 | 0.12 | 0.07 | 0 | 0 | -0.01 | -0.13 | -0.08 | 0 |  | 0.39 | 0.34 | 0.23 | 45.75 | 909.689 | 0.59
D | 4002 | 2021-10-20 | 3 | OFF | 37.28 | 6.28 | 0.4 | 0.12 | 0.07 | 0 | 0 | -0.04 | -0.11 | -0.08 | 0 |  | 0.39 | 0.34 | 0.23 | 44.88 | 895.11 | 0.59
D | 4002 | 2021-10-20 | 4 | OFF | 37.96 | 6.28 | 0.4 | 0.12 | 0.06 | 0 | 0 | 0 | -0.13 | -0.08 | 0 |  | 0.39 | 0.34 | 0.23 | 45.57 | 898.635 | 0.58
D | 4002 | 2021-10-20 | 5 | OFF | 40.26 | 6.28 | 0.4 | 0.12 | 0.07 | 0 | 0 | 0.01 | -0.08 | -0.08 | 0 |  | 0.39 | 0.34 | 0.23 | 47.94 | 932.968 | 0.59
D | 4002 | 2021-10-20 | 6 | OFF | 42.09 | 6.28 | 0.4 | 0.12 | 0.09 | 0 | 0 | -0.03 | -0.14 | -0.08 | 0 |  | 0.39 | 0.34 | 0.23 | 49.69 | 1028.334 | 0.61
D | 4002 | 2021-10-20 | 7 | OFF | 56.3 | 6.28 | 0.4 | 0.12 | 0.21 | 0 | 0 | 0.08 | 0.03 | -0.08 | 0 |  | 0.39 | 0.34 | 0.23 | 64.3 | 1181.394 | 0.73
D | 4002 | 2021-10-20 | 8 | ON | 63.64 | 6.28 | 0.4 | 0.12 | 0.58 | 0.21 | 0.02 | -0.03 | -0.43 | -0.08 | 0 |  | 0.39 | 0.34 | 0.23 | 71.67 | 1269.838 | 1.33
D | 4002 | 2021-10-20 | 9 | ON | 52.08 | 6.28 | 0.4 | 0.12 | 0.27 | 0.2 | 0.02 | -0.05 | -0.25 | -0.08 | 0 |  | 0.39 | 0.34 | 0.23 | 59.95 | 1286.068 | 1.01
D | 4002 | 2021-10-20 | 10 | ON | 43.02 | 6.28 | 0.4 | 0.12 | 0.09 | 0.19 | 0 | -0.07 | -0.37 | -0.08 | 0 |  | 0.39 | 0.34 | 0.23 | 50.54 | 1302.379 | 0.8
D | 4002 | 2021-10-20 | 11 | ON | 38.07 | 6.28 | 0.4 | 0.12 | 0.14 | 0.2 | 0 | -0.02 | -0.49 | -0.08 | 0 |  | 0.39 | 0.34 | 0.23 | 45.58 | 1332.04 | 0.86
D | 4002 | 2021-10-20 | 12 | ON | 37.34 | 6.28 | 0.4 | 0.12 | 0.05 | 0.2 | 0 | -0.01 | -0.36 | -0.08 | 0 |  | 0.39 | 0.34 | 0.23 | 44.9 | 1291.76 | 0.77
D | 4002 | 2021-10-20 | 13 | ON | 36.64 | 6.28 | 0.4 | 0.12 | 0.08 | 0.22 | 0 | 0.03 | -0.4 | -0.08 | 0 |  | 0.39 | 0.34 | 0.23 | 44.25 | 1290.346 | 0.82
D | 4002 | 2021-10-20 | 14 | ON | 37.11 | 6.28 | 0.4 | 0.12 | 0.08 | 0.22 | 0 | -0.04 | -0.34 | -0.08 | 0 |  | 0.39 | 0.34 | 0.23 | 44.71 | 1290.226 | 0.82
D | 4002 | 2021-10-20 | 15 | ON | 38.73 | 6.28 | 0.4 | 0.12 | 0.06 | 0.22 | 0 | -0.01 | -0.21 | -0.08 | 0 |  | 0.39 | 0.34 | 0.23 | 46.47 | 1260.898 | 0.8
D | 4002 | 2021-10-20 | 16 | ON | 54 | 6.28 | 0.4 | 0.12 | 0.17 | 0.21 | 0.01 | -0.02 | -0.08 | -0.08 | 0 |  | 0.39 | 0.34 | 0.23 | 61.97 | 1279.631 | 0.91
D | 4002 | 2021-10-20 | 17 | ON | 61.24 | 6.28 | 0.4 | 0.12 | 1.03 | 0.2 | 0.01 | 0.02 | -0.15 | -0.08 | 0 |  | 0.39 | 0.34 | 0.23 | 70.03 | 1297.978 | 1.76
D | 4002 | 2021-10-20 | 18 | ON | 75.84 | 6.28 | 0.4 | 0.12 | 0.27 | 0.19 | 0.14 | -0.05 | 0 | -0.08 | 0 |  | 0.39 | 0.34 | 0.23 | 84.07 | 1347.93 | 1.12
D | 4002 | 2021-10-20 | 19 | ON | 96.66 | 6.28 | 0.4 | 0.12 | 1.07 | 0.19 | 0.29 | 0.11 | -0.45 | -0.08 | 0 |  | 0.39 | 0.34 | 0.23 | 105.55 | 1401.974 | 2.07
D | 4002 | 2021-10-20 | 20 | ON | 70.42 | 6.28 | 0.4 | 0.12 | 0.35 | 0.19 | 0.02 | 0 | -0.31 | -0.08 | 0 |  | 0.39 | 0.34 | 0.23 | 78.35 | 1357.955 | 1.08
D | 4002 | 2021-10-20 | 21 | ON | 62.57 | 6.28 | 0.4 | 0.12 | 0.41 | 0.2 | 0 | -0.05 | -0.2 | -0.08 | 0 |  | 0.39 | 0.34 | 0.23 | 70.61 | 1281.521 | 1.13
D | 4002 | 2021-10-20 | 22 | ON | 65.31 | 6.28 | 0.4 | 0.12 | 0.43 | 0.21 | 0.08 | -0.02 | -0.26 | -0.08 | 0 |  | 0.39 | 0.34 | 0.23 | 73.43 | 1184.996 | 1.24
D | 4002 | 2021-10-20 | 23 | ON | 72.17 | 6.28 | 0.4 | 0.12 | 0.81 | 0.29 | 0.49 | -0.04 | -0.14 | -0.08 | 0 |  | 0.39 | 0.34 | 0.23 | 81.26 | 1075.659 | 2.11
D | 4002 | 2021-10-20 | 24 | OFF | 41.69 | 6.28 | 0.4 | 0.12 | 0.2 | 0 | 0 | 0 | -0.19 | -0.08 | 0 |  | 0.39 | 0.34 | 0.23 | 49.38 | 989.068 | 0.72
D | 4002 | 2021-10-21 | 1 | OFF | 39.71 | 6.28 | 1.42 | 0.11 | 0.07 | 0 | 0 | 0.01 | -0.14 | -0.08 | 0 |  | 0.39 | 0.34 | 0.23 | 48.34 | 932.776 | 1.6
D | 4002 | 2021-10-21 | 2 | OFF | 40.33 | 6.28 | 1.42 | 0.11 | 0.06 | 0 | 0 | 0.01 | -0.12 | -0.08 | 0 |  | 0.39 | 0.34 | 0.23 | 48.97 | 901.131 | 1.59
D | 4002 | 2021-10-21 | 3 | OFF | 39.09 | 6.28 | 1.42 | 0.11 | 0.08 | 0 | 0 | -0.02 | -0.12 | -0.08 | 0 |  | 0.39 | 0.34 | 0.23 | 47.72 | 886.02 | 1.61
D | 4002 | 2021-10-21 | 4 | OFF | 39.23 | 6.28 | 1.42 | 0.11 | 0.09 | 0 | 0 | -0.02 | -0.02 | -0.08 | 0 |  | 0.39 | 0.34 | 0.23 | 47.97 | 885.589 | 1.62
D | 4002 | 2021-10-21 | 5 | OFF | 40.28 | 6.28 | 1.42 | 0.11 | 0.11 | 0 | 0 | -0.04 | -0.05 | -0.08 | 0 |  | 0.39 | 0.34 | 0.23 | 48.99 | 916.098 | 1.64
D | 4002 | 2021-10-21 | 6 | OFF | 48.05 | 6.28 | 1.42 | 0.11 | 0.15 | 0 | 0 | 0.05 | 0 | -0.08 | 0 |  | 0.39 | 0.34 | 0.23 | 56.94 | 1008.497 | 1.68
D | 4002 | 2021-10-21 | 7 | OFF | 65.26 | 6.28 | 1.42 | 0.11 | 0.26 | 0 | 0.02 | 0.01 | 0.07 | -0.08 | 0 |  | 0.39 | 0.34 | 0.23 | 74.31 | 1160.396 | 1.81
D | 4002 | 2021-10-21 | 8 | ON | 77.83 | 6.28 | 1.42 | 0.11 | 0.62 | 0.27 | 0.11 | 0.02 | -0.61 | -0.08 | 0 |  | 0.39 | 0.34 | 0.23 | 86.93 | 1282.162 | 2.53
D | 4002 | 2021-10-21 | 9 | ON | 76.43 | 6.28 | 1.42 | 0.11 | 0.53 | 0.26 | 0.14 | -0.11 | -0.57 | -0.08 | 0 |  | 0.39 | 0.34 | 0.23 | 85.37 | 1321.706 | 2.46
D | 4002 | 2021-10-21 | 10 | ON | 70.86 | 6.28 | 1.42 | 0.11 | 0.43 | 0.26 | 0.05 | -0.12 | -0.41 | -0.08 | 0 |  | 0.39 | 0.34 | 0.23 | 79.76 | 1331.836 | 2.27
D | 4002 | 2021-10-21 | 11 | ON | 57.75 | 6.28 | 1.42 | 0.11 | 0.35 | 0.27 | 0.01 | -0.09 | -0.34 | -0.08 | 0 |  | 0.39 | 0.34 | 0.23 | 66.64 | 1318.064 | 2.16
D | 4002 | 2021-10-21 | 12 | ON | 49.28 | 6.28 | 1.42 | 0.11 | 0.21 | 0.27 | 0.06 | -0.01 | -0.35 | -0.08 | 0 |  | 0.39 | 0.34 | 0.23 | 58.15 | 1330.263 | 2.07
D | 4002 | 2021-10-21 | 13 | ON | 44.47 | 6.28 | 1.42 | 0.11 | 0.1 | 0.27 | 0 | 0.01 | -0.34 | -0.08 | 0 |  | 0.39 | 0.34 | 0.23 | 53.2 | 1347.253 | 1.9
D | 4002 | 2021-10-21 | 14 | ON | 45.12 | 6.28 | 1.42 | 0.11 | 0.09 | 0.26 | 0 | -0.07 | -0.31 | -0.08 | 0 |  | 0.39 | 0.34 | 0.23 | 53.78 | 1351.912 | 1.88
D | 4002 | 2021-10-21 | 15 | ON | 45.53 | 6.28 | 1.42 | 0.11 | 0.09 | 0.26 | 0 | -0.02 | -0.36 | -0.08 | 0 |  | 0.39 | 0.34 | 0.23 | 54.19 | 1357.295 | 1.88
D | 4002 | 2021-10-21 | 16 | ON | 50.31 | 6.28 | 1.42 | 0.11 | 0.08 | 0.25 | 0.01 | -0.12 | -0.2 | -0.08 | 0 |  | 0.39 | 0.34 | 0.23 | 59.02 | 1324.245 | 1.87
D | 4002 | 2021-10-21 | 17 | ON | 60.48 | 6.28 | 1.42 | 0.11 | 0.13 | 0.25 | 0.02 | -0.1 | -0.17 | -0.08 | 0 |  | 0.39 | 0.34 | 0.23 | 69.3 | 1322.259 | 1.93
D | 4002 | 2021-10-21 | 18 | ON | 65.69 | 6.28 | 1.42 | 0.11 | 0.26 | 0.25 | 0.32 | 0 | -0.24 | -0.08 | 0 |  | 0.39 | 0.34 | 0.23 | 74.97 | 1362.799 | 2.36
D | 4002 | 2021-10-21 | 19 | ON | 80.28 | 6.28 | 1.42 | 0.11 | 0.48 | 0.24 | 0.95 | -0.07 | -0.27 | -0.08 | 0 |  | 0.39 | 0.34 | 0.23 | 90.3 | 1411.999 | 3.2
D | 4002 | 2021-10-21 | 20 | ON | 59.62 | 6.28 | 1.42 | 0.11 | 0.21 | 0.24 | 0.22 | -0.07 | -0.38 | -0.08 | 0 |  | 0.39 | 0.34 | 0.23 | 68.53 | 1367.977 | 2.2
D | 4002 | 2021-10-21 | 21 | ON | 62.72 | 6.28 | 1.42 | 0.11 | 0.21 | 0.26 | 0.02 | -0.07 | 0 | -0.08 | 0 |  | 0.39 | 0.34 | 0.23 | 71.83 | 1291.955 | 2.02
D | 4002 | 2021-10-21 | 22 | ON | 73.97 | 6.28 | 1.42 | 0.11 | 0.85 | 0.27 | 0.18 | 0.03 | -0.09 | -0.08 | 0 |  | 0.39 | 0.34 | 0.23 | 83.9 | 1191.175 | 2.83
D | 4002 | 2021-10-21 | 23 | ON | 61.66 | 6.28 | 1.42 | 0.11 | 0.78 | 0.3 | 0.13 | 0.07 | 0.1 | -0.08 | 0 |  | 0.39 | 0.34 | 0.23 | 71.73 | 1081.663 | 2.74
D | 4002 | 2021-10-21 | 24 | OFF | 46.95 | 6.28 | 1.42 | 0.11 | 0.48 | 0 | 0 | -0.03 | -0.06 | -0.08 | 0 |  | 0.39 | 0.34 | 0.23 | 56.03 | 990.395 | 2.01
D | 4002 | 2021-10-22 | 1 | OFF | 46.4 | 6.28 | 1.27 | 0.08 | 0.26 | 0 | 0 | 0.04 | -0.12 | -0.08 | 0 |  | 0.39 | 0.34 | 0.23 | 55.09 | 936.321 | 1.61
D | 4002 | 2021-10-22 | 2 | OFF | 46.27 | 6.28 | 1.27 | 0.08 | 0.13 | 0 | 0 | -0.01 | -0.15 | -0.08 | 0 |  | 0.39 | 0.34 | 0.23 | 54.75 | 902.999 | 1.48
D | 4002 | 2021-10-22 | 3 | OFF | 45.46 | 6.28 | 1.27 | 0.08 | 0.06 | 0 | 0 | -0.01 | -0.16 | -0.08 | 0 |  | 0.39 | 0.34 | 0.23 | 53.86 | 884.872 | 1.41
D | 4002 | 2021-10-22 | 4 | OFF | 51.1 | 6.28 | 1.27 | 0.08 | 0.14 | 0 | 0 | -0.04 | -0.09 | -0.08 | 0 |  | 0.39 | 0.34 | 0.23 | 59.62 | 888.786 | 1.49
D | 4002 | 2021-10-22 | 5 | OFF | 51.61 | 6.28 | 1.27 | 0.08 | 0.12 | 0 | 0 | 0.01 | -0.11 | -0.08 | 0 |  | 0.39 | 0.34 | 0.23 | 60.14 | 919.292 | 1.47
D | 4002 | 2021-10-22 | 6 | OFF | 88.7 | 6.28 | 1.27 | 0.08 | 0.57 | 0 | 0 | -0.03 | 1.28 | -0.08 | 0 |  | 0.39 | 0.34 | 0.23 | 99.03 | 1005.444 | 1.92
D | 4002 | 2021-10-22 | 7 | OFF | 75.05 | 6.28 | 1.27 | 0.08 | 0.9 | 0 | 0.1 | 0.07 | -0.2 | -0.08 | 0 |  | 0.39 | 0.34 | 0.23 | 84.43 | 1147.191 | 2.35
D | 4002 | 2021-10-22 | 8 | ON | 66.63 | 6.28 | 1.27 | 0.08 | 1.75 | 0.27 | 0.18 | -0.05 | -0.35 | -0.08 | 0 |  | 0.39 | 0.34 | 0.23 | 76.94 | 1243.032 | 3.55
D | 4002 | 2021-10-22 | 9 | ON | 66.2 | 6.28 | 1.27 | 0.08 | 0.39 | 0.27 | 0 | 0.06 | -0.3 | -0.08 | 0 |  | 0.39 | 0.34 | 0.23 | 75.13 | 1275.129 | 2.01
D | 4002 | 2021-10-22 | 10 | ON | 62.16 | 6.28 | 1.27 | 0.08 | 0.29 | 0.27 | 0 | 0.01 | -0.18 | -0.08 | 0 |  | 0.39 | 0.34 | 0.23 | 71.06 | 1284.151 | 1.91
D | 4002 | 2021-10-22 | 11 | ON | 59.2 | 6.28 | 1.27 | 0.08 | 0.23 | 0.27 | 0.02 | 0.12 | -0.25 | -0.08 | 0 |  | 0.39 | 0.34 | 0.23 | 68.1 | 1289.594 | 1.87
D | 4002 | 2021-10-22 | 12 | ON | 57.64 | 6.28 | 1.27 | 0.08 | 0.15 | 0.27 | 0 | 0.14 | -0.25 | -0.08 | 0 |  | 0.39 | 0.34 | 0.23 | 66.46 | 1299.629 | 1.77
D | 4002 | 2021-10-22 | 13 | ON | 59.9 | 6.28 | 1.27 | 0.08 | 0.32 | 0.27 | 0.03 | 0.16 | -0.22 | -0.08 | 0 |  | 0.39 | 0.34 | 0.23 | 68.97 | 1306.029 | 1.97
D | 4002 | 2021-10-22 | 14 | ON | 50.42 | 6.28 | 1.27 | 0.08 | 0.11 | 0.27 | 0 | 0.14 | -0.21 | -0.08 | 0 |  | 0.39 | 0.34 | 0.23 | 59.24 | 1296.846 | 1.73
D | 4002 | 2021-10-22 | 15 | ON | 57.83 | 6.28 | 1.27 | 0.08 | 0.23 | 0.23 | 0.01 | 0.11 | -0.25 | -0.08 | 0 |  | 0.39 | 0.34 | 0.23 | 66.67 | 1276.669 | 1.82
D | 4002 | 2021-10-22 | 16 | ON | 53.4 | 6.28 | 1.27 | 0.08 | 0.19 | 0.23 | 0 | 0.13 | -0.28 | -0.08 | 0 |  | 0.39 | 0.34 | 0.23 | 62.18 | 1267.447 | 1.77
D | 4002 | 2021-10-22 | 17 | ON | 63.33 | 6.28 | 1.27 | 0.08 | 0.21 | 0.26 | 0.01 | 0.21 | -0.26 | -0.08 | 0 |  | 0.39 | 0.34 | 0.23 | 72.27 | 1277.181 | 1.83
D | 4002 | 2021-10-22 | 18 | ON | 75.38 | 6.28 | 1.27 | 0.08 | 1 | 0.25 | 0.24 | 0.01 | -0.12 | -0.08 | 0 |  | 0.39 | 0.34 | 0.23 | 85.27 | 1308.438 | 2.84
D | 4002 | 2021-10-22 | 19 | ON | 68.47 | 6.28 | 1.27 | 0.08 | 0.41 | 0.25 | 0.28 | 0.27 | -0.26 | -0.08 | 0 |  | 0.39 | 0.34 | 0.23 | 77.93 | 1341.904 | 2.29
D | 4002 | 2021-10-22 | 20 | ON | 62.08 | 6.28 | 1.27 | 0.08 | 0.24 | 0.26 | 0.01 | 0.1 | -0.22 | -0.08 | 0 |  | 0.39 | 0.34 | 0.23 | 70.98 | 1299.521 | 1.86
D | 4002 | 2021-10-22 | 21 | ON | 61.25 | 6.28 | 1.27 | 0.08 | 0.24 | 0.27 | 0.02 | 0.16 | -0.17 | -0.08 | 0 |  | 0.39 | 0.34 | 0.23 | 70.28 | 1237.373 | 1.88
D | 4002 | 2021-10-22 | 22 | ON | 45.52 | 6.28 | 1.27 | 0.08 | 0.17 | 0.28 | 0 | 0.09 | -0.18 | -0.08 | 0 |  | 0.39 | 0.34 | 0.23 | 54.39 | 1156.469 | 1.8
D | 4002 | 2021-10-22 | 23 | ON | 42.82 | 6.28 | 1.27 | 0.08 | 0.16 | 0.31 | 0 | 0.09 | -0.23 | -0.08 | 0 |  | 0.39 | 0.34 | 0.23 | 51.66 | 1061.264 | 1.82
D | 4002 | 2021-10-22 | 24 | OFF | 42.36 | 6.28 | 1.27 | 0.08 | 0.16 | 0 | 0 | 0.08 | -0.13 | -0.08 | 0 |  | 0.39 | 0.34 | 0.23 | 50.98 | 983.374 | 1.51
D | 4002 | 2021-10-23 | 1 | OFF | 42.53 | 6.28 | 0.36 | 0.02 | 0.1 | 0 | 0 | 0 | -0.24 | -0.08 | 0 |  | 0.39 | 0.34 | 0.23 | 49.93 | 923.992 | 0.48
D | 4002 | 2021-10-23 | 2 | OFF | 41.11 | 6.28 | 0.36 | 0.02 | 0.09 | 0 | 0 | -0.03 | -0.22 | -0.08 | 0 |  | 0.39 | 0.34 | 0.23 | 48.49 | 885.773 | 0.47
D | 4002 | 2021-10-23 | 3 | OFF | 40.07 | 6.28 | 0.36 | 0.02 | 0.07 | 0 | 0 | 0.03 | -0.23 | -0.08 | 0 |  | 0.39 | 0.34 | 0.23 | 47.48 | 866.369 | 0.45
D | 4002 | 2021-10-23 | 4 | OFF | 40.65 | 6.28 | 0.36 | 0.02 | 0.07 | 0 | 0 | 0.05 | -0.22 | -0.08 | 0 |  | 0.39 | 0.34 | 0.23 | 48.09 | 861.075 | 0.45
D | 4002 | 2021-10-23 | 5 | OFF | 42.37 | 6.28 | 0.36 | 0.02 | 0.06 | 0 | 0 | -0.01 | -0.22 | -0.08 | 0 |  | 0.39 | 0.34 | 0.23 | 49.74 | 873.4 | 0.44
D | 4002 | 2021-10-23 | 6 | OFF | 41.97 | 6.28 | 0.36 | 0.02 | 0.09 | 0 | 0 | 0.01 | -0.28 | -0.08 | 0 |  | 0.39 | 0.34 | 0.23 | 49.33 | 908.561 | 0.47
D | 4002 | 2021-10-23 | 7 | OFF | 41.57 | 6.28 | 0.36 | 0.02 | 0.19 | 0 | 0 | -0.01 | -0.31 | -0.08 | 0 |  | 0.39 | 0.34 | 0.23 | 48.98 | 978.465 | 0.57
D | 4002 | 2021-10-23 | 8 | OFF | 42.6 | 6.28 | 0.36 | 0.02 | 0.19 | 0 | 0 | 0.07 | -0.31 | -0.08 | 0 |  | 0.39 | 0.34 | 0.23 | 50.09 | 1062.65 | 0.57
D | 4002 | 2021-10-23 | 9 | OFF | 47.9 | 6.28 | 0.36 | 0.02 | 0.18 | 0 | 0.03 | -0.03 | -0.43 | -0.08 | 0 |  | 0.39 | 0.34 | 0.23 | 55.19 | 1135.18 | 0.59
D | 4002 | 2021-10-23 | 10 | OFF | 47.11 | 6.28 | 0.36 | 0.02 | 0.17 | 0 | 0.01 | 0.08 | -0.51 | -0.08 | 0 |  | 0.39 | 0.34 | 0.23 | 54.4 | 1165.452 | 0.56
D | 4002 | 2021-10-23 | 11 | OFF | 41.47 | 6.28 | 0.36 | 0.02 | 0.12 | 0 | 0 | 0.07 | -0.38 | -0.08 | 0 |  | 0.39 | 0.34 | 0.23 | 48.82 | 1165.8 | 0.5
D | 4002 | 2021-10-23 | 12 | OFF | 42.36 | 6.28 | 0.36 | 0.02 | 0.11 | 0 | 0 | 0.06 | -0.24 | -0.08 | 0 |  | 0.39 | 0.34 | 0.23 | 49.83 | 1160.304 | 0.49
D | 4002 | 2021-10-23 | 13 | OFF | 40.79 | 6.28 | 0.36 | 0.02 | 0.07 | 0 | 0 | 0.04 | -0.23 | -0.08 | 0 |  | 0.39 | 0.34 | 0.23 | 48.21 | 1113.509 | 0.45
D | 4002 | 2021-10-23 | 14 | OFF | 38.85 | 6.28 | 0.36 | 0.02 | 0.08 | 0 | 0 | -0.02 | -0.2 | -0.08 | 0 |  | 0.39 | 0.34 | 0.23 | 46.25 | 1074.625 | 0.46
D | 4002 | 2021-10-23 | 15 | OFF | 38.12 | 6.28 | 0.36 | 0.02 | 0.07 | 0 | 0 | 0.02 | -0.19 | -0.08 | 0 |  | 0.39 | 0.34 | 0.23 | 45.56 | 1069.833 | 0.45
D | 4002 | 2021-10-23 | 16 | OFF | 37.28 | 6.28 | 0.36 | 0.02 | 0.08 | 0 | 0 | -0.02 | -0.15 | -0.08 | 0 |  | 0.39 | 0.34 | 0.23 | 44.73 | 1087.015 | 0.46
D | 4002 | 2021-10-23 | 17 | OFF | 46.28 | 6.28 | 0.36 | 0.02 | 0.09 | 0 | 0.02 | 0.1 | -0.02 | -0.08 | 0 |  | 0.39 | 0.34 | 0.23 | 54.01 | 1145.518 | 0.49
D | 4002 | 2021-10-23 | 18 | OFF | 60.37 | 6.28 | 0.36 | 0.02 | 0.14 | 0 | 0.04 | 0.12 | -0.35 | -0.08 | 0 |  | 0.39 | 0.34 | 0.23 | 67.86 | 1219.95 | 0.56
D | 4002 | 2021-10-23 | 19 | OFF | 54.85 | 6.28 | 0.36 | 0.02 | 0.13 | 0 | 0.02 | 0.11 | -0.39 | -0.08 | 0 |  | 0.39 | 0.34 | 0.23 | 62.26 | 1267.362 | 0.53
D | 4002 | 2021-10-23 | 20 | OFF | 61.05 | 6.28 | 0.36 | 0.02 | 0.18 | 0 | 0 | 0.06 | -0.31 | -0.08 | 0 |  | 0.39 | 0.34 | 0.23 | 68.52 | 1229.862 | 0.56
D | 4002 | 2021-10-23 | 21 | OFF | 53.48 | 6.28 | 0.36 | 0.02 | 0.1 | 0 | 0 | 0.04 | -0.24 | -0.08 | 0 |  | 0.39 | 0.34 | 0.23 | 60.92 | 1174.902 | 0.48
D | 4002 | 2021-10-23 | 22 | OFF | 49.78 | 6.28 | 0.36 | 0.02 | 0.28 | 0 | 0.1 | 0.04 | -0.17 | -0.08 | 0 |  | 0.39 | 0.34 | 0.23 | 57.57 | 1111.69 | 0.76
D | 4002 | 2021-10-23 | 23 | OFF | 40.74 | 6.28 | 0.36 | 0.02 | 0.22 | 0 | 0 | 0.03 | -0.23 | -0.08 | 0 |  | 0.39 | 0.34 | 0.23 | 48.3 | 1037.801 | 0.6
D | 4002 | 2021-10-23 | 24 | OFF | 38.26 | 6.28 | 0.36 | 0.02 | 0.17 | 0 | 0 | -0.08 | -0.23 | -0.08 | 0 |  | 0.39 | 0.34 | 0.23 | 45.66 | 964.809 | 0.55
D | 4002 | 2021-10-24 | 1 | OFF | 40.28 | 6.28 | 0.11 | 0.04 | 0.07 | 0 | 0 | 0.03 | -0.25 | -0.08 | 0 |  | 0.39 | 0.34 | 0.23 | 47.44 | 914.273 | 0.22
D | 4002 | 2021-10-24 | 2 | OFF | 37.29 | 6.28 | 0.11 | 0.04 | 0.07 | 0 | 0 | -0.11 | -0.2 | -0.08 | 0 |  | 0.39 | 0.34 | 0.23 | 44.36 | 883.39 | 0.22
D | 4002 | 2021-10-24 | 3 | OFF | 38.41 | 6.28 | 0.11 | 0.04 | 0.09 | 0 | 0 | 0 | -0.22 | -0.08 | 0 |  | 0.39 | 0.34 | 0.23 | 45.59 | 866.442 | 0.24
D | 4002 | 2021-10-24 | 4 | OFF | 37.12 | 6.28 | 0.11 | 0.04 | 0.07 | 0 | 0 | 0.03 | -0.25 | -0.08 | 0 |  | 0.39 | 0.34 | 0.23 | 44.28 | 864.854 | 0.22
D | 4002 | 2021-10-24 | 5 | OFF | 36.42 | 6.28 | 0.11 | 0.04 | 0.08 | 0 | 0 | 0.03 | -0.27 | -0.08 | 0 |  | 0.39 | 0.34 | 0.23 | 43.57 | 876.447 | 0.23
D | 4002 | 2021-10-24 | 6 | OFF | 36.83 | 6.28 | 0.11 | 0.04 | 0.08 | 0 | 0 | 0.11 | -0.28 | -0.08 | 0 |  | 0.39 | 0.34 | 0.23 | 44.05 | 909.253 | 0.23
D | 4002 | 2021-10-24 | 7 | OFF | 37.25 | 6.28 | 0.11 | 0.04 | 0.12 | 0 | 0 | 0.06 | -0.28 | -0.08 | 0 |  | 0.39 | 0.34 | 0.23 | 44.46 | 970.064 | 0.27
D | 4002 | 2021-10-24 | 8 | OFF | 38.01 | 6.28 | 0.11 | 0.04 | 0.16 | 0 | 0 | -0.03 | -0.3 | -0.08 | 0 |  | 0.39 | 0.34 | 0.23 | 45.15 | 1041.808 | 0.31
D | 4002 | 2021-10-24 | 9 | OFF | 40.13 | 6.28 | 0.11 | 0.04 | 0.17 | 0 | 0 | 0.06 | -0.32 | -0.08 | 0 |  | 0.39 | 0.34 | 0.23 | 47.35 | 1114.874 | 0.32
D | 4002 | 2021-10-24 | 10 | OFF | 35.97 | 6.28 | 0.11 | 0.04 | 0.08 | 0 | 0 | 0.09 | -0.3 | -0.08 | 0 |  | 0.39 | 0.34 | 0.23 | 43.15 | 1134.607 | 0.23
D | 4002 | 2021-10-24 | 11 | OFF | 32.29 | 6.28 | 0.11 | 0.04 | 0.13 | 0 | 0 | -0.01 | -0.26 | -0.08 | 0 |  | 0.39 | 0.34 | 0.23 | 39.46 | 1129.29 | 0.28
D | 4002 | 2021-10-24 | 12 | OFF | 33.04 | 6.28 | 0.11 | 0.04 | 0.21 | 0 | 0 | 0.01 | -0.27 | -0.08 | 0 |  | 0.39 | 0.34 | 0.23 | 40.3 | 1120.063 | 0.36
D | 4002 | 2021-10-24 | 13 | OFF | 33.55 | 6.28 | 0.11 | 0.04 | 0.14 | 0 | 0 | -0.06 | -0.23 | -0.08 | 0 |  | 0.39 | 0.34 | 0.23 | 40.71 | 1111.362 | 0.29
D | 4002 | 2021-10-24 | 14 | OFF | 32.95 | 6.28 | 0.11 | 0.04 | 0.18 | 0 | 0 | -0.01 | -0.24 | -0.08 | 0 |  | 0.39 | 0.34 | 0.23 | 40.19 | 1103.415 | 0.33
D | 4002 | 2021-10-24 | 15 | OFF | 36.77 | 6.28 | 0.11 | 0.04 | 0.1 | 0 | 0 | -0.05 | -0.22 | -0.08 | 0 |  | 0.39 | 0.34 | 0.23 | 43.91 | 1099.062 | 0.25
D | 4002 | 2021-10-24 | 16 | OFF | 38.65 | 6.28 | 0.11 | 0.04 | 0.09 | 0 | 0 | -0.08 | -0.21 | -0.08 | 0 |  | 0.39 | 0.34 | 0.23 | 45.76 | 1117.222 | 0.24
D | 4002 | 2021-10-24 | 17 | OFF | 47.5 | 6.28 | 0.11 | 0.04 | 0.12 | 0 | 0.01 | 0 | 0.04 | -0.08 | 0 |  | 0.39 | 0.34 | 0.23 | 54.98 | 1181.535 | 0.28
D | 4002 | 2021-10-24 | 18 | OFF | 66.09 | 6.28 | 0.11 | 0.04 | 0.15 | 0 | 0.08 | -0.04 | -0.3 | -0.08 | 0 |  | 0.39 | 0.34 | 0.23 | 73.29 | 1273.192 | 0.38
D | 4002 | 2021-10-24 | 19 | OFF | 69.98 | 6.28 | 0.11 | 0.04 | 0.23 | 0 | 0.1 | -0.2 | -0.47 | -0.08 | 0 |  | 0.39 | 0.34 | 0.23 | 76.95 | 1329.201 | 0.48
D | 4002 | 2021-10-24 | 20 | OFF | 71.72 | 6.28 | 0.11 | 0.04 | 0.21 | 0 | 0.1 | 0.05 | -0.39 | -0.08 | 0 |  | 0.39 | 0.34 | 0.23 | 79 | 1289.284 | 0.46
D | 4002 | 2021-10-24 | 21 | OFF | 63.19 | 6.28 | 0.11 | 0.04 | 0.11 | 0 | 0.11 | 0.05 | -0.27 | -0.08 | 0 |  | 0.39 | 0.34 | 0.23 | 70.5 | 1215.247 | 0.37
D | 4002 | 2021-10-24 | 22 | OFF | 48.32 | 6.28 | 0.11 | 0.04 | 0.23 | 0 | 0.08 | -0.01 | -0.2 | -0.08 | 0 |  | 0.39 | 0.34 | 0.23 | 55.73 | 1120.281 | 0.46
D | 4002 | 2021-10-24 | 23 | OFF | 39.56 | 6.28 | 0.11 | 0.04 | 0.21 | 0 | 0 | -0.01 | -0.23 | -0.08 | 0 |  | 0.39 | 0.34 | 0.23 | 46.84 | 1026.04 | 0.36
D | 4002 | 2021-10-24 | 24 | OFF | 36.63 | 6.28 | 0.11 | 0.04 | 0.14 | 0 | 0 | 0.04 | -0.26 | -0.08 | 0 |  | 0.39 | 0.34 | 0.23 | 43.86 | 948.213 | 0.29
D | 4002 | 2021-10-25 | 1 | OFF | 39.32 | 6.28 | 0.4 | 0.05 | 0.08 | 0 | 0 | -0.02 | -0.14 | -0.08 | 0 |  | 0.39 | 0.34 | 0.23 | 46.85 | 898.487 | 0.53
D | 4002 | 2021-10-25 | 2 | OFF | 38.1 | 6.28 | 0.4 | 0.05 | 0.07 | 0 | 0 | 0.01 | -0.11 | -0.08 | 0 |  | 0.39 | 0.34 | 0.23 | 45.68 | 870.339 | 0.52
D | 4002 | 2021-10-25 | 3 | OFF | 38.47 | 6.28 | 0.4 | 0.05 | 0.07 | 0 | 0 | -0.02 | -0.09 | -0.08 | 0 |  | 0.39 | 0.34 | 0.23 | 46.04 | 861.043 | 0.52
D | 4002 | 2021-10-25 | 4 | OFF | 37.79 | 6.28 | 0.4 | 0.05 | 0.06 | 0 | 0 | -0.05 | -0.07 | -0.08 | 0 |  | 0.39 | 0.34 | 0.23 | 45.34 | 869.72 | 0.51
D | 4002 | 2021-10-25 | 5 | OFF | 39.06 | 6.28 | 0.4 | 0.05 | 0.07 | 0 | 0 | 0.01 | -0.06 | -0.08 | 0 |  | 0.39 | 0.34 | 0.23 | 46.69 | 908.342 | 0.52
D | 4002 | 2021-10-25 | 6 | OFF | 39.2 | 6.28 | 0.4 | 0.05 | 0.09 | 0 | 0 | 0.06 | -0.23 | -0.08 | 0 |  | 0.39 | 0.34 | 0.23 | 46.73 | 1001.174 | 0.54
D | 4002 | 2021-10-25 | 7 | OFF | 46.88 | 6.28 | 0.4 | 0.05 | 0.12 | 0 | 0.05 | -0.06 | -0.08 | -0.08 | 0 |  | 0.39 | 0.34 | 0.23 | 54.52 | 1159.445 | 0.62
D | 4002 | 2021-10-25 | 8 | ON | 77.12 | 6.28 | 0.4 | 0.05 | 0.48 | 0.31 | 0.04 | -0.02 | -0.19 | -0.08 | 0 |  | 0.39 | 0.34 | 0.23 | 85.35 | 1275.296 | 1.28
D | 4002 | 2021-10-25 | 9 | ON | 77.33 | 6.28 | 0.4 | 0.05 | 1.01 | 0.3 | 0.02 | -0.02 | -0.32 | -0.08 | 0 |  | 0.39 | 0.34 | 0.23 | 85.93 | 1338.937 | 1.78
D | 4002 | 2021-10-25 | 10 | ON | 79.04 | 6.28 | 0.4 | 0.05 | 0.29 | 0.29 | 0 | -0.09 | -0.39 | -0.08 | 0 |  | 0.39 | 0.34 | 0.23 | 86.75 | 1383.507 | 1.03
D | 4002 | 2021-10-25 | 11 | ON | 67.41 | 6.28 | 0.4 | 0.05 | 0.2 | 0.29 | 0.01 | -0.02 | -0.34 | -0.08 | 0 |  | 0.39 | 0.34 | 0.23 | 75.16 | 1410.929 | 0.95
D | 4002 | 2021-10-25 | 12 | ON | 59.97 | 6.28 | 0.4 | 0.05 | 0.22 | 0.29 | 0.01 | 0.03 | -0.33 | -0.08 | 0 |  | 0.39 | 0.34 | 0.23 | 67.8 | 1422.257 | 0.97
D | 4002 | 2021-10-25 | 13 | ON | 92.64 | 6.28 | 0.4 | 0.05 | 0.32 | 0.29 | 0.46 | -0.06 | -0.31 | -0.08 | 0 |  | 0.39 | 0.34 | 0.23 | 100.95 | 1422.582 | 1.52
D | 4002 | 2021-10-25 | 14 | ON | 80.29 | 6.28 | 0.4 | 0.05 | 0.26 | 0.29 | 0.07 | 0.13 | -0.32 | -0.08 | 0 |  | 0.39 | 0.34 | 0.23 | 88.33 | 1412.059 | 1.07
D | 4002 | 2021-10-25 | 15 | ON | 81.93 | 6.28 | 0.4 | 0.05 | 0.26 | 0.29 | 1.04 | 0.02 | -0.31 | -0.08 | 0 |  | 0.39 | 0.34 | 0.23 | 90.84 | 1388.262 | 2.04
D | 4002 | 2021-10-25 | 16 | ON | 80.28 | 6.28 | 0.4 | 0.05 | 0.25 | 0.29 | 0.03 | 0.17 | -0.28 | -0.08 | 0 |  | 0.39 | 0.34 | 0.23 | 88.35 | 1385.859 | 1.02
D | 4002 | 2021-10-25 | 17 | ON | 72.29 | 6.28 | 0.4 | 0.05 | 0.36 | 0.29 | 0.01 | 0.01 | -0.28 | -0.08 | 0 |  | 0.39 | 0.34 | 0.23 | 80.29 | 1408.566 | 1.11
D | 4002 | 2021-10-25 | 18 | ON | 77.09 | 6.28 | 0.4 | 0.05 | 0.34 | 0.26 | 0.51 | 0.05 | -0.32 | -0.08 | 0 |  | 0.39 | 0.34 | 0.23 | 85.54 | 1467.122 | 1.56
D | 4002 | 2021-10-25 | 19 | ON | 76.64 | 6.28 | 0.4 | 0.05 | 0.76 | 0.26 | 0.81 | 0.05 | -0.44 | -0.08 | 0 |  | 0.39 | 0.34 | 0.23 | 85.69 | 1479.763 | 2.28
D | 4002 | 2021-10-25 | 20 | ON | 64.3 | 6.28 | 0.4 | 0.05 | 0.34 | 0.28 | 0 | -0.04 | -0.29 | -0.08 | 0 |  | 0.39 | 0.34 | 0.23 | 72.2 | 1415.646 | 1.07
D | 4002 | 2021-10-25 | 21 | ON | 63.18 | 6.28 | 0.4 | 0.05 | 0.37 | 0.3 | 0.04 | -0.05 | -0.2 | -0.08 | 0 |  | 0.39 | 0.34 | 0.23 | 71.25 | 1328.301 | 1.16
D | 4002 | 2021-10-25 | 22 | ON | 49.01 | 6.28 | 0.4 | 0.05 | 0.36 | 0.32 | 0.07 | 0.01 | -0.12 | -0.08 | 0 |  | 0.39 | 0.34 | 0.23 | 57.26 | 1223.058 | 1.2
D | 4002 | 2021-10-25 | 23 | ON | 42.66 | 6.28 | 0.4 | 0.05 | 0.18 | 0.35 | 0 | -0.02 | -0.21 | -0.08 | 0 |  | 0.39 | 0.34 | 0.23 | 50.57 | 1111.406 | 0.98
D | 4002 | 2021-10-25 | 24 | OFF | 42.51 | 6.28 | 0.4 | 0.05 | 0.1 | 0 | 0 | -0.07 | -0.16 | -0.08 | 0 |  | 0.39 | 0.34 | 0.23 | 49.99 | 1022.623 | 0.55
D | 4002 | 2021-10-26 | 1 | OFF | 52.16 | 6.28 | 0.44 | 0.15 | 0.07 | 0 | 0 | -0.03 | -0.2 | -0.08 | 0 |  | 0.39 | 0.34 | 0.23 | 59.75 | 980.721 | 0.66
D | 4002 | 2021-10-26 | 2 | OFF | 55.31 | 6.28 | 0.44 | 0.15 | 0.12 | 0 | 0 | -0.02 | -0.12 | -0.08 | 0 |  | 0.39 | 0.34 | 0.23 | 63.04 | 952.989 | 0.71
D | 4002 | 2021-10-26 | 3 | OFF | 50.29 | 6.28 | 0.44 | 0.15 | 0.07 | 0 | 0 | -0.03 | -0.1 | -0.08 | 0 |  | 0.39 | 0.34 | 0.23 | 57.98 | 943.325 | 0.66
D | 4002 | 2021-10-26 | 4 | OFF | 45.48 | 6.28 | 0.44 | 0.15 | 0.03 | 0 | 0 | 0.02 | -0.16 | -0.08 | 0 |  | 0.39 | 0.34 | 0.23 | 53.12 | 947.952 | 0.62
D | 4002 | 2021-10-26 | 5 | OFF | 48.03 | 6.28 | 0.44 | 0.15 | 0.08 | 0 | 0 | -0.02 | -0.17 | -0.08 | 0 |  | 0.39 | 0.34 | 0.23 | 55.67 | 978.617 | 0.67
D | 4002 | 2021-10-26 | 6 | OFF | 47.88 | 6.28 | 0.44 | 0.15 | 0.11 | 0 | 0 | 0.02 | -0.35 | -0.08 | 0 |  | 0.39 | 0.34 | 0.23 | 55.41 | 1063.297 | 0.7
D | 4002 | 2021-10-26 | 7 | OFF | 56.06 | 6.28 | 0.44 | 0.15 | 0.28 | 0 | 0.02 | 0.09 | -0.02 | -0.08 | 0 |  | 0.39 | 0.34 | 0.23 | 64.18 | 1216.559 | 0.89
D | 4002 | 2021-10-26 | 8 | ON | 69.43 | 6.28 | 0.44 | 0.15 | 0.31 | 0.3 | 0.01 | -0.08 | 0.04 | -0.08 | 0 |  | 0.39 | 0.34 | 0.23 | 77.76 | 1321.592 | 1.21
D | 4002 | 2021-10-26 | 9 | ON | 83.41 | 6.28 | 0.44 | 0.15 | 0.31 | 0.29 | 0.03 | -0.02 | -0.28 | -0.08 | 0 |  | 0.39 | 0.34 | 0.23 | 91.49 | 1365.508 | 1.22
D | 4002 | 2021-10-26 | 10 | ON | 82.24 | 6.28 | 0.44 | 0.15 | 0.28 | 0.28 | 0.01 | 0.02 | -0.39 | -0.08 | 0 |  | 0.39 | 0.34 | 0.23 | 90.19 | 1394.946 | 1.16
D | 4002 | 2021-10-26 | 11 | ON | 81.9 | 6.28 | 0.44 | 0.15 | 0.28 | 0.28 | 0 | -0.05 | -0.38 | -0.08 | 0 |  | 0.39 | 0.34 | 0.23 | 89.78 | 1411.457 | 1.15
D | 4002 | 2021-10-26 | 12 | ON | 67.98 | 6.28 | 0.44 | 0.15 | 0.16 | 0.28 | 0 | 0.01 | -0.27 | -0.08 | 0 |  | 0.39 | 0.34 | 0.23 | 75.91 | 1419.619 | 1.03
D | 4002 | 2021-10-26 | 13 | ON | 80.39 | 6.28 | 0.44 | 0.15 | 0.22 | 0.28 | 0.03 | -0.09 | -0.24 | -0.08 | 0 |  | 0.39 | 0.34 | 0.23 | 88.34 | 1420.394 | 1.12
D | 4002 | 2021-10-26 | 14 | ON | 88.78 | 6.28 | 0.44 | 0.15 | 0.3 | 0.29 | 0.05 | 0.06 | -0.26 | -0.08 | 0 |  | 0.39 | 0.34 | 0.23 | 96.97 | 1416.316 | 1.23
D | 4002 | 2021-10-26 | 15 | ON | 68.62 | 6.28 | 0.44 | 0.15 | 0.3 | 0.29 | 0.21 | 0.01 | -0.24 | -0.08 | 0 |  | 0.39 | 0.34 | 0.23 | 76.94 | 1401.696 | 1.39
D | 4002 | 2021-10-26 | 16 | ON | 80.07 | 6.28 | 0.44 | 0.15 | 0.28 | 0.29 | 1.1 | -0.01 | -0.13 | -0.08 | 0 |  | 0.39 | 0.34 | 0.23 | 89.35 | 1401.131 | 2.26
D | 4002 | 2021-10-26 | 17 | ON | 90.15 | 6.28 | 0.44 | 0.15 | 0.28 | 0.28 | 0.98 | 0.06 | -0.16 | -0.08 | 0 |  | 0.39 | 0.34 | 0.23 | 99.34 | 1424.395 | 2.13
D | 4002 | 2021-10-26 | 18 | ON | 82.83 | 6.28 | 0.44 | 0.15 | 0.24 | 0.27 | 0.09 | 0.08 | -0.29 | -0.08 | 0 |  | 0.39 | 0.34 | 0.23 | 90.97 | 1477.109 | 1.19
D | 4002 | 2021-10-26 | 19 | ON | 85.06 | 6.28 | 0.44 | 0.15 | 0.36 | 0.27 | 0.07 | 0.07 | -0.42 | -0.08 | 0 |  | 0.39 | 0.34 | 0.23 | 93.16 | 1487.281 | 1.29
D | 4002 | 2021-10-26 | 20 | ON | 68.35 | 6.28 | 0.44 | 0.15 | 0.25 | 0.28 | 0.04 | 0 | -0.2 | -0.08 | 0 |  | 0.39 | 0.34 | 0.23 | 76.47 | 1423.646 | 1.16
D | 4002 | 2021-10-26 | 21 | ON | 52.73 | 6.28 | 0.44 | 0.15 | 0.16 | 0.3 | 0.04 | -0.04 | -0.16 | -0.08 | 0 |  | 0.39 | 0.34 | 0.23 | 60.78 | 1340.612 | 1.09
D | 4002 | 2021-10-26 | 22 | ON | 46.75 | 6.28 | 0.44 | 0.15 | 0.22 | 0.32 | 0.02 | -0.02 | -0.19 | -0.08 | 0 |  | 0.39 | 0.34 | 0.23 | 54.85 | 1240.008 | 1.15
D | 4002 | 2021-10-26 | 23 | ON | 45.76 | 6.28 | 0.44 | 0.15 | 0.19 | 0.35 | 0 | -0.08 | 0 | -0.08 | 0 |  | 0.39 | 0.34 | 0.23 | 53.97 | 1131.001 | 1.13
D | 4002 | 2021-10-26 | 24 | OFF | 47.59 | 6.28 | 0.44 | 0.15 | 0.11 | 0 | 0 | -0.02 | -0.34 | -0.08 | 0 |  | 0.39 | 0.34 | 0.23 | 55.09 | 1044.273 | 0.7
D | 4002 | 2021-10-27 | 1 | OFF | 49.34 | 6.28 | 0.56 | 0.06 | 0.09 | 0 | 0 | -0.16 | 0.05 | -0.08 | 0 |  | 0.39 | 0.34 | 0.23 | 57.1 | 986.436 | 0.71
D | 4002 | 2021-10-27 | 2 | OFF | 49.18 | 6.28 | 0.56 | 0.06 | 0.31 | 0 | 0 | 0.03 | -0.31 | -0.08 | 0 |  | 0.39 | 0.34 | 0.23 | 56.99 | 952.36 | 0.93
D | 4002 | 2021-10-27 | 3 | OFF | 45.85 | 6.28 | 0.56 | 0.06 | 0.12 | 0 | 0 | -0.08 | -0.15 | -0.08 | 0 |  | 0.39 | 0.34 | 0.23 | 53.52 | 936.229 | 0.74
D | 4002 | 2021-10-27 | 4 | OFF | 48.68 | 6.28 | 0.56 | 0.06 | 0.05 | 0 | 0 | -0.08 | -0.11 | -0.08 | 0 |  | 0.39 | 0.34 | 0.23 | 56.32 | 934.974 | 0.67
D | 4002 | 2021-10-27 | 5 | OFF | 49.21 | 6.28 | 0.56 | 0.06 | 0.08 | 0 | 0 | -0.08 | -0.09 | -0.08 | 0 |  | 0.39 | 0.34 | 0.23 | 56.9 | 970.765 | 0.7
D | 4002 | 2021-10-27 | 6 | OFF | 50.18 | 6.28 | 0.56 | 0.06 | 0.09 | 0 | 0 | 0 | -0.22 | -0.08 | 0 |  | 0.39 | 0.34 | 0.23 | 57.83 | 1052.992 | 0.71
D | 4002 | 2021-10-27 | 7 | OFF | 49.39 | 6.28 | 0.56 | 0.06 | 0.15 | 0 | 0 | 0 | -0.24 | -0.08 | 0 |  | 0.39 | 0.34 | 0.23 | 57.08 | 1206.271 | 0.77
D | 4002 | 2021-10-27 | 8 | ON | 63 | 6.28 | 0.56 | 0.06 | 0.31 | 0.32 | 0 | -0.06 | -0.35 | -0.08 | 0 |  | 0.39 | 0.34 | 0.23 | 71 | 1312.171 | 1.25
D | 4002 | 2021-10-27 | 9 | ON | 62.34 | 6.28 | 0.56 | 0.06 | 0.23 | 0.31 | 0 | 0.04 | -0.45 | -0.08 | 0 |  | 0.39 | 0.34 | 0.23 | 70.25 | 1351.126 | 1.16
D | 4002 | 2021-10-27 | 10 | ON | 54.73 | 6.28 | 0.56 | 0.06 | 0.14 | 0.3 | 0 | -0.2 | -0.38 | -0.08 | 0 |  | 0.39 | 0.34 | 0.23 | 62.37 | 1376.236 | 1.06
D | 4002 | 2021-10-27 | 11 | ON | 61.32 | 6.28 | 0.56 | 0.06 | 0.19 | 0.31 | 0 | 0.02 | -0.45 | -0.08 | 0 |  | 0.39 | 0.34 | 0.23 | 69.17 | 1389.409 | 1.12
D | 4002 | 2021-10-27 | 12 | ON | 71.06 | 6.28 | 0.56 | 0.06 | 1 | 0.31 | 0.11 | 0 | -0.45 | -0.08 | 0 |  | 0.39 | 0.34 | 0.23 | 79.81 | 1391.857 | 2.04
D | 4002 | 2021-10-27 | 13 | ON | 77.69 | 6.28 | 0.56 | 0.06 | 0.43 | 0.31 | 0.06 | 0.03 | -0.48 | -0.08 | 0 |  | 0.39 | 0.34 | 0.23 | 85.82 | 1385.196 | 1.42
D | 4002 | 2021-10-27 | 14 | ON | 64.95 | 6.28 | 0.56 | 0.06 | 0.25 | 0.31 | 0.09 | 0.02 | -0.45 | -0.08 | 0 |  | 0.39 | 0.34 | 0.23 | 72.95 | 1373.627 | 1.27
D | 4002 | 2021-10-27 | 15 | ON | 52.99 | 6.28 | 0.56 | 0.06 | 0.15 | 0.32 | 0.01 | 0.05 | -0.36 | -0.08 | 0 |  | 0.39 | 0.34 | 0.23 | 60.94 | 1357.336 | 1.1
D | 4002 | 2021-10-27 | 16 | ON | 54.63 | 6.28 | 0.56 | 0.06 | 0.16 | 0.32 | 0 | 0.13 | -0.4 | -0.08 | 0 |  | 0.39 | 0.34 | 0.23 | 62.62 | 1351.622 | 1.1
D | 4002 | 2021-10-27 | 17 | ON | 70.29 | 6.28 | 0.56 | 0.06 | 0.31 | 0.31 | 0.03 | 0.07 | -0.28 | -0.08 | 0 |  | 0.39 | 0.34 | 0.23 | 78.51 | 1377.648 | 1.27
D | 4002 | 2021-10-27 | 18 | ON | 71.63 | 6.28 | 0.56 | 0.06 | 0.35 | 0.29 | 0 | 0.03 | -0.51 | -0.08 | 0 |  | 0.39 | 0.34 | 0.23 | 79.57 | 1438.588 | 1.26
D | 4002 | 2021-10-27 | 19 | ON | 71.6 | 6.28 | 0.56 | 0.06 | 0.42 | 0.29 | 0.04 | 0.05 | -0.54 | -0.08 | 0 |  | 0.39 | 0.34 | 0.23 | 79.64 | 1466.147 | 1.37
D | 4002 | 2021-10-27 | 20 | ON | 75.76 | 6.28 | 0.56 | 0.06 | 0.25 | 0.3 | 0.03 | -0.17 | -0.46 | -0.08 | 0 |  | 0.39 | 0.34 | 0.23 | 83.49 | 1411.399 | 1.2
D | 4002 | 2021-10-27 | 21 | ON | 68.82 | 6.28 | 0.56 | 0.06 | 0.23 | 0.31 | 0.06 | 0.01 | -0.34 | -0.08 | 0 |  | 0.39 | 0.34 | 0.23 | 76.87 | 1337.714 | 1.22
D | 4002 | 2021-10-27 | 22 | ON | 64.36 | 6.28 | 0.56 | 0.06 | 0.37 | 0.33 | 0.02 | -0.04 | -0.33 | -0.08 | 0 |  | 0.39 | 0.34 | 0.23 | 72.49 | 1236.581 | 1.34
D | 4002 | 2021-10-27 | 23 | ON | 50.86 | 6.28 | 0.56 | 0.06 | 0.27 | 0.36 | 0.01 | -0.04 | -0.15 | -0.08 | 0 |  | 0.39 | 0.34 | 0.23 | 59.09 | 1125.924 | 1.26
D | 4002 | 2021-10-27 | 24 | OFF | 47.12 | 6.28 | 0.56 | 0.06 | 0.14 | 0 | 0 | 0.04 | -0.3 | -0.08 | 0 |  | 0.39 | 0.34 | 0.23 | 54.78 | 1040.131 | 0.76
D | 4002 | 2021-10-28 | 1 | OFF | 48.86 | 6.28 | 0.85 | 0.09 | 0.06 | 0 | 0 | -0.04 | -0.25 | -0.08 | 0 |  | 0.39 | 0.34 | 0.23 | 56.73 | 984.482 | 1
D | 4002 | 2021-10-28 | 2 | OFF | 49.9 | 6.28 | 0.85 | 0.09 | 0.04 | 0 | 0 | -0.01 | -0.24 | -0.08 | 0 |  | 0.39 | 0.34 | 0.23 | 57.79 | 957.058 | 0.98
D | 4002 | 2021-10-28 | 3 | OFF | 49.42 | 6.28 | 0.85 | 0.09 | 0.04 | 0 | 0 | 0.02 | -0.23 | -0.08 | 0 |  | 0.39 | 0.34 | 0.23 | 57.35 | 939.973 | 0.98
D | 4002 | 2021-10-28 | 4 | OFF | 49.59 | 6.28 | 0.85 | 0.09 | 0.07 | 0 | 0 | -0.06 | -0.22 | -0.08 | 0 |  | 0.39 | 0.34 | 0.23 | 57.48 | 944.426 | 1.01
D | 4002 | 2021-10-28 | 5 | OFF | 51.89 | 6.28 | 0.85 | 0.09 | 0.09 | 0 | 0 | 0 | -0.19 | -0.08 | 0 |  | 0.39 | 0.34 | 0.23 | 59.89 | 979.813 | 1.03
D | 4002 | 2021-10-28 | 6 | OFF | 53.97 | 6.28 | 0.85 | 0.09 | 0.16 | 0 | 0 | 0.14 | -0.2 | -0.08 | 0 |  | 0.39 | 0.34 | 0.23 | 62.17 | 1074.386 | 1.1
D | 4002 | 2021-10-28 | 7 | OFF | 55.24 | 6.28 | 0.85 | 0.09 | 0.2 | 0 | 0.06 | -0.05 | -0.14 | -0.08 | 0 |  | 0.39 | 0.34 | 0.23 | 63.41 | 1237.113 | 1.2
D | 4002 | 2021-10-28 | 8 | ON | 76.94 | 6.28 | 0.85 | 0.09 | 0.38 | 0.32 | 0.43 | 0.03 | -0.56 | -0.08 | 0 |  | 0.39 | 0.34 | 0.23 | 85.64 | 1327.167 | 2.07
D | 4002 | 2021-10-28 | 9 | ON | 61.51 | 6.28 | 0.85 | 0.09 | 0.35 | 0.31 | 0.07 | 0.01 | -0.46 | -0.08 | 0 |  | 0.39 | 0.34 | 0.23 | 69.89 | 1350.487 | 1.67
D | 4002 | 2021-10-28 | 10 | ON | 58.36 | 6.28 | 0.85 | 0.09 | 0.15 | 0.31 | 0.01 | -0.26 | -0.35 | -0.08 | 0 |  | 0.39 | 0.34 | 0.23 | 66.32 | 1349.975 | 1.41
D | 4002 | 2021-10-28 | 11 | ON | 70.27 | 6.28 | 0.85 | 0.09 | 0.33 | 0.32 | 0.01 | 0.04 | -0.38 | -0.08 | 0 |  | 0.39 | 0.34 | 0.23 | 78.69 | 1342.024 | 1.6
D | 4002 | 2021-10-28 | 12 | ON | 57.01 | 6.28 | 0.85 | 0.09 | 0.26 | 0.32 | 0.07 | -0.01 | -0.31 | -0.08 | 0 |  | 0.39 | 0.34 | 0.23 | 65.44 | 1328.441 | 1.59
D | 4002 | 2021-10-28 | 13 | ON | 49.35 | 6.28 | 0.85 | 0.09 | 0.17 | 0.23 | 0 | 0.06 | -0.31 | -0.08 | 0 |  | 0.39 | 0.34 | 0.23 | 57.6 | 1307.948 | 1.34
D | 4002 | 2021-10-28 | 14 | ON | 47.73 | 6.28 | 0.85 | 0.09 | 0.1 | 0.23 | 0 | -0.05 | -0.33 | -0.08 | 0 |  | 0.39 | 0.34 | 0.23 | 55.78 | 1283.755 | 1.27
D | 4002 | 2021-10-28 | 15 | ON | 46.33 | 6.28 | 0.85 | 0.09 | 0.06 | 0.33 | 0 | 0 | -0.32 | -0.08 | 0 |  | 0.39 | 0.34 | 0.23 | 54.5 | 1259.907 | 1.33
D | 4002 | 2021-10-28 | 16 | ON | 47.5 | 6.28 | 0.85 | 0.09 | 0.06 | 0.33 | 0 | -0.06 | -0.25 | -0.08 | 0 |  | 0.39 | 0.34 | 0.23 | 55.68 | 1259.34 | 1.33
D | 4002 | 2021-10-28 | 17 | ON | 67.57 | 6.28 | 0.85 | 0.09 | 0.12 | 0.29 | 0.04 | -0.1 | 0.01 | -0.08 | 0 |  | 0.39 | 0.34 | 0.23 | 76.03 | 1302.5 | 1.39
D | 4002 | 2021-10-28 | 18 | ON | 108.45 | 6.28 | 0.85 | 0.09 | 0.41 | 0.28 | 0.06 | -0.2 | -0.11 | -0.08 | 0 |  | 0.39 | 0.34 | 0.23 | 116.99 | 1380.111 | 1.69
D | 4002 | 2021-10-28 | 19 | ON | 121.9 | 6.28 | 0.85 | 0.09 | 0.78 | 0.28 | 0.57 | 0 | -0.33 | -0.08 | 0 |  | 0.39 | 0.34 | 0.23 | 131.3 | 1450.337 | 2.57
D | 4002 | 2021-10-28 | 20 | ON | 84 | 6.28 | 0.85 | 0.09 | 0.29 | 0.29 | 0.11 | 0.07 | -0.24 | -0.08 | 0 |  | 0.39 | 0.34 | 0.23 | 92.62 | 1419.727 | 1.63
D | 4002 | 2021-10-28 | 21 | ON | 76.76 | 6.28 | 0.85 | 0.09 | 0.16 | 0.3 | 0 | 0.01 | -0.28 | -0.08 | 0 |  | 0.39 | 0.34 | 0.23 | 85.05 | 1366.026 | 1.4
D | 4002 | 2021-10-28 | 22 | ON | 66.14 | 6.28 | 0.85 | 0.09 | 0.38 | 0.32 | 0 | -0.08 | -0.11 | -0.08 | 0 |  | 0.39 | 0.34 | 0.23 | 74.75 | 1276.64 | 1.64
D | 4002 | 2021-10-28 | 23 | ON | 58.4 | 6.28 | 0.85 | 0.09 | 0.47 | 0.34 | 0 | -0.06 | -0.29 | -0.08 | 0 |  | 0.39 | 0.34 | 0.23 | 66.96 | 1167.454 | 1.75
D | 4002 | 2021-10-28 | 24 | OFF | 71.16 | 6.28 | 0.85 | 0.09 | 0.86 | 0 | 0.07 | -0.06 | -0.18 | -0.08 | 0 |  | 0.39 | 0.34 | 0.23 | 79.95 | 1083.467 | 1.87
D | 4002 | 2021-10-29 | 1 | OFF | 52.02 | 6.28 | 0.27 | 0.04 | 0.21 | 0 | 0 | -0.06 | -0.29 | -0.08 | 0 |  | 0.39 | 0.34 | 0.23 | 59.35 | 1031.398 | 0.52
D | 4002 | 2021-10-29 | 2 | OFF | 52.4 | 6.28 | 0.27 | 0.04 | 0.06 | 0 | 0 | 0 | -0.26 | -0.08 | 0 |  | 0.39 | 0.34 | 0.23 | 59.67 | 1000.424 | 0.37
D | 4002 | 2021-10-29 | 3 | OFF | 50.52 | 6.28 | 0.27 | 0.04 | 0.01 | 0 | 0 | -0.02 | -0.28 | -0.08 | 0 |  | 0.39 | 0.34 | 0.23 | 57.7 | 987.194 | 0.32
D | 4002 | 2021-10-29 | 4 | OFF | 52.67 | 6.28 | 0.27 | 0.04 | 0.08 | 0 | 0 | -0.03 | -0.26 | -0.08 | 0 |  | 0.39 | 0.34 | 0.23 | 59.93 | 996.612 | 0.39
D | 4002 | 2021-10-29 | 5 | OFF | 51.11 | 6.28 | 0.27 | 0.04 | 0.05 | 0 | 0 | 0.01 | -0.23 | -0.08 | 0 |  | 0.39 | 0.34 | 0.23 | 58.41 | 1024.854 | 0.36
D | 4002 | 2021-10-29 | 6 | OFF | 55.49 | 6.28 | 0.27 | 0.04 | 0.21 | 0 | 0 | 0.05 | -0.12 | -0.08 | 0 |  | 0.39 | 0.34 | 0.23 | 63.1 | 1120.674 | 0.52
D | 4002 | 2021-10-29 | 7 | OFF | 64.55 | 6.28 | 0.27 | 0.04 | 0.29 | 0 | 0 | 0.01 | -0.02 | -0.08 | 0 |  | 0.39 | 0.34 | 0.23 | 72.3 | 1277.585 | 0.6
D | 4002 | 2021-10-29 | 8 | ON | 78.07 | 6.28 | 0.27 | 0.04 | 0.36 | 0.3 | 0.02 | 0.02 | -0.3 | -0.08 | 0 |  | 0.39 | 0.34 | 0.23 | 85.94 | 1375.92 | 0.99
D | 4002 | 2021-10-29 | 9 | ON | 67.83 | 6.28 | 0.27 | 0.04 | 0.21 | 0.3 | 0 | -0.02 | -0.31 | -0.08 | 0 |  | 0.39 | 0.34 | 0.23 | 75.48 | 1393.401 | 0.82
D | 4002 | 2021-10-29 | 10 | ON | 66.34 | 6.28 | 0.27 | 0.04 | 1.02 | 0.3 | 0.02 | 0.02 | -0.21 | -0.08 | 0 |  | 0.39 | 0.34 | 0.23 | 74.96 | 1390.145 | 1.65
D | 4002 | 2021-10-29 | 11 | ON | 59.98 | 6.28 | 0.27 | 0.04 | 1.09 | 0.31 | 0.1 | 0 | -0.22 | -0.08 | 0 |  | 0.39 | 0.34 | 0.23 | 68.73 | 1380.854 | 1.81
D | 4002 | 2021-10-29 | 12 | ON | 52.16 | 6.28 | 0.27 | 0.04 | 0.22 | 0.31 | 0 | -0.07 | -0.26 | -0.08 | 0 |  | 0.39 | 0.34 | 0.23 | 59.83 | 1345.556 | 0.84
D | 4002 | 2021-10-29 | 13 | ON | 47.94 | 6.28 | 0.27 | 0.04 | 0.07 | 0.32 | 0 | -0.04 | -0.18 | -0.08 | 0 |  | 0.39 | 0.34 | 0.23 | 55.58 | 1298.476 | 0.7
D | 4002 | 2021-10-29 | 14 | ON | 54.67 | 6.28 | 0.27 | 0.04 | 0.14 | 0.32 | 0.04 | 0.06 | -0.18 | -0.08 | 0 |  | 0.39 | 0.34 | 0.23 | 62.52 | 1269.896 | 0.81
D | 4002 | 2021-10-29 | 15 | ON | 51.1 | 6.28 | 0.27 | 0.04 | 0.1 | 0.32 | 0 | 0.06 | -0.18 | -0.08 | 0 |  | 0.39 | 0.34 | 0.23 | 58.87 | 1247.382 | 0.73
D | 4002 | 2021-10-29 | 16 | ON | 52.69 | 6.28 | 0.27 | 0.04 | 0.09 | 0.32 | 0.04 | 0.04 | -0.17 | -0.08 | 0 |  | 0.39 | 0.34 | 0.23 | 60.48 | 1260.346 | 0.76
D | 4002 | 2021-10-29 | 17 | ON | 61.81 | 6.28 | 0.27 | 0.04 | 0.12 | 0.31 | 0.07 | 0.09 | -0.18 | -0.08 | 0 |  | 0.39 | 0.34 | 0.23 | 69.69 | 1301.058 | 0.81
D | 4002 | 2021-10-29 | 18 | ON | 79.91 | 6.28 | 0.27 | 0.04 | 1.08 | 0.29 | 0.01 | 0.12 | -0.37 | -0.08 | 0 |  | 0.39 | 0.34 | 0.23 | 88.51 | 1358.868 | 1.69
D | 4002 | 2021-10-29 | 19 | ON | 65.88 | 6.28 | 0.27 | 0.04 | 0.35 | 0.29 | 0.23 | 0.06 | -0.44 | -0.08 | 0 |  | 0.39 | 0.34 | 0.23 | 73.84 | 1406.203 | 1.18
D | 4002 | 2021-10-29 | 20 | ON | 56.79 | 6.28 | 0.27 | 0.04 | 0.2 | 0.29 | 0 | 0.03 | -0.35 | -0.08 | 0 |  | 0.39 | 0.34 | 0.23 | 64.43 | 1365.081 | 0.8
D | 4002 | 2021-10-29 | 21 | ON | 56.26 | 6.28 | 0.27 | 0.04 | 0.17 | 0.31 | 0.03 | 0 | -0.29 | -0.08 | 0 |  | 0.39 | 0.34 | 0.23 | 63.95 | 1310.005 | 0.82
D | 4002 | 2021-10-29 | 22 | ON | 49.15 | 6.28 | 0.27 | 0.04 | 0.21 | 0.32 | 0 | -0.03 | -0.25 | -0.08 | 0 |  | 0.39 | 0.34 | 0.23 | 56.87 | 1233.026 | 0.84
D | 4002 | 2021-10-29 | 23 | ON | 42.53 | 6.28 | 0.27 | 0.04 | 0.13 | 0.35 | 0 | 0.01 | -0.28 | -0.08 | 0 |  | 0.39 | 0.34 | 0.23 | 50.21 | 1139.89 | 0.79
D | 4002 | 2021-10-29 | 24 | OFF | 43.57 | 6.28 | 0.27 | 0.04 | 0.11 | 0 | 0 | -0.1 | -0.26 | -0.08 | 0 |  | 0.39 | 0.34 | 0.23 | 50.79 | 1050.472 | 0.42
D | 4002 | 2021-10-30 | 1 | OFF | 52.46 | 6.28 | 1.37 | 0.15 | 0.09 | 0 | 0 | -0.04 | -0.41 | -0.08 | 0 |  | 0.39 | 0.34 | 0.23 | 60.78 | 992.468 | 1.61
D | 4002 | 2021-10-30 | 2 | OFF | 66.48 | 6.28 | 1.37 | 0.15 | 0.18 | 0 | 0 | -0.18 | -0.47 | -0.08 | 0 |  | 0.39 | 0.34 | 0.23 | 74.69 | 962.523 | 1.7
D | 4002 | 2021-10-30 | 3 | OFF | 62.5 | 6.28 | 1.37 | 0.15 | 0.2 | 0 | 0 | 0 | -0.46 | -0.08 | 0 |  | 0.39 | 0.34 | 0.23 | 70.92 | 940.557 | 1.72
D | 4002 | 2021-10-30 | 4 | OFF | 57.09 | 6.28 | 1.37 | 0.15 | 0.25 | 0 | 0 | -0.04 | -0.39 | -0.08 | 0 |  | 0.39 | 0.34 | 0.23 | 65.59 | 932.761 | 1.77
D | 4002 | 2021-10-30 | 5 | OFF | 64.44 | 6.28 | 1.37 | 0.15 | 0.41 | 0 | 0 | -0.05 | -0.42 | -0.08 | 0 |  | 0.39 | 0.34 | 0.23 | 73.06 | 944.101 | 1.93
D | 4002 | 2021-10-30 | 6 | OFF | 73.79 | 6.28 | 1.37 | 0.15 | 0.35 | 0 | 0 | 0.01 | -0.29 | -0.08 | 0 |  | 0.39 | 0.34 | 0.23 | 82.54 | 979.068 | 1.87
D | 4002 | 2021-10-30 | 7 | OFF | 96.26 | 6.28 | 1.37 | 0.15 | 0.67 | 0 | 0 | -0.17 | 0.05 | -0.08 | 0 |  | 0.39 | 0.34 | 0.23 | 105.49 | 1049.293 | 2.19
D | 4002 | 2021-10-30 | 8 | OFF | 55.85 | 6.28 | 1.37 | 0.15 | 0.26 | 0 | 0.02 | -0.04 | -0.26 | -0.08 | 0 |  | 0.39 | 0.34 | 0.23 | 64.51 | 1129.303 | 1.8
D | 4002 | 2021-10-30 | 9 | OFF | 75.83 | 6.28 | 1.37 | 0.15 | 0.18 | 0 | 0.07 | -0.18 | -0.34 | -0.08 | 0 |  | 0.39 | 0.34 | 0.23 | 84.24 | 1217.858 | 1.77
D | 4002 | 2021-10-30 | 10 | OFF | 89.45 | 6.28 | 1.37 | 0.15 | 0.24 | 0 | 0.05 | -0.02 | -0.56 | -0.08 | 0 |  | 0.39 | 0.34 | 0.23 | 97.84 | 1279.494 | 1.81
D | 4002 | 2021-10-30 | 11 | OFF | 78.99 | 6.28 | 1.37 | 0.15 | 0.17 | 0 | 0.09 | -0.03 | -0.53 | -0.08 | 0 |  | 0.39 | 0.34 | 0.23 | 87.37 | 1316.387 | 1.78
D | 4002 | 2021-10-30 | 12 | OFF | 87.19 | 6.28 | 1.37 | 0.15 | 1.07 | 0 | 0.01 | -0.05 | -0.5 | -0.08 | 0 |  | 0.39 | 0.34 | 0.23 | 96.4 | 1336.758 | 2.6
D | 4002 | 2021-10-30 | 13 | OFF | 86.89 | 6.28 | 1.37 | 0.15 | 0.43 | 0 | 0.01 | -0.18 | -0.49 | -0.08 | 0 |  | 0.39 | 0.34 | 0.23 | 95.34 | 1335.068 | 1.96
D | 4002 | 2021-10-30 | 14 | OFF | 92.84 | 6.28 | 1.37 | 0.15 | 0.36 | 0 | 0.14 | -0.01 | -0.47 | -0.08 | 0 |  | 0.39 | 0.34 | 0.23 | 101.54 | 1314.194 | 2.02
D | 4002 | 2021-10-30 | 15 | OFF | 77.17 | 6.28 | 1.37 | 0.15 | 0.29 | 0 | 0.57 | 0.06 | -0.44 | -0.08 | 0 |  | 0.39 | 0.34 | 0.23 | 86.33 | 1307.508 | 2.38
D | 4002 | 2021-10-30 | 16 | OFF | 68.51 | 6.28 | 1.37 | 0.15 | 0.13 | 0 | 0.1 | 0.01 | -0.39 | -0.08 | 0 |  | 0.39 | 0.34 | 0.23 | 77.04 | 1302.82 | 1.75
D | 4002 | 2021-10-30 | 17 | OFF | 81.97 | 6.28 | 1.37 | 0.15 | 0.22 | 0 | 0.01 | 0.06 | -0.4 | -0.08 | 0 |  | 0.39 | 0.34 | 0.23 | 90.54 | 1323.934 | 1.75
D | 4002 | 2021-10-30 | 18 | OFF | 71.52 | 6.28 | 1.37 | 0.15 | 0.11 | 0 | 0 | 0.05 | -0.4 | -0.08 | 0 |  | 0.39 | 0.34 | 0.23 | 79.96 | 1366.277 | 1.63
D | 4002 | 2021-10-30 | 19 | OFF | 58.67 | 6.28 | 1.37 | 0.15 | 0.12 | 0 | 0 | 0 | -0.41 | -0.08 | 0 |  | 0.39 | 0.34 | 0.23 | 67.06 | 1349.933 | 1.64
D | 4002 | 2021-10-30 | 20 | OFF | 70.34 | 6.28 | 1.37 | 0.15 | 0.23 | 0 | 0 | -0.01 | -0.3 | -0.08 | 0 |  | 0.39 | 0.34 | 0.23 | 78.94 | 1291.895 | 1.75
D | 4002 | 2021-10-30 | 21 | OFF | 80.8 | 6.28 | 1.37 | 0.15 | 0.3 | 0 | 0.12 | 0 | -0.14 | -0.08 | 0 |  | 0.39 | 0.34 | 0.23 | 89.76 | 1233.081 | 1.94
D | 4002 | 2021-10-30 | 22 | OFF | 73.67 | 6.28 | 1.37 | 0.15 | 0.53 | 0 | 0.09 | -0.05 | -0.22 | -0.08 | 0 |  | 0.39 | 0.34 | 0.23 | 82.7 | 1159.928 | 2.14
D | 4002 | 2021-10-30 | 23 | OFF | 68.19 | 6.28 | 1.37 | 0.15 | 0.46 | 0 | 0.04 | 0.02 | -0.15 | -0.08 | 0 |  | 0.39 | 0.34 | 0.23 | 77.24 | 1071.523 | 2.02
D | 4002 | 2021-10-30 | 24 | OFF | 64.72 | 6.28 | 1.37 | 0.15 | 0.86 | 0 | 0.47 | -0.05 | -0.2 | -0.08 | 0 |  | 0.39 | 0.34 | 0.23 | 74.48 | 1003.076 | 2.85
D | 4002 | 2021-10-31 | 1 | OFF | 51.15 | 6.28 | 0.54 | 0.07 | 0.16 | 0 | 0.16 | -0.01 | -0.43 | -0.08 | 0 |  | 0.39 | 0.34 | 0.23 | 58.8 | 948.002 | 0.93
D | 4002 | 2021-10-31 | 2 | OFF | 44.49 | 6.28 | 0.54 | 0.07 | 0.08 | 0 | 0 | -0.02 | -0.35 | -0.08 | 0 |  | 0.39 | 0.34 | 0.23 | 51.97 | 907.883 | 0.69
D | 4002 | 2021-10-31 | 3 | OFF | 48 | 6.28 | 0.54 | 0.07 | 0.12 | 0 | 0 | -0.02 | -0.41 | -0.08 | 0 |  | 0.39 | 0.34 | 0.23 | 55.46 | 887.391 | 0.73
D | 4002 | 2021-10-31 | 4 | OFF | 50.48 | 6.28 | 0.54 | 0.07 | 0.17 | 0 | 0 | -0.05 | -0.35 | -0.08 | 0 |  | 0.39 | 0.34 | 0.23 | 58.02 | 879.754 | 0.78
D | 4002 | 2021-10-31 | 5 | OFF | 54.54 | 6.28 | 0.54 | 0.07 | 0.16 | 0 | 0 | -0.07 | -0.34 | -0.08 | 0 |  | 0.39 | 0.34 | 0.23 | 62.06 | 884.807 | 0.77
D | 4002 | 2021-10-31 | 6 | OFF | 51.49 | 6.28 | 0.54 | 0.07 | 0.11 | 0 | 0 | 0.01 | -0.24 | -0.08 | 0 |  | 0.39 | 0.34 | 0.23 | 59.14 | 911.659 | 0.72
D | 4002 | 2021-10-31 | 7 | OFF | 50.76 | 6.28 | 0.54 | 0.07 | 0.18 | 0 | 0 | 0 | -0.27 | -0.08 | 0 |  | 0.39 | 0.34 | 0.23 | 58.44 | 960.805 | 0.79
D | 4002 | 2021-10-31 | 8 | OFF | 46.27 | 6.28 | 0.54 | 0.07 | 0.33 | 0 | 0 | 0.04 | -0.36 | -0.08 | 0 |  | 0.39 | 0.34 | 0.23 | 54.05 | 1027.858 | 0.94
D | 4002 | 2021-10-31 | 9 | OFF | 44.98 | 6.28 | 0.54 | 0.07 | 0.19 | 0 | 0 | 0 | -0.42 | -0.08 | 0 |  | 0.39 | 0.34 | 0.23 | 52.52 | 1105.73 | 0.8
D | 4002 | 2021-10-31 | 10 | OFF | 41.33 | 6.28 | 0.54 | 0.07 | 0.06 | 0 | 0 | 0.07 | -0.46 | -0.08 | 0 |  | 0.39 | 0.34 | 0.23 | 48.77 | 1145.334 | 0.67
D | 4002 | 2021-10-31 | 11 | OFF | 39.74 | 6.28 | 0.54 | 0.07 | 1.01 | 0 | 0 | 0.08 | -0.45 | -0.08 | 0 |  | 0.39 | 0.34 | 0.23 | 48.15 | 1164.009 | 1.62
D | 4002 | 2021-10-31 | 12 | OFF | 39.93 | 6.28 | 0.54 | 0.07 | 0.76 | 0 | 0 | -0.06 | -0.34 | -0.08 | 0 |  | 0.39 | 0.34 | 0.23 | 48.06 | 1175.107 | 1.37
D | 4002 | 2021-10-31 | 13 | OFF | 41.28 | 6.28 | 0.54 | 0.07 | 0.65 | 0 | 0 | -0.11 | -0.28 | -0.08 | 0 |  | 0.39 | 0.34 | 0.23 | 49.31 | 1184.554 | 1.26
D | 4002 | 2021-10-31 | 14 | OFF | 42.74 | 6.28 | 0.54 | 0.07 | 0.71 | 0 | 0 | -0.11 | -0.27 | -0.08 | 0 |  | 0.39 | 0.34 | 0.23 | 50.84 | 1193 | 1.32
D | 4002 | 2021-10-31 | 15 | OFF | 45.12 | 6.28 | 0.54 | 0.07 | 0.09 | 0 | 0 | -0.05 | -0.22 | -0.08 | 0 |  | 0.39 | 0.34 | 0.23 | 52.71 | 1200.668 | 0.7
D | 4002 | 2021-10-31 | 16 | OFF | 46.52 | 6.28 | 0.54 | 0.07 | 0.11 | 0 | 0 | 0.01 | -0.28 | -0.08 | 0 |  | 0.39 | 0.34 | 0.23 | 54.13 | 1214.575 | 0.72
D | 4002 | 2021-10-31 | 17 | OFF | 52.59 | 6.28 | 0.54 | 0.07 | 0.11 | 0 | 0 | -0.1 | -0.27 | -0.08 | 0 |  | 0.39 | 0.34 | 0.23 | 60.1 | 1236.484 | 0.72
D | 4002 | 2021-10-31 | 18 | OFF | 68.53 | 6.28 | 0.54 | 0.07 | 0.17 | 0 | 0.05 | 0.01 | -0.33 | -0.08 | 0 |  | 0.39 | 0.34 | 0.23 | 76.2 | 1254.261 | 0.83
D | 4002 | 2021-10-31 | 19 | OFF | 81.2 | 6.28 | 0.54 | 0.07 | 0.24 | 0 | 0 | -0.03 | -0.41 | -0.08 | 0 |  | 0.39 | 0.34 | 0.23 | 88.77 | 1247.639 | 0.85
D | 4002 | 2021-10-31 | 20 | OFF | 64.31 | 6.28 | 0.54 | 0.07 | 0.18 | 0 | 0 | -0.07 | -0.31 | -0.08 | 0 |  | 0.39 | 0.34 | 0.23 | 71.88 | 1222.275 | 0.79
D | 4002 | 2021-10-31 | 21 | OFF | 60.66 | 6.28 | 0.54 | 0.07 | 0.27 | 0 | 0.11 | 0.08 | -0.25 | -0.08 | 0 |  | 0.39 | 0.34 | 0.23 | 68.64 | 1195.098 | 0.99
D | 4002 | 2021-10-31 | 22 | OFF | 54.76 | 6.28 | 0.54 | 0.07 | 0.29 | 0 | 0 | 0.03 | -0.29 | -0.08 | 0 |  | 0.39 | 0.34 | 0.23 | 62.56 | 1123.002 | 0.9
D | 4002 | 2021-10-31 | 23 | OFF | 42.72 | 6.28 | 0.54 | 0.07 | 0.19 | 0 | 0 | 0.04 | -0.28 | -0.08 | 0 |  | 0.39 | 0.34 | 0.23 | 50.44 | 1036.327 | 0.8
D | 4002 | 2021-10-31 | 24 | OFF | 44.17 | 6.28 | 0.54 | 0.07 | 0.76 | 0 | 0 | 0.04 | -0.34 | -0.08 | 0 |  | 0.39 | 0.34 | 0.23 | 52.4 | 963.697 | 1.37
T | 744 lines

## whlsecost_hourly_4002_202111
C | Hourly Wholesale Load Cost Report
C | Filename: whlsecost_hourly_4002_202111.csv
C | Report for: 11 2021
C | Report generated: 04/08/2022 14:26:41 EDT
H | Location ID | Local Date | Local Hour | OnOffPeak | RTLMP | Capacity | First Contingency | Second Contingency | Regulation | Forward Reserves | Real-Time Reserves | Inadvertent | Marginal Loss Rev Fund | Auction Rev Rights | Real-Time Demand Reduction Cost | Price Responsive Demand Cost | ISO Sched 2 | ISO Sched 3 | NEPOOL Exp | Total Cost | RTLO | Total Ancillary & NCPC
H | Number | Date | Number | String | Number | Number | Number | Number | Number | Number | Number | Number | Number | Number | Number | Number | Number | Number | Number | Number | Number
D | 4002 | 2021-11-01 | 1 | OFF | 44.73 | 6.4 | 1.27 | 0.34 | 0.2 | 0 | 0 | 0.05 | -0.26 | -0.12 | 0 |  | 0.39 | 0.35 | 0.23 | 53.58 | 915.932 | 1.81
D | 4002 | 2021-11-01 | 2 | OFF | 42.31 | 6.4 | 1.27 | 0.34 | 0.07 | 0 | 0 | 0.07 | -0.18 | -0.12 | 0 |  | 0.39 | 0.35 | 0.23 | 51.13 | 887.72 | 1.68
D | 4002 | 2021-11-01 | 3 | OFF | 41.8 | 6.4 | 1.27 | 0.34 | 0.09 | 0 | 0 | 0.14 | -0.16 | -0.12 | 0 |  | 0.39 | 0.35 | 0.23 | 50.73 | 877.729 | 1.7
D | 4002 | 2021-11-01 | 4 | OFF | 40.61 | 6.4 | 1.27 | 0.34 | 0.07 | 0 | 0 | 0.02 | -0.16 | -0.12 | 0 |  | 0.39 | 0.35 | 0.23 | 49.4 | 882.892 | 1.68
D | 4002 | 2021-11-01 | 5 | OFF | 43.06 | 6.4 | 1.27 | 0.34 | 0.06 | 0 | 0 | 0.12 | -0.15 | -0.12 | 0 |  | 0.39 | 0.35 | 0.23 | 51.95 | 915.165 | 1.67
D | 4002 | 2021-11-01 | 6 | OFF | 44.61 | 6.4 | 1.27 | 0.34 | 0.2 | 0 | 0 | 0.27 | -0.14 | -0.12 | 0 |  | 0.39 | 0.35 | 0.23 | 53.8 | 1011.175 | 1.81
D | 4002 | 2021-11-01 | 7 | OFF | 46.05 | 6.4 | 1.27 | 0.34 | 0.37 | 0 | 0.01 | 0.03 | -0.28 | -0.12 | 0 |  | 0.39 | 0.35 | 0.23 | 55.04 | 1164.774 | 1.99
D | 4002 | 2021-11-01 | 8 | ON | 86.85 | 6.4 | 1.27 | 0.34 | 1 | 0.3 | 0 | 0.05 | -0.63 | -0.12 | 0 |  | 0.39 | 0.35 | 0.23 | 96.43 | 1263.537 | 2.91
D | 4002 | 2021-11-01 | 9 | ON | 67.58 | 6.4 | 1.27 | 0.34 | 0.38 | 0.28 | 0.02 | 0.12 | -0.4 | -0.12 | 0 |  | 0.39 | 0.35 | 0.23 | 76.84 | 1287.109 | 2.29
D | 4002 | 2021-11-01 | 10 | ON | 42.39 | 6.4 | 1.27 | 0.34 | 0.17 | 0.29 | 0 | 0.05 | -0.29 | -0.12 | 0 |  | 0.39 | 0.35 | 0.23 | 51.47 | 1279.173 | 2.07
D | 4002 | 2021-11-01 | 11 | ON | 37.91 | 6.4 | 1.27 | 0.34 | 0.08 | 0.32 | 0 | 0.06 | -0.29 | -0.12 | 0 |  | 0.39 | 0.35 | 0.23 | 46.94 | 1274.088 | 2.01
D | 4002 | 2021-11-01 | 12 | ON | 37.47 | 6.4 | 1.27 | 0.34 | 0.09 | 0.33 | 0 | 0.05 | -0.26 | -0.12 | 0 |  | 0.39 | 0.35 | 0.23 | 46.54 | 1262.108 | 2.03
D | 4002 | 2021-11-01 | 13 | ON | 35.12 | 6.4 | 1.27 | 0.34 | 0.11 | 0.33 | 0 | 0 | -0.26 | -0.12 | 0 |  | 0.39 | 0.35 | 0.23 | 44.16 | 1247.788 | 2.05
D | 4002 | 2021-11-01 | 14 | ON | 34.55 | 6.4 | 1.27 | 0.34 | 0.13 | 0.33 | 0 | 0 | -0.25 | -0.12 | 0 |  | 0.39 | 0.35 | 0.23 | 43.62 | 1245.717 | 2.07
D | 4002 | 2021-11-01 | 15 | ON | 32.92 | 6.4 | 1.27 | 0.34 | 0.1 | 0.33 | 0 | -0.01 | -0.23 | -0.12 | 0 |  | 0.39 | 0.35 | 0.23 | 41.97 | 1239.691 | 2.04
D | 4002 | 2021-11-01 | 16 | ON | 35.45 | 6.4 | 1.27 | 0.34 | 0.09 | 0.32 | 0 | -0.03 | -0.26 | -0.12 | 0 |  | 0.39 | 0.35 | 0.23 | 44.43 | 1253.979 | 2.02
D | 4002 | 2021-11-01 | 17 | ON | 38.93 | 6.4 | 1.27 | 0.34 | 0.09 | 0.3 | 0 | -0.02 | -0.22 | -0.12 | 0 |  | 0.39 | 0.35 | 0.23 | 47.94 | 1295.004 | 2
D | 4002 | 2021-11-01 | 18 | ON | 48.28 | 6.4 | 1.27 | 0.34 | 0.1 | 0.28 | 0 | 0.04 | -0.41 | -0.12 | 0 |  | 0.39 | 0.35 | 0.23 | 57.15 | 1388.247 | 1.99
D | 4002 | 2021-11-01 | 19 | ON | 52.59 | 6.4 | 1.27 | 0.34 | 0.13 | 0.27 | 0 | 0.04 | -0.66 | -0.12 | 0 |  | 0.39 | 0.35 | 0.23 | 61.23 | 1439.439 | 2.01
D | 4002 | 2021-11-01 | 20 | ON | 57.6 | 6.4 | 1.27 | 0.34 | 0.2 | 0.28 | 0 | 0.06 | -0.47 | -0.12 | 0 |  | 0.39 | 0.35 | 0.23 | 66.53 | 1382.663 | 2.09
D | 4002 | 2021-11-01 | 21 | ON | 51.71 | 6.4 | 1.27 | 0.34 | 0.21 | 0.29 | 0.01 | 0.03 | -0.49 | -0.12 | 0 |  | 0.39 | 0.35 | 0.23 | 60.62 | 1308.602 | 2.12
D | 4002 | 2021-11-01 | 22 | ON | 46.26 | 6.4 | 1.27 | 0.34 | 0.16 | 0.31 | 0 | 0.07 | -0.34 | -0.12 | 0 |  | 0.39 | 0.35 | 0.23 | 55.32 | 1212.145 | 2.08
D | 4002 | 2021-11-01 | 23 | ON | 44.89 | 6.4 | 1.27 | 0.34 | 0.18 | 0.34 | 0 | 0 | -0.32 | -0.12 | 0 |  | 0.39 | 0.35 | 0.23 | 53.95 | 1107.868 | 2.13
D | 4002 | 2021-11-01 | 24 | OFF | 39.57 | 6.4 | 1.27 | 0.34 | 0.18 | 0 | 0 | 0.02 | -0.1 | -0.12 | 0 |  | 0.39 | 0.35 | 0.23 | 48.53 | 1021.116 | 1.79
D | 4002 | 2021-11-02 | 1 | OFF | 39.55 | 6.4 | 0.35 | 0.06 | 0.11 | 0 | 0 | -0.06 | -0.2 | -0.12 | 0 |  | 0.39 | 0.35 | 0.23 | 47.06 | 968.122 | 0.52
D | 4002 | 2021-11-02 | 2 | OFF | 39.43 | 6.4 | 0.35 | 0.06 | 0.09 | 0 | 0 | -0.02 | -0.17 | -0.12 | 0 |  | 0.39 | 0.35 | 0.23 | 46.99 | 939.466 | 0.5
D | 4002 | 2021-11-02 | 3 | OFF | 39.5 | 6.4 | 0.35 | 0.06 | 0.08 | 0 | 0 | -0.09 | -0.24 | -0.12 | 0 |  | 0.39 | 0.35 | 0.23 | 46.91 | 928.363 | 0.49
D | 4002 | 2021-11-02 | 4 | OFF | 38.66 | 6.4 | 0.35 | 0.06 | 0.08 | 0 | 0 | -0.09 | -0.27 | -0.12 | 0 |  | 0.39 | 0.35 | 0.23 | 46.04 | 932.655 | 0.49
D | 4002 | 2021-11-02 | 5 | OFF | 40.63 | 6.4 | 0.35 | 0.06 | 0.08 | 0 | 0 | -0.07 | -0.31 | -0.12 | 0 |  | 0.39 | 0.35 | 0.23 | 47.99 | 969.133 | 0.49
D | 4002 | 2021-11-02 | 6 | OFF | 45.4 | 6.4 | 0.35 | 0.06 | 0.16 | 0 | 0 | 0.04 | -0.29 | -0.12 | 0 |  | 0.39 | 0.35 | 0.23 | 52.97 | 1065.981 | 0.57
D | 4002 | 2021-11-02 | 7 | OFF | 54.37 | 6.4 | 0.35 | 0.06 | 0.33 | 0 | 0 | 0.02 | -0.34 | -0.12 | 0 |  | 0.39 | 0.35 | 0.23 | 62.04 | 1218.835 | 0.74
D | 4002 | 2021-11-02 | 8 | ON | 62.94 | 6.4 | 0.35 | 0.06 | 0.42 | 0.3 | 0 | 0.09 | -0.58 | -0.12 | 0 |  | 0.39 | 0.35 | 0.23 | 70.83 | 1318.622 | 1.13
D | 4002 | 2021-11-02 | 9 | ON | 66.36 | 6.4 | 0.35 | 0.06 | 0.58 | 0.3 | 0 | 0.06 | -0.45 | -0.12 | 0 |  | 0.39 | 0.35 | 0.23 | 74.51 | 1341.204 | 1.29
D | 4002 | 2021-11-02 | 10 | ON | 59.85 | 6.4 | 0.35 | 0.06 | 0.4 | 0.3 | 0 | 0 | -0.49 | -0.12 | 0 |  | 0.39 | 0.35 | 0.23 | 67.72 | 1326.271 | 1.11
D | 4002 | 2021-11-02 | 11 | ON | 53.06 | 6.4 | 0.35 | 0.06 | 0.14 | 0.31 | 0 | 0.04 | -0.53 | -0.12 | 0 |  | 0.39 | 0.35 | 0.23 | 60.68 | 1316.014 | 0.86
D | 4002 | 2021-11-02 | 12 | ON | 46.61 | 6.4 | 0.35 | 0.06 | 0.1 | 0.31 | 0 | 0.03 | -0.47 | -0.12 | 0 |  | 0.39 | 0.35 | 0.23 | 54.24 | 1314.583 | 0.82
D | 4002 | 2021-11-02 | 13 | ON | 50.53 | 6.4 | 0.35 | 0.06 | 0.1 | 0.31 | 0 | 0 | -0.48 | -0.12 | 0 |  | 0.39 | 0.35 | 0.23 | 58.12 | 1312.736 | 0.82
D | 4002 | 2021-11-02 | 14 | ON | 61.51 | 6.4 | 0.35 | 0.06 | 0.23 | 0.31 | 0.02 | 0.08 | -0.5 | -0.12 | 0 |  | 0.39 | 0.35 | 0.23 | 69.31 | 1318.726 | 0.97
D | 4002 | 2021-11-02 | 15 | ON | 59.84 | 6.4 | 0.35 | 0.06 | 0.19 | 0.31 | 0 | 0.06 | -0.46 | -0.12 | 0 |  | 0.39 | 0.35 | 0.23 | 67.6 | 1306.727 | 0.91
D | 4002 | 2021-11-02 | 16 | ON | 59.79 | 6.4 | 0.35 | 0.06 | 0.24 | 0.3 | 0 | 0.08 | -0.49 | -0.12 | 0 |  | 0.39 | 0.35 | 0.23 | 67.58 | 1308.624 | 0.95
D | 4002 | 2021-11-02 | 17 | ON | 66.94 | 6.4 | 0.35 | 0.06 | 0.24 | 0.29 | 0 | 0 | -0.49 | -0.12 | 0 |  | 0.39 | 0.35 | 0.23 | 74.64 | 1339.7 | 0.94
D | 4002 | 2021-11-02 | 18 | ON | 80.48 | 6.4 | 0.35 | 0.06 | 0.23 | 0.28 | 0.05 | 0.05 | -0.52 | -0.12 | 0 |  | 0.39 | 0.35 | 0.23 | 88.23 | 1419.232 | 0.97
D | 4002 | 2021-11-02 | 19 | ON | 93.95 | 6.4 | 0.35 | 0.06 | 0.36 | 0.27 | 0.05 | 0.12 | -0.8 | -0.12 | 0 |  | 0.39 | 0.35 | 0.23 | 101.61 | 1457.513 | 1.09
D | 4002 | 2021-11-02 | 20 | ON | 80.24 | 6.4 | 0.35 | 0.06 | 0.33 | 0.28 | 0 | 0.04 | -0.54 | -0.12 | 0 |  | 0.39 | 0.35 | 0.23 | 88.01 | 1405.492 | 1.02
D | 4002 | 2021-11-02 | 21 | ON | 70.18 | 6.4 | 0.35 | 0.06 | 0.62 | 0.29 | 0 | 0.05 | -0.35 | -0.12 | 0 |  | 0.39 | 0.35 | 0.23 | 78.45 | 1332.34 | 1.32
D | 4002 | 2021-11-02 | 22 | ON | 55.98 | 6.4 | 0.35 | 0.06 | 0.2 | 0.31 | 0 | 0.12 | -0.3 | -0.12 | 0 |  | 0.39 | 0.35 | 0.23 | 63.97 | 1239.788 | 0.92
D | 4002 | 2021-11-02 | 23 | ON | 54.36 | 6.4 | 0.35 | 0.06 | 0.24 | 0.34 | 0.08 | 0.14 | -0.41 | -0.12 | 0 |  | 0.39 | 0.35 | 0.23 | 62.41 | 1135.855 | 1.07
D | 4002 | 2021-11-02 | 24 | OFF | 59.51 | 6.4 | 0.35 | 0.06 | 1.62 | 0 | 0 | 0.04 | -0.32 | -0.12 | 0 |  | 0.39 | 0.35 | 0.23 | 68.51 | 1050.331 | 2.03
D | 4002 | 2021-11-03 | 1 | OFF | 46.8 | 6.4 | 0.76 | 0.04 | 0.35 | 0 | 0 | 0.22 | -0.27 | -0.12 | 0 |  | 0.39 | 0.35 | 0.23 | 55.15 | 1001.031 | 1.15
D | 4002 | 2021-11-03 | 2 | OFF | 44.64 | 6.4 | 0.76 | 0.04 | 0.07 | 0 | 0 | 0.04 | -0.27 | -0.12 | 0 |  | 0.39 | 0.35 | 0.23 | 52.53 | 980 | 0.87
D | 4002 | 2021-11-03 | 3 | OFF | 44.7 | 6.4 | 0.76 | 0.04 | 0.07 | 0 | 0 | 0.04 | -0.28 | -0.12 | 0 |  | 0.39 | 0.35 | 0.23 | 52.58 | 969.194 | 0.87
D | 4002 | 2021-11-03 | 4 | OFF | 45.51 | 6.4 | 0.76 | 0.04 | 0.07 | 0 | 0 | 0.05 | -0.25 | -0.12 | 0 |  | 0.39 | 0.35 | 0.23 | 53.43 | 976.39 | 0.87
D | 4002 | 2021-11-03 | 5 | OFF | 45.52 | 6.4 | 0.76 | 0.04 | 0.08 | 0 | 0 | 0.09 | -0.34 | -0.12 | 0 |  | 0.39 | 0.35 | 0.23 | 53.4 | 1018.673 | 0.88
D | 4002 | 2021-11-03 | 6 | OFF | 47.7 | 6.4 | 0.76 | 0.04 | 0.21 | 0 | 0 | 0.09 | -0.34 | -0.12 | 0 |  | 0.39 | 0.35 | 0.23 | 55.71 | 1122.245 | 1.01
D | 4002 | 2021-11-03 | 7 | OFF | 68.1 | 6.4 | 0.76 | 0.04 | 0.31 | 0 | 0.11 | 0.03 | -0.25 | -0.12 | 0 |  | 0.39 | 0.35 | 0.23 | 76.35 | 1287.208 | 1.22
D | 4002 | 2021-11-03 | 8 | ON | 67.25 | 6.4 | 0.76 | 0.04 | 0.46 | 0.29 | 0.01 | 0.06 | -0.71 | -0.12 | 0 |  | 0.39 | 0.35 | 0.23 | 75.41 | 1388.529 | 1.56
D | 4002 | 2021-11-03 | 9 | ON | 73.35 | 6.4 | 0.76 | 0.04 | 0.39 | 0.29 | 0.03 | 0.06 | -0.35 | -0.12 | 0 |  | 0.39 | 0.35 | 0.23 | 81.82 | 1401.181 | 1.51
D | 4002 | 2021-11-03 | 10 | ON | 51.27 | 6.4 | 0.76 | 0.04 | 0.17 | 0.31 | 0 | 0.13 | -0.36 | -0.12 | 0 |  | 0.39 | 0.35 | 0.23 | 59.57 | 1373.402 | 1.28
D | 4002 | 2021-11-03 | 11 | ON | 46.91 | 6.4 | 0.76 | 0.04 | 0.09 | 0.32 | 0 | 0.09 | -0.35 | -0.12 | 0 |  | 0.39 | 0.35 | 0.23 | 55.11 | 1346.094 | 1.21
D | 4002 | 2021-11-03 | 12 | ON | 45.44 | 6.4 | 0.76 | 0.04 | 0.52 | 0.33 | 0 | 0.13 | -0.36 | -0.12 | 0 |  | 0.39 | 0.35 | 0.23 | 54.11 | 1330.476 | 1.65
D | 4002 | 2021-11-03 | 13 | ON | 45.28 | 6.4 | 0.76 | 0.04 | 0.56 | 0.33 | 0 | 0.08 | -0.28 | -0.12 | 0 |  | 0.39 | 0.35 | 0.23 | 54.02 | 1330.562 | 1.69
D | 4002 | 2021-11-03 | 14 | ON | 46.71 | 6.4 | 0.76 | 0.04 | 0.06 | 0.33 | 0 | 0.11 | -0.31 | -0.12 | 0 |  | 0.39 | 0.35 | 0.23 | 54.95 | 1341.463 | 1.19
D | 4002 | 2021-11-03 | 15 | ON | 46.29 | 6.4 | 0.76 | 0.04 | 0.07 | 0.33 | 0 | 0.08 | -0.3 | -0.12 | 0 |  | 0.39 | 0.35 | 0.23 | 54.52 | 1324.166 | 1.2
D | 4002 | 2021-11-03 | 16 | ON | 46.08 | 6.4 | 0.76 | 0.04 | 0.06 | 0.32 | 0 | 0.06 | -0.34 | -0.12 | 0 |  | 0.39 | 0.35 | 0.23 | 54.23 | 1327.242 | 1.18
D | 4002 | 2021-11-03 | 17 | ON | 59.67 | 6.4 | 0.76 | 0.04 | 0.08 | 0.3 | 0.11 | -0.03 | 0 | -0.12 | 0 |  | 0.39 | 0.35 | 0.23 | 68.18 | 1375.275 | 1.29
D | 4002 | 2021-11-03 | 18 | ON | 84.39 | 6.4 | 0.76 | 0.04 | 0.18 | 0.28 | 0.29 | 0.06 | -0.36 | -0.12 | 0 |  | 0.39 | 0.35 | 0.23 | 92.89 | 1464.716 | 1.55
D | 4002 | 2021-11-03 | 19 | ON | 101.26 | 6.4 | 0.76 | 0.04 | 0.31 | 0.27 | 0.49 | 0.39 | -0.59 | -0.12 | 0 |  | 0.39 | 0.35 | 0.23 | 110.18 | 1515.471 | 1.87
D | 4002 | 2021-11-03 | 20 | ON | 89.1 | 6.4 | 0.76 | 0.04 | 0.36 | 0.27 | 0.29 | -0.06 | -0.49 | -0.12 | 0 |  | 0.39 | 0.35 | 0.23 | 97.52 | 1476.5 | 1.72
D | 4002 | 2021-11-03 | 21 | ON | 67.21 | 6.4 | 0.76 | 0.04 | 0.18 | 0.28 | 0 | 0.12 | -0.26 | -0.12 | 0 |  | 0.39 | 0.35 | 0.23 | 75.58 | 1407.187 | 1.26
D | 4002 | 2021-11-03 | 22 | ON | 54.34 | 6.4 | 0.76 | 0.04 | 0.09 | 0.3 | 0 | 0.04 | -0.29 | -0.12 | 0 |  | 0.39 | 0.35 | 0.23 | 62.53 | 1313.3 | 1.19
D | 4002 | 2021-11-03 | 23 | ON | 51.38 | 6.4 | 0.76 | 0.04 | 0.19 | 0.32 | 0 | 0.07 | -0.34 | -0.12 | 0 |  | 0.39 | 0.35 | 0.23 | 59.67 | 1205.152 | 1.31
D | 4002 | 2021-11-03 | 24 | OFF | 51.14 | 6.4 | 0.76 | 0.04 | 0.2 | 0 | 0 | 0.04 | -0.41 | -0.12 | 0 |  | 0.39 | 0.35 | 0.23 | 59.02 | 1121.409 | 1
D | 4002 | 2021-11-04 | 1 | OFF | 50.03 | 6.4 | 0.94 | 0.11 | 0.1 | 0 | 0 | -0.04 | -0.43 | -0.12 | 0 |  | 0.39 | 0.35 | 0.23 | 57.96 | 1064.356 | 1.15
D | 4002 | 2021-11-04 | 2 | OFF | 49.81 | 6.4 | 0.94 | 0.11 | 0.09 | 0 | 0 | 0.06 | -0.4 | -0.12 | 0 |  | 0.39 | 0.35 | 0.23 | 57.86 | 1038.213 | 1.14
D | 4002 | 2021-11-04 | 3 | OFF | 56.48 | 6.4 | 0.94 | 0.11 | 0.1 | 0 | 0 | -0.05 | -0.37 | -0.12 | 0 |  | 0.39 | 0.35 | 0.23 | 64.46 | 1026.551 | 1.15
D | 4002 | 2021-11-04 | 4 | OFF | 57.09 | 6.4 | 0.94 | 0.11 | 0.08 | 0 | 0 | 0.09 | -0.37 | -0.12 | 0 |  | 0.39 | 0.35 | 0.23 | 65.19 | 1033.905 | 1.13
D | 4002 | 2021-11-04 | 5 | OFF | 56.1 | 6.4 | 0.94 | 0.11 | 0.09 | 0 | 0 | 0.12 | -0.34 | -0.12 | 0 |  | 0.39 | 0.35 | 0.23 | 64.27 | 1076.288 | 1.14
D | 4002 | 2021-11-04 | 6 | OFF | 57.17 | 6.4 | 0.94 | 0.11 | 0.26 | 0 | 0 | 0.04 | -0.23 | -0.12 | 0 |  | 0.39 | 0.35 | 0.23 | 65.54 | 1179.158 | 1.31
D | 4002 | 2021-11-04 | 7 | OFF | 81.49 | 6.4 | 0.94 | 0.11 | 0.64 | 0 | 0.1 | 0.11 | -0.43 | -0.12 | 0 |  | 0.39 | 0.35 | 0.23 | 90.21 | 1345.431 | 1.79
D | 4002 | 2021-11-04 | 8 | ON | 91.25 | 6.4 | 0.94 | 0.11 | 0.57 | 0.28 | 0.06 | 0.08 | -0.7 | -0.12 | 0 |  | 0.39 | 0.35 | 0.23 | 99.84 | 1447.583 | 1.96
D | 4002 | 2021-11-04 | 9 | ON | 87.39 | 6.4 | 0.94 | 0.11 | 0.51 | 0.28 | 0.02 | 0.01 | -0.49 | -0.12 | 0 |  | 0.39 | 0.35 | 0.23 | 96.02 | 1462.617 | 1.86
D | 4002 | 2021-11-04 | 10 | ON | 75.97 | 6.4 | 0.94 | 0.11 | 0.27 | 0.29 | 0.07 | 0.15 | -0.31 | -0.12 | 0 |  | 0.39 | 0.35 | 0.23 | 84.74 | 1438.652 | 1.68
D | 4002 | 2021-11-04 | 11 | ON | 57.22 | 6.4 | 0.94 | 0.11 | 0.76 | 0.31 | 0 | 0.14 | -0.4 | -0.12 | 0 |  | 0.39 | 0.35 | 0.23 | 66.33 | 1403.896 | 2.12
D | 4002 | 2021-11-04 | 12 | ON | 55.13 | 6.4 | 0.94 | 0.11 | 0.44 | 0.32 | 0 | 0.12 | -0.45 | -0.12 | 0 |  | 0.39 | 0.35 | 0.23 | 63.86 | 1368.055 | 1.81
D | 4002 | 2021-11-04 | 13 | ON | 53.33 | 6.4 | 0.94 | 0.11 | 0.08 | 0.33 | 0 | 0.21 | -0.41 | -0.12 | 0 |  | 0.39 | 0.35 | 0.23 | 61.84 | 1335.697 | 1.46
D | 4002 | 2021-11-04 | 14 | ON | 55.96 | 6.4 | 0.94 | 0.11 | 0.08 | 0.33 | 0 | 0.06 | -0.48 | -0.12 | 0 |  | 0.39 | 0.35 | 0.23 | 64.25 | 1324.515 | 1.46
D | 4002 | 2021-11-04 | 15 | ON | 56.62 | 6.4 | 0.94 | 0.11 | 0.09 | 0.33 | 0 | 0.07 | -0.48 | -0.12 | 0 |  | 0.39 | 0.35 | 0.23 | 64.93 | 1320.189 | 1.47
D | 4002 | 2021-11-04 | 16 | ON | 79.52 | 6.4 | 0.94 | 0.11 | 0.15 | 0.31 | 0.49 | 0.05 | -0.32 | -0.12 | 0 |  | 0.39 | 0.35 | 0.23 | 88.5 | 1339.891 | 2
D | 4002 | 2021-11-04 | 17 | ON | 106.08 | 6.4 | 0.94 | 0.11 | 0.31 | 0.3 | 1.26 | 0.27 | -0.54 | -0.12 | 0 |  | 0.39 | 0.35 | 0.23 | 115.98 | 1383.862 | 2.92
D | 4002 | 2021-11-04 | 18 | ON | 107.37 | 6.4 | 0.94 | 0.11 | 0.31 | 0.28 | 0.98 | 0.34 | -0.1 | -0.12 | 0 |  | 0.39 | 0.35 | 0.23 | 117.48 | 1473.517 | 2.62
D | 4002 | 2021-11-04 | 19 | ON | 107.02 | 6.4 | 0.94 | 0.11 | 0.36 | 0.23 | 0.99 | 0.22 | -0.77 | -0.12 | 0 |  | 0.39 | 0.35 | 0.23 | 116.35 | 1515.265 | 2.63
D | 4002 | 2021-11-04 | 20 | ON | 111.65 | 6.4 | 0.94 | 0.11 | 0.87 | 0.24 | 0.46 | 0.21 | -0.43 | -0.12 | 0 |  | 0.39 | 0.35 | 0.23 | 121.3 | 1472.702 | 2.62
D | 4002 | 2021-11-04 | 21 | ON | 100.11 | 6.4 | 0.94 | 0.11 | 0.38 | 0.25 | 0.01 | 0.14 | -0.44 | -0.12 | 0 |  | 0.39 | 0.35 | 0.23 | 108.75 | 1402.504 | 1.69
D | 4002 | 2021-11-04 | 22 | ON | 103.01 | 6.4 | 0.94 | 0.11 | 0.28 | 0.31 | 0.01 | 0.47 | -0.43 | -0.12 | 0 |  | 0.39 | 0.35 | 0.23 | 111.95 | 1309.461 | 1.65
D | 4002 | 2021-11-04 | 23 | ON | 66.19 | 6.4 | 0.94 | 0.11 | 0.27 | 0.33 | 0.04 | 0 | -0.51 | -0.12 | 0 |  | 0.39 | 0.35 | 0.23 | 74.62 | 1202.147 | 1.69
D | 4002 | 2021-11-04 | 24 | OFF | 60.14 | 6.4 | 0.94 | 0.11 | 0.37 | 0 | 0 | 0.18 | -0.52 | -0.12 | 0 |  | 0.39 | 0.35 | 0.23 | 68.47 | 1116.967 | 1.42
D | 4002 | 2021-11-05 | 1 | OFF | 52.36 | 6.4 | 1.5 | 0.14 | 0.09 | 0 | 0 | 0.07 | -0.6 | -0.12 | 0 |  | 0.39 | 0.35 | 0.23 | 60.81 | 1065.222 | 1.73
D | 4002 | 2021-11-05 | 2 | OFF | 51.05 | 6.4 | 1.5 | 0.14 | 0.07 | 0 | 0 | 0.23 | -0.54 | -0.12 | 0 |  | 0.39 | 0.35 | 0.23 | 59.7 | 1037.451 | 1.71
D | 4002 | 2021-11-05 | 3 | OFF | 55.06 | 6.4 | 1.5 | 0.14 | 0.11 | 0 | 0 | 0.07 | -0.65 | -0.12 | 0 |  | 0.39 | 0.35 | 0.23 | 63.48 | 1026.701 | 1.75
D | 4002 | 2021-11-05 | 4 | OFF | 59.85 | 6.4 | 1.5 | 0.14 | 0.1 | 0 | 0 | 0.11 | -0.49 | -0.12 | 0 |  | 0.39 | 0.35 | 0.23 | 68.46 | 1031.109 | 1.74
D | 4002 | 2021-11-05 | 5 | OFF | 57.13 | 6.4 | 1.5 | 0.14 | 0.06 | 0 | 0 | 0.11 | -0.34 | -0.12 | 0 |  | 0.39 | 0.35 | 0.23 | 65.85 | 1068.54 | 1.7
D | 4002 | 2021-11-05 | 6 | OFF | 62.83 | 6.4 | 1.5 | 0.14 | 0.28 | 0 | 0 | 0.03 | -0.11 | -0.12 | 0 |  | 0.39 | 0.35 | 0.23 | 71.92 | 1169.95 | 1.92
D | 4002 | 2021-11-05 | 7 | OFF | 115.07 | 6.4 | 1.5 | 0.14 | 0.9 | 0 | 0 | 0.43 | -0.42 | -0.12 | 0 |  | 0.39 | 0.35 | 0.23 | 124.87 | 1329.656 | 2.54
D | 4002 | 2021-11-05 | 8 | ON | 181.42 | 6.4 | 1.5 | 0.14 | 1.88 | 0.27 | 1.72 | 0.09 | -0.68 | -0.12 | 0 |  | 0.39 | 0.35 | 0.23 | 193.59 | 1432.156 | 5.51
D | 4002 | 2021-11-05 | 9 | ON | 133.3 | 6.4 | 1.5 | 0.14 | 1.17 | 0.27 | 0.26 | 0.11 | -0.41 | -0.12 | 0 |  | 0.39 | 0.35 | 0.23 | 143.59 | 1449.603 | 3.34
D | 4002 | 2021-11-05 | 10 | ON | 83.48 | 6.4 | 1.5 | 0.14 | 0.32 | 0.29 | 0 | 0.08 | 0 | -0.12 | 0 |  | 0.39 | 0.35 | 0.23 | 93.06 | 1425.549 | 2.25
D | 4002 | 2021-11-05 | 11 | ON | 54.85 | 6.4 | 1.5 | 0.14 | 0.1 | 0.31 | 0 | 0.12 | -0.42 | -0.12 | 0 |  | 0.39 | 0.35 | 0.23 | 63.85 | 1393.031 | 2.05
D | 4002 | 2021-11-05 | 12 | ON | 52.31 | 6.4 | 1.5 | 0.14 | 0.08 | 0.32 | 0 | 0.08 | -0.37 | -0.12 | 0 |  | 0.39 | 0.35 | 0.23 | 61.31 | 1353.004 | 2.04
D | 4002 | 2021-11-05 | 13 | ON | 49.42 | 6.4 | 1.5 | 0.14 | 0.08 | 0.32 | 0 | 0.16 | -0.33 | -0.12 | 0 |  | 0.39 | 0.35 | 0.23 | 58.54 | 1276.186 | 2.04
D | 4002 | 2021-11-05 | 14 | ON | 48.78 | 6.4 | 1.5 | 0.14 | 0.98 | 0.34 | 0 | 0.13 | -0.36 | -0.12 | 0 |  | 0.39 | 0.35 | 0.23 | 58.76 | 1251.74 | 2.96
D | 4002 | 2021-11-05 | 15 | ON | 48.72 | 6.4 | 1.5 | 0.14 | 0.09 | 0.32 | 0 | 0.04 | -0.36 | -0.12 | 0 |  | 0.39 | 0.35 | 0.23 | 57.7 | 1231.96 | 2.05
D | 4002 | 2021-11-05 | 16 | ON | 48.27 | 6.4 | 1.5 | 0.14 | 0.1 | 0.33 | 0 | 0.16 | -0.42 | -0.12 | 0 |  | 0.39 | 0.35 | 0.23 | 57.33 | 1243.686 | 2.07
D | 4002 | 2021-11-05 | 17 | ON | 64.85 | 6.4 | 1.5 | 0.14 | 0.52 | 0.31 | 0.21 | 0 | 0.08 | -0.12 | 0 |  | 0.39 | 0.35 | 0.23 | 74.86 | 1289.334 | 2.68
D | 4002 | 2021-11-05 | 18 | ON | 84.9 | 6.4 | 1.5 | 0.14 | 0.53 | 0.29 | 0.76 | 0.04 | -0.37 | -0.12 | 0 |  | 0.39 | 0.35 | 0.23 | 95.04 | 1364.781 | 3.22
D | 4002 | 2021-11-05 | 19 | ON | 79.23 | 6.4 | 1.5 | 0.14 | 0.4 | 0.28 | 0.26 | 0.04 | -0.6 | -0.12 | 0 |  | 0.39 | 0.35 | 0.23 | 88.5 | 1408.202 | 2.58
D | 4002 | 2021-11-05 | 20 | ON | 76.37 | 6.4 | 1.5 | 0.14 | 0.24 | 0.29 | 0.39 | -0.07 | -0.51 | -0.12 | 0 |  | 0.39 | 0.35 | 0.23 | 85.6 | 1370.353 | 2.56
D | 4002 | 2021-11-05 | 21 | ON | 66.9 | 6.4 | 1.5 | 0.14 | 0.13 | 0.3 | 0.08 | -0.03 | -0.41 | -0.12 | 0 |  | 0.39 | 0.35 | 0.23 | 75.86 | 1322.154 | 2.15
D | 4002 | 2021-11-05 | 22 | ON | 77.74 | 6.4 | 1.5 | 0.14 | 0.24 | 0.31 | 0.04 | -0.07 | -0.55 | -0.12 | 0 |  | 0.39 | 0.35 | 0.23 | 86.6 | 1251.581 | 2.23
D | 4002 | 2021-11-05 | 23 | ON | 95.14 | 6.4 | 1.5 | 0.14 | 0.62 | 0.33 | 0 | 0.02 | -0.7 | -0.12 | 0 |  | 0.39 | 0.35 | 0.23 | 104.3 | 1159.957 | 2.59
D | 4002 | 2021-11-05 | 24 | OFF | 56.98 | 6.4 | 1.5 | 0.14 | 0.6 | 0 | 0 | 0.07 | -0.28 | -0.12 | 0 |  | 0.39 | 0.35 | 0.23 | 66.26 | 1077.942 | 2.24
D | 4002 | 2021-11-06 | 1 | OFF | 75.5 | 6.4 | 0.44 | 0.08 | 0.34 | 0 | 0 | -0.05 | -0.29 | -0.12 | 0 |  | 0.39 | 0.35 | 0.23 | 83.27 | 1022.392 | 0.86
D | 4002 | 2021-11-06 | 2 | OFF | 127.26 | 6.4 | 0.44 | 0.08 | 0.48 | 0 | 0 | -0.02 | -0.53 | -0.12 | 0 |  | 0.39 | 0.35 | 0.23 | 134.96 | 990.391 | 1
D | 4002 | 2021-11-06 | 3 | OFF | 97.31 | 6.4 | 0.44 | 0.08 | 0.31 | 0 | 0 | 0.16 | -0.29 | -0.12 | 0 |  | 0.39 | 0.35 | 0.23 | 105.26 | 975.1 | 0.83
D | 4002 | 2021-11-06 | 4 | OFF | 65.49 | 6.4 | 0.44 | 0.08 | 0.35 | 0 | 0 | 0.04 | -0.29 | -0.12 | 0 |  | 0.39 | 0.35 | 0.23 | 73.36 | 975.167 | 0.87
D | 4002 | 2021-11-06 | 5 | OFF | 53.96 | 6.4 | 0.44 | 0.08 | 0.12 | 0 | 0 | 0.03 | -0.3 | -0.12 | 0 |  | 0.39 | 0.35 | 0.23 | 61.58 | 994.033 | 0.64
D | 4002 | 2021-11-06 | 6 | OFF | 85.05 | 6.4 | 0.44 | 0.08 | 0.23 | 0 | 0.24 | -0.01 | -0.33 | -0.12 | 0 |  | 0.39 | 0.35 | 0.23 | 92.95 | 1041.953 | 0.99
D | 4002 | 2021-11-06 | 7 | OFF | 73.23 | 6.4 | 0.44 | 0.08 | 0.44 | 0 | 0.12 | 0.09 | -0.34 | -0.12 | 0 |  | 0.39 | 0.35 | 0.23 | 81.31 | 1122.92 | 1.08
D | 4002 | 2021-11-06 | 8 | OFF | 77.06 | 6.4 | 0.44 | 0.08 | 0.4 | 0 | 0.39 | 0.1 | -0.35 | -0.12 | 0 |  | 0.39 | 0.35 | 0.23 | 85.37 | 1210.117 | 1.31
D | 4002 | 2021-11-06 | 9 | OFF | 74.98 | 6.4 | 0.44 | 0.08 | 0.43 | 0 | 0.24 | 0.33 | -0.28 | -0.12 | 0 |  | 0.39 | 0.35 | 0.23 | 83.47 | 1273.33 | 1.19
D | 4002 | 2021-11-06 | 10 | OFF | 49.94 | 6.4 | 0.44 | 0.08 | 0.18 | 0 | 0 | 0.05 | -0.21 | -0.12 | 0 |  | 0.39 | 0.35 | 0.23 | 57.73 | 1276.596 | 0.7
D | 4002 | 2021-11-06 | 11 | OFF | 43.94 | 6.4 | 0.44 | 0.08 | 0.09 | 0 | 0 | 0.09 | -0.2 | -0.12 | 0 |  | 0.39 | 0.35 | 0.23 | 51.69 | 1244.804 | 0.61
D | 4002 | 2021-11-06 | 12 | OFF | 42.23 | 6.4 | 0.44 | 0.08 | 0.03 | 0 | 0 | 0.05 | -0.15 | -0.12 | 0 |  | 0.39 | 0.35 | 0.23 | 49.93 | 1202.796 | 0.55
D | 4002 | 2021-11-06 | 13 | OFF | 39.68 | 6.4 | 0.44 | 0.08 | 0.07 | 0 | 0 | 0.07 | -0.16 | -0.12 | 0 |  | 0.39 | 0.35 | 0.23 | 47.43 | 1165.28 | 0.59
D | 4002 | 2021-11-06 | 14 | OFF | 38.35 | 6.4 | 0.44 | 0.08 | 0.13 | 0 | 0 | 0.04 | -0.18 | -0.12 | 0 |  | 0.39 | 0.35 | 0.23 | 46.11 | 1135.767 | 0.65
D | 4002 | 2021-11-06 | 15 | OFF | 39.74 | 6.4 | 0.44 | 0.08 | 0.12 | 0 | 0 | 0.02 | -0.19 | -0.12 | 0 |  | 0.39 | 0.35 | 0.23 | 47.46 | 1123.932 | 0.64
D | 4002 | 2021-11-06 | 16 | OFF | 39.51 | 6.4 | 0.44 | 0.08 | 0.1 | 0 | 0 | 0.05 | -0.2 | -0.12 | 0 |  | 0.39 | 0.35 | 0.23 | 47.23 | 1140.478 | 0.62
D | 4002 | 2021-11-06 | 17 | OFF | 53.65 | 6.4 | 0.44 | 0.08 | 0.18 | 0 | 0 | 0.03 | 0.16 | -0.12 | 0 |  | 0.39 | 0.35 | 0.23 | 61.79 | 1196.271 | 0.7
D | 4002 | 2021-11-06 | 18 | OFF | 88.32 | 6.4 | 0.44 | 0.08 | 0.29 | 0 | 0.01 | 0.24 | -0.27 | -0.12 | 0 |  | 0.39 | 0.35 | 0.23 | 96.36 | 1285.105 | 0.82
D | 4002 | 2021-11-06 | 19 | OFF | 65.85 | 6.4 | 0.44 | 0.08 | 1 | 0 | 0 | 0.13 | -0.37 | -0.12 | 0 |  | 0.39 | 0.35 | 0.23 | 74.38 | 1330.124 | 1.52
D | 4002 | 2021-11-06 | 20 | OFF | 67.63 | 6.4 | 0.44 | 0.08 | 0.25 | 0 | 0 | 0.08 | -0.25 | -0.12 | 0 |  | 0.39 | 0.35 | 0.23 | 75.48 | 1292.681 | 0.77
D | 4002 | 2021-11-06 | 21 | OFF | 56.44 | 6.4 | 0.44 | 0.08 | 0.17 | 0 | 0.02 | 0.05 | -0.19 | -0.12 | 0 |  | 0.39 | 0.35 | 0.23 | 64.26 | 1245.888 | 0.71
D | 4002 | 2021-11-06 | 22 | OFF | 61.68 | 6.4 | 0.44 | 0.08 | 0.17 | 0 | 0.21 | 0.04 | -0.23 | -0.12 | 0 |  | 0.39 | 0.35 | 0.23 | 69.64 | 1184.774 | 0.9
D | 4002 | 2021-11-06 | 23 | OFF | 58.52 | 6.4 | 0.44 | 0.08 | 0.32 | 0 | 0.12 | 0.15 | -0.23 | -0.12 | 0 |  | 0.39 | 0.35 | 0.23 | 66.65 | 1107.004 | 0.96
D | 4002 | 2021-11-06 | 24 | OFF | 52.56 | 6.4 | 0.44 | 0.08 | 0.34 | 0 | 0.12 | -0.01 | -0.3 | -0.12 | 0 |  | 0.39 | 0.35 | 0.23 | 60.48 | 1036.446 | 0.98
D | 4002 | 2021-11-07 | 1 | OFF | 51.21 | 6.4 | 0.4 | 0.06 | 0.25 | 0 | 0.09 | 0.05 | -0.31 | -0.12 | 0 |  | 0.39 | 0.35 | 0.23 | 59 | 983.848 | 0.8
D | 4002 | 2021-11-07 | 2 | OFF | 50.71 | 6.4 | 0.4 | 0.06 | 0.18 | 0 | 0 | 0.06 | -0.25 | -0.12 | 0 |  | 0.39 | 0.35 | 0.23 | 58.41 | 933.887 | 0.64
D | 4002 | 2021-11-07 | 02X | OFF | 50.67 | 6.4 | 0.4 | 0.06 | 0.15 | 0 | 0 | 0.1 | -0.12 | -0.12 | 0 |  | 0.39 | 0.35 | 0.23 | 58.51 | 939.079 | 0.61
D | 4002 | 2021-11-07 | 3 | OFF | 55.14 | 6.4 | 0.4 | 0.06 | 0.31 | 0 | 0 | 0.08 | -0.2 | -0.12 | 0 |  | 0.39 | 0.35 | 0.23 | 63.04 | 936.232 | 0.77
D | 4002 | 2021-11-07 | 4 | OFF | 50.88 | 6.4 | 0.4 | 0.06 | 0.16 | 0 | 0 | 0.09 | -0.2 | -0.12 | 0 |  | 0.39 | 0.35 | 0.23 | 58.64 | 942.563 | 0.62
D | 4002 | 2021-11-07 | 5 | OFF | 52.72 | 6.4 | 0.4 | 0.06 | 0.13 | 0 | 0 | 0.14 | -0.25 | -0.12 | 0 |  | 0.39 | 0.35 | 0.23 | 60.45 | 964.175 | 0.59
D | 4002 | 2021-11-07 | 6 | OFF | 55.35 | 6.4 | 0.4 | 0.06 | 0.13 | 0 | 0 | 0.11 | -0.2 | -0.12 | 0 |  | 0.39 | 0.35 | 0.23 | 63.1 | 1013.526 | 0.59
D | 4002 | 2021-11-07 | 7 | OFF | 65.35 | 6.4 | 0.4 | 0.06 | 0.31 | 0 | 0.09 | 0.03 | -0.08 | -0.12 | 0 |  | 0.39 | 0.35 | 0.23 | 73.41 | 1089.774 | 0.86
D | 4002 | 2021-11-07 | 8 | OFF | 72.13 | 6.4 | 0.4 | 0.06 | 0.32 | 0 | 0.05 | 0.07 | -0.22 | -0.12 | 0 |  | 0.39 | 0.35 | 0.23 | 80.06 | 1166.448 | 0.83
D | 4002 | 2021-11-07 | 9 | OFF | 53.84 | 6.4 | 0.4 | 0.06 | 0.35 | 0 | 0.05 | 0.01 | -0.27 | -0.12 | 0 |  | 0.39 | 0.35 | 0.23 | 61.69 | 1202.152 | 0.86
D | 4002 | 2021-11-07 | 10 | OFF | 49.93 | 6.4 | 0.4 | 0.06 | 0.13 | 0 | 0 | 0.01 | -0.2 | -0.12 | 0 |  | 0.39 | 0.35 | 0.23 | 57.58 | 1197.111 | 0.59
D | 4002 | 2021-11-07 | 11 | OFF | 46.53 | 6.4 | 0.4 | 0.06 | 0.1 | 0 | 0 | 0.04 | -0.17 | -0.12 | 0 |  | 0.39 | 0.35 | 0.23 | 54.21 | 1168.429 | 0.56
D | 4002 | 2021-11-07 | 12 | OFF | 45.27 | 6.4 | 0.4 | 0.06 | 0.07 | 0 | 0 | 0.02 | -0.15 | -0.12 | 0 |  | 0.39 | 0.35 | 0.23 | 52.92 | 1148.695 | 0.53
D | 4002 | 2021-11-07 | 13 | OFF | 46.56 | 6.4 | 0.4 | 0.06 | 0.09 | 0 | 0 | -0.04 | -0.14 | -0.12 | 0 |  | 0.39 | 0.35 | 0.23 | 54.18 | 1139.365 | 0.55
D | 4002 | 2021-11-07 | 14 | OFF | 49.56 | 6.4 | 0.4 | 0.06 | 0.11 | 0 | 0 | -0.03 | -0.09 | -0.12 | 0 |  | 0.39 | 0.35 | 0.23 | 57.26 | 1132.284 | 0.57
D | 4002 | 2021-11-07 | 15 | OFF | 49.54 | 6.4 | 0.4 | 0.06 | 0.15 | 0 | 0 | 0.07 | -0.05 | -0.12 | 0 |  | 0.39 | 0.35 | 0.23 | 57.42 | 1145.257 | 0.61
D | 4002 | 2021-11-07 | 16 | OFF | 71.73 | 6.4 | 0.4 | 0.06 | 0.21 | 0 | 0.01 | 0.13 | 0.13 | -0.12 | 0 |  | 0.39 | 0.35 | 0.23 | 79.92 | 1188.733 | 0.68
D | 4002 | 2021-11-07 | 17 | OFF | 80.42 | 6.4 | 0.4 | 0.06 | 0.1 | 0 | 0.02 | -0.05 | 0.35 | -0.12 | 0 |  | 0.39 | 0.35 | 0.23 | 88.55 | 1298.825 | 0.58
D | 4002 | 2021-11-07 | 18 | OFF | 97.53 | 6.4 | 0.4 | 0.06 | 0.59 | 0 | 0.05 | 0.09 | -0.22 | -0.12 | 0 |  | 0.39 | 0.35 | 0.23 | 105.75 | 1388.17 | 1.1
D | 4002 | 2021-11-07 | 19 | OFF | 91.29 | 6.4 | 0.4 | 0.06 | 0.39 | 0 | 0 | -0.01 | -0.06 | -0.12 | 0 |  | 0.39 | 0.35 | 0.23 | 99.32 | 1353.643 | 0.85
D | 4002 | 2021-11-07 | 20 | OFF | 86.5 | 6.4 | 0.4 | 0.06 | 0.27 | 0 | 0.34 | -0.01 | -0.21 | -0.12 | 0 |  | 0.39 | 0.35 | 0.23 | 94.6 | 1295.415 | 1.07
D | 4002 | 2021-11-07 | 21 | OFF | 72.23 | 6.4 | 0.4 | 0.06 | 0.39 | 0 | 0.33 | 0.05 | -0.11 | -0.12 | 0 |  | 0.39 | 0.35 | 0.23 | 80.6 | 1221.287 | 1.18
D | 4002 | 2021-11-07 | 22 | OFF | 58.17 | 6.4 | 0.4 | 0.06 | 0.21 | 0 | 0.02 | 0.05 | -0.21 | -0.12 | 0 |  | 0.39 | 0.35 | 0.23 | 65.95 | 1132.94 | 0.69
D | 4002 | 2021-11-07 | 23 | OFF | 63.77 | 6.4 | 0.4 | 0.06 | 0.59 | 0 | 0 | 0.06 | -1.03 | -0.12 | 0 |  | 0.39 | 0.35 | 0.23 | 71.1 | 1049.63 | 1.05
D | 4002 | 2021-11-07 | 24 | OFF | 58.97 | 6.4 | 0.4 | 0.06 | 0.66 | 0 | 0.02 | -0.37 | 0.62 | -0.12 | 0 |  | 0.39 | 0.35 | 0.23 | 67.61 | 988.956 | 1.14
D | 4002 | 2021-11-08 | 1 | OFF | 50.14 | 6.4 | 0.42 | 0.08 | 0.14 | 0 | 0 | 0.07 | -0.28 | -0.12 | 0 |  | 0.39 | 0.35 | 0.23 | 57.82 | 956.822 | 0.64
D | 4002 | 2021-11-08 | 2 | OFF | 48.09 | 6.4 | 0.42 | 0.08 | 0.06 | 0 | 0 | 0.02 | -0.27 | -0.12 | 0 |  | 0.39 | 0.35 | 0.23 | 55.65 | 939.715 | 0.56
D | 4002 | 2021-11-08 | 3 | OFF | 48.58 | 6.4 | 0.42 | 0.08 | 0.1 | 0 | 0 | 0.07 | -0.44 | -0.12 | 0 |  | 0.39 | 0.35 | 0.23 | 56.06 | 933.618 | 0.6
D | 4002 | 2021-11-08 | 4 | OFF | 49.65 | 6.4 | 0.42 | 0.08 | 0.09 | 0 | 0 | 0.12 | -0.63 | -0.12 | 0 |  | 0.39 | 0.35 | 0.23 | 56.98 | 947.921 | 0.59
D | 4002 | 2021-11-08 | 5 | OFF | 56.75 | 6.4 | 0.42 | 0.08 | 0.11 | 0 | 0 | 0.05 | -0.67 | -0.12 | 0 |  | 0.39 | 0.35 | 0.23 | 63.99 | 995.862 | 0.61
D | 4002 | 2021-11-08 | 6 | OFF | 75.23 | 6.4 | 0.42 | 0.08 | 0.78 | 0 | 0.11 | 0.12 | -0.66 | -0.12 | 0 |  | 0.39 | 0.35 | 0.23 | 83.33 | 1110.166 | 1.39
D | 4002 | 2021-11-08 | 7 | OFF | 90.55 | 6.4 | 0.42 | 0.08 | 0.91 | 0 | 0 | 0 | -1.26 | -0.12 | 0 |  | 0.39 | 0.35 | 0.23 | 97.95 | 1277.824 | 1.41
D | 4002 | 2021-11-08 | 8 | ON | 92.23 | 6.4 | 0.42 | 0.08 | 0.82 | 0.29 | 0.01 | -0.08 | -1.51 | -0.12 | 0 |  | 0.39 | 0.35 | 0.23 | 99.51 | 1349.378 | 1.62
D | 4002 | 2021-11-08 | 9 | ON | 62.14 | 6.4 | 0.42 | 0.08 | 0.38 | 0.31 | 0.1 | -0.03 | -1.07 | -0.12 | 0 |  | 0.39 | 0.35 | 0.23 | 69.58 | 1341.69 | 1.29
D | 4002 | 2021-11-08 | 10 | ON | 56.21 | 6.4 | 0.42 | 0.08 | 0.36 | 0.33 | 0.17 | 0.06 | -0.3 | -0.12 | 0 |  | 0.39 | 0.35 | 0.23 | 64.58 | 1314.896 | 1.36
D | 4002 | 2021-11-08 | 11 | ON | 46.21 | 6.4 | 0.42 | 0.08 | 0.09 | 0.33 | 0 | 0.05 | -0.27 | -0.12 | 0 |  | 0.39 | 0.35 | 0.23 | 54.16 | 1292.472 | 0.92
D | 4002 | 2021-11-08 | 12 | ON | 45.04 | 6.4 | 0.42 | 0.08 | 0.08 | 0.34 | 0 | 0.07 | -0.29 | -0.12 | 0 |  | 0.39 | 0.35 | 0.23 | 52.99 | 1272.43 | 0.92
D | 4002 | 2021-11-08 | 13 | ON | 46.26 | 6.4 | 0.42 | 0.08 | 0.1 | 0.33 | 0 | 0.01 | -0.26 | -0.12 | 0 |  | 0.39 | 0.35 | 0.23 | 54.19 | 1257.891 | 0.93
D | 4002 | 2021-11-08 | 14 | ON | 48.02 | 6.4 | 0.42 | 0.08 | 0.1 | 0.32 | 0 | 0.04 | -0.25 | -0.12 | 0 |  | 0.39 | 0.35 | 0.23 | 55.98 | 1257.647 | 0.92
D | 4002 | 2021-11-08 | 15 | ON | 76.01 | 6.4 | 0.42 | 0.08 | 0.18 | 0.3 | 0 | -0.06 | -0.08 | -0.12 | 0 |  | 0.39 | 0.35 | 0.23 | 84.1 | 1259.7 | 0.98
D | 4002 | 2021-11-08 | 16 | ON | 88.39 | 6.4 | 0.42 | 0.08 | 0.27 | 0.3 | 0.23 | 0 | -0.29 | -0.12 | 0 |  | 0.39 | 0.35 | 0.23 | 96.65 | 1287.713 | 1.3
D | 4002 | 2021-11-08 | 17 | ON | 95.55 | 6.4 | 0.42 | 0.08 | 0.26 | 0.29 | 0.18 | 0.1 | -0.52 | -0.12 | 0 |  | 0.39 | 0.35 | 0.23 | 103.61 | 1365.371 | 1.23
D | 4002 | 2021-11-08 | 18 | ON | 99.37 | 6.4 | 0.42 | 0.08 | 0.4 | 0.27 | 0.29 | 0.12 | -0.72 | -0.12 | 0 |  | 0.39 | 0.35 | 0.23 | 107.48 | 1458.046 | 1.46
D | 4002 | 2021-11-08 | 19 | ON | 93.35 | 6.4 | 0.42 | 0.08 | 0.57 | 0.28 | 0 | 0.09 | -0.46 | -0.12 | 0 |  | 0.39 | 0.35 | 0.23 | 101.58 | 1424.996 | 1.35
D | 4002 | 2021-11-08 | 20 | ON | 83.72 | 6.4 | 0.42 | 0.08 | 0.65 | 0.29 | 0.15 | 0.09 | -0.46 | -0.12 | 0 |  | 0.39 | 0.35 | 0.23 | 92.19 | 1356.694 | 1.59
D | 4002 | 2021-11-08 | 21 | ON | 78.36 | 6.4 | 0.42 | 0.08 | 0.35 | 0.3 | 0.02 | 0.05 | -0.24 | -0.12 | 0 |  | 0.39 | 0.35 | 0.23 | 86.59 | 1283.055 | 1.17
D | 4002 | 2021-11-08 | 22 | ON | 72.82 | 6.4 | 0.42 | 0.08 | 0.27 | 0.33 | 0.28 | 0.07 | -0.45 | -0.12 | 0 |  | 0.39 | 0.35 | 0.23 | 81.07 | 1185.496 | 1.38
D | 4002 | 2021-11-08 | 23 | ON | 62.88 | 6.4 | 0.42 | 0.08 | 0.37 | 0.35 | 0.52 | 0.1 | -0.48 | -0.12 | 0 |  | 0.39 | 0.35 | 0.23 | 71.49 | 1082.569 | 1.74
D | 4002 | 2021-11-08 | 24 | OFF | 50.59 | 6.4 | 0.42 | 0.08 | 0.79 | 0 | 0 | 0.02 | -0.25 | -0.12 | 0 |  | 0.39 | 0.35 | 0.23 | 58.9 | 1007.556 | 1.29
D | 4002 | 2021-11-09 | 1 | OFF | 76.57 | 6.4 | 0.64 | 0.33 | 0.39 | 0 | 0 | -0.06 | -0.54 | -0.12 | 0 |  | 0.39 | 0.35 | 0.23 | 84.58 | 967.042 | 1.36
D | 4002 | 2021-11-09 | 2 | OFF | 57.97 | 6.4 | 0.64 | 0.33 | 0.14 | 0 | 0 | 0.14 | -0.29 | -0.12 | 0 |  | 0.39 | 0.35 | 0.23 | 66.18 | 943.742 | 1.11
D | 4002 | 2021-11-09 | 3 | OFF | 47.23 | 6.4 | 0.64 | 0.33 | 0.07 | 0 | 0 | 0.09 | -0.3 | -0.12 | 0 |  | 0.39 | 0.35 | 0.23 | 55.31 | 935.451 | 1.04
D | 4002 | 2021-11-09 | 4 | OFF | 57.9 | 6.4 | 0.64 | 0.33 | 0.13 | 0 | 0 | 0.12 | -0.29 | -0.12 | 0 |  | 0.39 | 0.35 | 0.23 | 66.08 | 946.932 | 1.1
D | 4002 | 2021-11-09 | 5 | OFF | 70.03 | 6.4 | 0.64 | 0.33 | 0.79 | 0 | 0 | 0.17 | -0.59 | -0.12 | 0 |  | 0.39 | 0.35 | 0.23 | 78.62 | 993.453 | 1.76
D | 4002 | 2021-11-09 | 6 | OFF | 52.37 | 6.4 | 0.64 | 0.33 | 0.45 | 0 | 0 | 0.06 | -0.18 | -0.12 | 0 |  | 0.39 | 0.35 | 0.23 | 60.92 | 1102.532 | 1.42
D | 4002 | 2021-11-09 | 7 | OFF | 73.73 | 6.4 | 0.64 | 0.33 | 0.96 | 0 | 0 | 0.18 | -0.51 | -0.12 | 0 |  | 0.39 | 0.35 | 0.23 | 82.58 | 1261.836 | 1.93
D | 4002 | 2021-11-09 | 8 | ON | 63.99 | 6.4 | 0.64 | 0.33 | 0.46 | 0.31 | 0 | 0.07 | -0.44 | -0.12 | 0 |  | 0.39 | 0.35 | 0.23 | 72.61 | 1327.058 | 1.74
D | 4002 | 2021-11-09 | 9 | ON | 60.72 | 6.4 | 0.64 | 0.33 | 0.35 | 0.32 | 0.11 | -0.01 | -0.33 | -0.12 | 0 |  | 0.39 | 0.35 | 0.23 | 69.38 | 1312.954 | 1.75
D | 4002 | 2021-11-09 | 10 | ON | 48.24 | 6.4 | 0.64 | 0.33 | 0.14 | 0.33 | 0 | -0.05 | -0.31 | -0.12 | 0 |  | 0.39 | 0.35 | 0.23 | 56.57 | 1282.025 | 1.44
D | 4002 | 2021-11-09 | 11 | ON | 52.26 | 6.4 | 0.64 | 0.33 | 0.1 | 0.34 | 0 | 0.02 | -0.35 | -0.12 | 0 |  | 0.39 | 0.35 | 0.23 | 60.59 | 1260.587 | 1.41
D | 4002 | 2021-11-09 | 12 | ON | 46.73 | 6.4 | 0.64 | 0.33 | 0.09 | 0.34 | 0 | 0.07 | -0.33 | -0.12 | 0 |  | 0.39 | 0.35 | 0.23 | 55.12 | 1245.135 | 1.4
D | 4002 | 2021-11-09 | 13 | ON | 45.38 | 6.4 | 0.64 | 0.33 | 0.08 | 0.34 | 0 | 0.04 | -0.27 | -0.12 | 0 |  | 0.39 | 0.35 | 0.23 | 53.79 | 1239.173 | 1.39
D | 4002 | 2021-11-09 | 14 | ON | 54.3 | 6.4 | 0.64 | 0.33 | 0.11 | 0.31 | 0 | 0.05 | -0.29 | -0.12 | 0 |  | 0.39 | 0.35 | 0.23 | 62.7 | 1246.508 | 1.39
D | 4002 | 2021-11-09 | 15 | ON | 55.54 | 6.4 | 0.64 | 0.33 | 0.15 | 0.3 | 0.04 | 0.08 | -0.23 | -0.12 | 0 |  | 0.39 | 0.35 | 0.23 | 64.1 | 1253.103 | 1.46
D | 4002 | 2021-11-09 | 16 | ON | 67.75 | 6.4 | 0.64 | 0.33 | 0.14 | 0.29 | 0.01 | -0.06 | -0.27 | -0.12 | 0 |  | 0.39 | 0.35 | 0.23 | 76.08 | 1278.22 | 1.41
D | 4002 | 2021-11-09 | 17 | ON | 72.6 | 6.4 | 0.64 | 0.33 | 0.1 | 0.29 | 0.07 | 0.16 | -0.49 | -0.12 | 0 |  | 0.39 | 0.35 | 0.23 | 80.95 | 1354.404 | 1.43
D | 4002 | 2021-11-09 | 18 | ON | 69.63 | 6.4 | 0.64 | 0.33 | 0.11 | 0.28 | 0 | 0.11 | -0.63 | -0.12 | 0 |  | 0.39 | 0.35 | 0.23 | 77.72 | 1438.02 | 1.36
D | 4002 | 2021-11-09 | 19 | ON | 65.61 | 6.4 | 0.64 | 0.33 | 0.1 | 0.28 | 0 | 0.09 | -0.43 | -0.12 | 0 |  | 0.39 | 0.35 | 0.23 | 73.87 | 1404.78 | 1.35
D | 4002 | 2021-11-09 | 20 | ON | 66.36 | 6.4 | 0.64 | 0.33 | 0.1 | 0.29 | 0 | 0.04 | -0.39 | -0.12 | 0 |  | 0.39 | 0.35 | 0.23 | 74.62 | 1336.428 | 1.36
D | 4002 | 2021-11-09 | 21 | ON | 48.97 | 6.4 | 0.64 | 0.33 | 0.18 | 0.31 | 0 | 0.06 | -0.31 | -0.12 | 0 |  | 0.39 | 0.35 | 0.23 | 57.43 | 1258.91 | 1.46
D | 4002 | 2021-11-09 | 22 | ON | 44.92 | 6.4 | 0.64 | 0.33 | 0.08 | 0.33 | 0 | -0.03 | -0.42 | -0.12 | 0 |  | 0.39 | 0.35 | 0.23 | 53.1 | 1158.094 | 1.38
D | 4002 | 2021-11-09 | 23 | ON | 45.44 | 6.4 | 0.64 | 0.33 | 0.23 | 0.36 | 0 | 0.08 | -0.21 | -0.12 | 0 |  | 0.39 | 0.35 | 0.23 | 54.12 | 1049.607 | 1.56
D | 4002 | 2021-11-09 | 24 | OFF | 41.93 | 6.4 | 0.64 | 0.33 | 0.81 | 0 | 0 | 0.01 | -0.32 | -0.12 | 0 |  | 0.39 | 0.35 | 0.23 | 50.65 | 971.202 | 1.78
D | 4002 | 2021-11-10 | 1 | OFF | 43.96 | 6.4 | 0.23 | 0.33 | 0.17 | 0 | 0 | 0.05 | -0.34 | -0.12 | 0 |  | 0.39 | 0.35 | 0.23 | 51.65 | 923.862 | 0.73
D | 4002 | 2021-11-10 | 2 | OFF | 39.66 | 6.4 | 0.23 | 0.33 | 0.08 | 0 | 0 | 0.06 | -0.3 | -0.12 | 0 |  | 0.39 | 0.35 | 0.23 | 47.31 | 895.575 | 0.64
D | 4002 | 2021-11-10 | 3 | OFF | 39.67 | 6.4 | 0.23 | 0.33 | 0.07 | 0 | 0 | 0.01 | -0.3 | -0.12 | 0 |  | 0.39 | 0.35 | 0.23 | 47.26 | 883.09 | 0.63
D | 4002 | 2021-11-10 | 4 | OFF | 39.67 | 6.4 | 0.23 | 0.33 | 0.03 | 0 | 0 | 0.04 | -0.34 | -0.12 | 0 |  | 0.39 | 0.35 | 0.23 | 47.21 | 887 | 0.59
D | 4002 | 2021-11-10 | 5 | OFF | 40.26 | 6.4 | 0.23 | 0.33 | 0.04 | 0 | 0 | 0.16 | -0.31 | -0.12 | 0 |  | 0.39 | 0.35 | 0.23 | 47.96 | 927.339 | 0.6
D | 4002 | 2021-11-10 | 6 | OFF | 40.01 | 6.4 | 0.23 | 0.33 | 0.17 | 0 | 0 | 0.19 | -0.39 | -0.12 | 0 |  | 0.39 | 0.35 | 0.23 | 47.79 | 1027.875 | 0.73
D | 4002 | 2021-11-10 | 7 | OFF | 44 | 6.4 | 0.23 | 0.33 | 0.26 | 0 | 0 | 0.04 | -0.38 | -0.12 | 0 |  | 0.39 | 0.35 | 0.23 | 51.73 | 1185.221 | 0.82
D | 4002 | 2021-11-10 | 8 | ON | 58.17 | 6.4 | 0.23 | 0.33 | 0.27 | 0.31 | 0 | -0.09 | -0.4 | -0.12 | 0 |  | 0.39 | 0.35 | 0.23 | 66.07 | 1279.362 | 1.14
D | 4002 | 2021-11-10 | 9 | ON | 68.31 | 6.4 | 0.23 | 0.33 | 0.3 | 0.3 | 0.25 | 0.06 | -0.33 | -0.12 | 0 |  | 0.39 | 0.35 | 0.23 | 76.7 | 1315.526 | 1.41
D | 4002 | 2021-11-10 | 10 | ON | 50.82 | 6.4 | 0.23 | 0.33 | 0.27 | 0.31 | 0 | 0.14 | -0.24 | -0.12 | 0 |  | 0.39 | 0.35 | 0.23 | 59.11 | 1323.115 | 1.14
D | 4002 | 2021-11-10 | 11 | ON | 39.38 | 6.4 | 0.23 | 0.33 | 0.09 | 0.32 | 0 | 0.04 | -0.31 | -0.12 | 0 |  | 0.39 | 0.35 | 0.23 | 47.33 | 1324.767 | 0.97
D | 4002 | 2021-11-10 | 12 | ON | 37.04 | 6.4 | 0.23 | 0.33 | 0.07 | 0.32 | 0 | 0.11 | -0.27 | -0.12 | 0 |  | 0.39 | 0.35 | 0.23 | 45.08 | 1310.958 | 0.95
D | 4002 | 2021-11-10 | 13 | ON | 35.34 | 6.4 | 0.23 | 0.33 | 0.1 | 0.33 | 0 | 0.03 | -0.27 | -0.12 | 0 |  | 0.39 | 0.35 | 0.23 | 43.34 | 1280.123 | 0.99
D | 4002 | 2021-11-10 | 14 | ON | 34.8 | 6.4 | 0.23 | 0.33 | 0.1 | 0.32 | 0 | 0.06 | -0.29 | -0.12 | 0 |  | 0.39 | 0.35 | 0.23 | 42.8 | 1272.887 | 0.98
D | 4002 | 2021-11-10 | 15 | ON | 37.7 | 6.4 | 0.23 | 0.33 | 0.06 | 0.32 | 0 | -0.02 | -0.27 | -0.12 | 0 |  | 0.39 | 0.35 | 0.23 | 45.6 | 1268.194 | 0.94
D | 4002 | 2021-11-10 | 16 | ON | 47.79 | 6.4 | 0.23 | 0.33 | 0.09 | 0.31 | 0.03 | 0.02 | -0.18 | -0.12 | 0 |  | 0.39 | 0.35 | 0.23 | 55.87 | 1291.664 | 0.99
D | 4002 | 2021-11-10 | 17 | ON | 49.67 | 6.4 | 0.23 | 0.33 | 0.1 | 0.3 | 0 | 0.02 | -0.36 | -0.12 | 0 |  | 0.39 | 0.35 | 0.23 | 57.54 | 1370.483 | 0.96
D | 4002 | 2021-11-10 | 18 | ON | 47.64 | 6.4 | 0.23 | 0.33 | 0.05 | 0.28 | 0 | 0.14 | -0.56 | -0.12 | 0 |  | 0.39 | 0.35 | 0.23 | 55.36 | 1446.602 | 0.89
D | 4002 | 2021-11-10 | 19 | ON | 43.08 | 6.4 | 0.23 | 0.33 | 0.12 | 0.28 | 0 | -0.03 | -0.39 | -0.12 | 0 |  | 0.39 | 0.35 | 0.23 | 50.87 | 1420.722 | 0.96
D | 4002 | 2021-11-10 | 20 | ON | 40.56 | 6.4 | 0.23 | 0.33 | 0.1 | 0.29 | 0 | 0.03 | -0.43 | -0.12 | 0 |  | 0.39 | 0.35 | 0.23 | 48.36 | 1366.601 | 0.95
D | 4002 | 2021-11-10 | 21 | ON | 37.32 | 6.4 | 0.23 | 0.33 | 0.08 | 0.31 | 0 | 0.04 | -0.34 | -0.12 | 0 |  | 0.39 | 0.35 | 0.23 | 45.22 | 1295.307 | 0.95
D | 4002 | 2021-11-10 | 22 | ON | 35.44 | 6.4 | 0.23 | 0.33 | 0.13 | 0.33 | 0 | 0.06 | -0.36 | -0.12 | 0 |  | 0.39 | 0.35 | 0.23 | 43.41 | 1211.265 | 1.02
D | 4002 | 2021-11-10 | 23 | ON | 34.77 | 6.4 | 0.23 | 0.33 | 0.41 | 0.35 | 0 | 0.08 | -0.36 | -0.12 | 0 |  | 0.39 | 0.35 | 0.23 | 43.06 | 1114.884 | 1.32
D | 4002 | 2021-11-10 | 24 | OFF | 36.74 | 6.4 | 0.23 | 0.33 | 0.31 | 0 | 0 | -0.06 | -0.33 | -0.12 | 0 |  | 0.39 | 0.35 | 0.23 | 44.47 | 1038.799 | 0.87
D | 4002 | 2021-11-11 | 1 | OFF | 35.87 | 6.4 | 0.19 | 0.32 | 0.16 | 0 | 0 | -0.08 | -0.27 | -0.12 | 0 |  | 0.39 | 0.35 | 0.23 | 43.44 | 995.74 | 0.67
D | 4002 | 2021-11-11 | 2 | OFF | 34.17 | 6.4 | 0.19 | 0.32 | 0.07 | 0 | 0 | 0.02 | -0.3 | -0.12 | 0 |  | 0.39 | 0.35 | 0.23 | 41.72 | 972.535 | 0.58
D | 4002 | 2021-11-11 | 3 | OFF | 33.51 | 6.4 | 0.19 | 0.32 | 0.08 | 0 | 0 | -0.03 | -0.24 | -0.12 | 0 |  | 0.39 | 0.35 | 0.23 | 41.08 | 965.363 | 0.59
D | 4002 | 2021-11-11 | 4 | OFF | 33.22 | 6.4 | 0.19 | 0.32 | 0.07 | 0 | 0 | 0.09 | -0.27 | -0.12 | 0 |  | 0.39 | 0.35 | 0.23 | 40.87 | 968.597 | 0.58
D | 4002 | 2021-11-11 | 5 | OFF | 33.06 | 6.4 | 0.19 | 0.32 | 0.11 | 0 | 0 | 0.09 | -0.27 | -0.12 | 0 |  | 0.39 | 0.35 | 0.23 | 40.75 | 1008.201 | 0.62
D | 4002 | 2021-11-11 | 6 | OFF | 36.11 | 6.4 | 0.19 | 0.32 | 0.1 | 0 | 0 | 0.07 | -0.29 | -0.12 | 0 |  | 0.39 | 0.35 | 0.23 | 43.75 | 1097.204 | 0.61
D | 4002 | 2021-11-11 | 7 | OFF | 39.37 | 6.4 | 0.19 | 0.32 | 0.19 | 0 | 0 | 0.09 | -0.21 | -0.12 | 0 |  | 0.39 | 0.35 | 0.23 | 47.2 | 1222.899 | 0.7
D | 4002 | 2021-11-11 | 8 | ON | 39.48 | 6.4 | 0.19 | 0.32 | 0.13 | 0.31 | 0 | 0.09 | -0.32 | -0.12 | 0 |  | 0.39 | 0.35 | 0.23 | 47.45 | 1309.647 | 0.95
D | 4002 | 2021-11-11 | 9 | ON | 34.88 | 6.4 | 0.19 | 0.32 | 0.18 | 0.32 | 0 | 0.07 | -0.28 | -0.12 | 0 |  | 0.39 | 0.35 | 0.23 | 42.93 | 1334.861 | 1.01
D | 4002 | 2021-11-11 | 10 | ON | 32.76 | 6.4 | 0.19 | 0.32 | 0.18 | 0.33 | 0 | 0 | -0.28 | -0.12 | 0 |  | 0.39 | 0.35 | 0.23 | 40.75 | 1311.441 | 1.02
D | 4002 | 2021-11-11 | 11 | ON | 30.52 | 6.4 | 0.19 | 0.32 | 0.17 | 0.34 | 0 | 0.01 | -0.31 | -0.12 | 0 |  | 0.39 | 0.35 | 0.23 | 38.49 | 1286.997 | 1.02
D | 4002 | 2021-11-11 | 12 | ON | 22.19 | 6.4 | 0.19 | 0.32 | 0.29 | 0.34 | 0 | -0.01 | -0.3 | -0.12 | 0 |  | 0.39 | 0.35 | 0.23 | 30.27 | 1266.91 | 1.14
D | 4002 | 2021-11-11 | 13 | ON | 30.53 | 6.4 | 0.19 | 0.32 | 0.17 | 0.34 | 0 | 0.02 | -0.32 | -0.12 | 0 |  | 0.39 | 0.35 | 0.23 | 38.5 | 1253.262 | 1.02
D | 4002 | 2021-11-11 | 14 | ON | 34.28 | 6.4 | 0.19 | 0.32 | 0.08 | 0.33 | 0 | 0 | -0.27 | -0.12 | 0 |  | 0.39 | 0.35 | 0.23 | 42.18 | 1262.721 | 0.92
D | 4002 | 2021-11-11 | 15 | ON | 35.68 | 6.4 | 0.19 | 0.32 | 0.07 | 0.32 | 0 | 0.05 | -0.26 | -0.12 | 0 |  | 0.39 | 0.35 | 0.23 | 43.62 | 1282.893 | 0.9
D | 4002 | 2021-11-11 | 16 | ON | 36.45 | 6.4 | 0.19 | 0.32 | 0.07 | 0.31 | 0 | 0.05 | -0.31 | -0.12 | 0 |  | 0.39 | 0.35 | 0.23 | 44.33 | 1304.359 | 0.89
D | 4002 | 2021-11-11 | 17 | ON | 49.86 | 6.4 | 0.19 | 0.32 | 0.09 | 0.29 | 0.03 | 0.09 | -0.28 | -0.12 | 0 |  | 0.39 | 0.35 | 0.23 | 57.84 | 1383.306 | 0.92
D | 4002 | 2021-11-11 | 18 | ON | 46.9 | 6.4 | 0.19 | 0.32 | 0.08 | 0.27 | 0.01 | 0.13 | -0.54 | -0.12 | 0 |  | 0.39 | 0.35 | 0.23 | 54.61 | 1456.889 | 0.87
D | 4002 | 2021-11-11 | 19 | ON | 53.92 | 6.4 | 0.19 | 0.32 | 0.07 | 0.28 | 0.05 | 0 | -0.49 | -0.12 | 0 |  | 0.39 | 0.35 | 0.23 | 61.59 | 1426.119 | 0.91
D | 4002 | 2021-11-11 | 20 | ON | 47.06 | 6.4 | 0.19 | 0.32 | 0.09 | 0.29 | 0.08 | 0.11 | -0.32 | -0.12 | 0 |  | 0.39 | 0.35 | 0.23 | 55.07 | 1367.098 | 0.97
D | 4002 | 2021-11-11 | 21 | ON | 38.17 | 6.4 | 0.19 | 0.32 | 0.1 | 0.31 | 0 | 0 | -0.3 | -0.12 | 0 |  | 0.39 | 0.35 | 0.23 | 46.04 | 1295.726 | 0.92
D | 4002 | 2021-11-11 | 22 | ON | 35.28 | 6.4 | 0.19 | 0.32 | 0.08 | 0.33 | 0 | 0.02 | -0.26 | -0.12 | 0 |  | 0.39 | 0.35 | 0.23 | 43.21 | 1200.105 | 0.92
D | 4002 | 2021-11-11 | 23 | ON | 33.7 | 6.4 | 0.19 | 0.32 | 0.17 | 0.35 | 0 | 0.03 | -0.3 | -0.12 | 0 |  | 0.39 | 0.35 | 0.23 | 41.71 | 1092.821 | 1.03
D | 4002 | 2021-11-11 | 24 | OFF | 35.63 | 6.4 | 0.19 | 0.32 | 0.4 | 0 | 0 | -0.01 | -0.2 | -0.12 | 0 |  | 0.39 | 0.35 | 0.23 | 43.58 | 1012.901 | 0.91
D | 4002 | 2021-11-12 | 1 | OFF | 36.17 | 6.4 | 0.17 | 0.24 | 0.09 | 0 | 0 | 0.01 | -0.27 | -0.12 | 0 |  | 0.39 | 0.35 | 0.23 | 43.66 | 960.796 | 0.5
D | 4002 | 2021-11-12 | 2 | OFF | 34.33 | 6.4 | 0.17 | 0.24 | 0.08 | 0 | 0 | 0.06 | -0.27 | -0.12 | 0 |  | 0.39 | 0.35 | 0.23 | 41.86 | 928.174 | 0.49
D | 4002 | 2021-11-12 | 3 | OFF | 35.8 | 6.4 | 0.17 | 0.24 | 0.06 | 0 | 0 | 0 | -0.25 | -0.12 | 0 |  | 0.39 | 0.35 | 0.23 | 43.27 | 913.586 | 0.47
D | 4002 | 2021-11-12 | 4 | OFF | 34.71 | 6.4 | 0.17 | 0.24 | 0.08 | 0 | 0 | 0.08 | -0.2 | -0.12 | 0 |  | 0.39 | 0.35 | 0.23 | 42.33 | 910.771 | 0.49
D | 4002 | 2021-11-12 | 5 | OFF | 33.65 | 6.4 | 0.17 | 0.24 | 0.04 | 0 | 0 | 0.07 | -0.25 | -0.12 | 0 |  | 0.39 | 0.35 | 0.23 | 41.17 | 943.829 | 0.45
D | 4002 | 2021-11-12 | 6 | OFF | 36.24 | 6.4 | 0.17 | 0.24 | 0.18 | 0 | 0 | 0.09 | -0.23 | -0.12 | 0 |  | 0.39 | 0.35 | 0.23 | 43.94 | 1033.52 | 0.59
D | 4002 | 2021-11-12 | 7 | OFF | 37.85 | 6.4 | 0.17 | 0.24 | 1.24 | 0 | 0 | 0.02 | -0.15 | -0.12 | 0 |  | 0.39 | 0.35 | 0.23 | 46.62 | 1178.029 | 1.65
D | 4002 | 2021-11-12 | 8 | ON | 44.26 | 6.4 | 0.17 | 0.24 | 0.23 | 0.32 | 0.01 | 0.04 | -0.21 | -0.12 | 0 |  | 0.39 | 0.35 | 0.23 | 52.31 | 1277.097 | 0.97
D | 4002 | 2021-11-12 | 9 | ON | 42.42 | 6.4 | 0.17 | 0.24 | 0.22 | 0.3 | 0 | 0.06 | -0.4 | -0.12 | 0 |  | 0.39 | 0.35 | 0.23 | 50.26 | 1333.735 | 0.93
D | 4002 | 2021-11-12 | 10 | ON | 52.46 | 6.4 | 0.17 | 0.24 | 0.15 | 0.3 | 0.03 | 0 | -0.36 | -0.12 | 0 |  | 0.39 | 0.35 | 0.23 | 60.24 | 1368.779 | 0.89
D | 4002 | 2021-11-12 | 11 | ON | 54.49 | 6.4 | 0.17 | 0.24 | 0.23 | 0.29 | 0.01 | 0.05 | -0.38 | -0.12 | 0 |  | 0.39 | 0.35 | 0.23 | 62.35 | 1390.691 | 0.94
D | 4002 | 2021-11-12 | 12 | ON | 55.62 | 6.4 | 0.17 | 0.24 | 0.23 | 0.28 | 0 | 0.07 | -0.39 | -0.12 | 0 |  | 0.39 | 0.35 | 0.23 | 63.47 | 1400.673 | 0.92
D | 4002 | 2021-11-12 | 13 | ON | 55.34 | 6.4 | 0.17 | 0.24 | 0.17 | 0.29 | 0 | 0.11 | -0.36 | -0.12 | 0 |  | 0.39 | 0.35 | 0.23 | 63.21 | 1393.396 | 0.87
D | 4002 | 2021-11-12 | 14 | ON | 55.45 | 6.4 | 0.17 | 0.24 | 0.17 | 0.29 | 0 | 0.06 | -0.34 | -0.12 | 0 |  | 0.39 | 0.35 | 0.23 | 63.29 | 1392.87 | 0.87
D | 4002 | 2021-11-12 | 15 | ON | 53.45 | 6.4 | 0.17 | 0.24 | 0.17 | 0.29 | 0 | 0.11 | -0.31 | -0.12 | 0 |  | 0.39 | 0.35 | 0.23 | 61.37 | 1380.967 | 0.87
D | 4002 | 2021-11-12 | 16 | ON | 45.63 | 6.4 | 0.17 | 0.24 | 0.12 | 0.29 | 0 | 0.07 | -0.33 | -0.12 | 0 |  | 0.39 | 0.35 | 0.23 | 53.44 | 1379.361 | 0.82
D | 4002 | 2021-11-12 | 17 | ON | 42.31 | 6.4 | 0.17 | 0.24 | 0.11 | 0.29 | 0 | 0.09 | -0.38 | -0.12 | 0 |  | 0.39 | 0.35 | 0.23 | 50.08 | 1400.887 | 0.81
D | 4002 | 2021-11-12 | 18 | ON | 40.46 | 6.4 | 0.17 | 0.24 | 0.09 | 0.28 | 0 | 0.08 | -0.4 | -0.12 | 0 |  | 0.39 | 0.35 | 0.23 | 48.17 | 1430.582 | 0.78
D | 4002 | 2021-11-12 | 19 | ON | 40.18 | 6.4 | 0.17 | 0.24 | 0.15 | 0.29 | 0 | 0.02 | -0.29 | -0.12 | 0 |  | 0.39 | 0.35 | 0.23 | 48.01 | 1380.945 | 0.85
D | 4002 | 2021-11-12 | 20 | ON | 37 | 6.4 | 0.17 | 0.24 | 0.08 | 0.3 | 0 | 0.02 | -0.32 | -0.12 | 0 |  | 0.39 | 0.35 | 0.23 | 44.74 | 1311.99 | 0.79
D | 4002 | 2021-11-12 | 21 | ON | 35.66 | 6.4 | 0.17 | 0.24 | 0.1 | 0.32 | 0 | 0.05 | -0.31 | -0.12 | 0 |  | 0.39 | 0.35 | 0.23 | 43.48 | 1243.996 | 0.83
D | 4002 | 2021-11-12 | 22 | ON | 34.39 | 6.4 | 0.17 | 0.24 | 0.09 | 0.34 | 0 | 0.05 | -0.32 | -0.12 | 0 |  | 0.39 | 0.35 | 0.23 | 42.21 | 1163.06 | 0.84
D | 4002 | 2021-11-12 | 23 | ON | 34.44 | 6.4 | 0.17 | 0.24 | 0.13 | 0.36 | 0 | 0.02 | -0.35 | -0.12 | 0 |  | 0.39 | 0.35 | 0.23 | 42.26 | 1073.144 | 0.9
D | 4002 | 2021-11-12 | 24 | OFF | 51.87 | 6.4 | 0.17 | 0.24 | 0.42 | 0 | 0.59 | 0.02 | -0.35 | -0.12 | 0 |  | 0.39 | 0.35 | 0.23 | 60.21 | 1000.778 | 1.42
D | 4002 | 2021-11-13 | 1 | OFF | 38.39 | 6.4 | 0.11 | 0.03 | 0.1 | 0 | 0.07 | 0.08 | -0.4 | -0.12 | 0 |  | 0.39 | 0.35 | 0.23 | 45.63 | 940.478 | 0.31
D | 4002 | 2021-11-13 | 2 | OFF | 36.86 | 6.4 | 0.11 | 0.03 | 0.09 | 0 | 0 | 0.1 | -0.34 | -0.12 | 0 |  | 0.39 | 0.35 | 0.23 | 44.1 | 911.566 | 0.23
D | 4002 | 2021-11-13 | 3 | OFF | 37.07 | 6.4 | 0.11 | 0.03 | 0.07 | 0 | 0 | 0.01 | -0.32 | -0.12 | 0 |  | 0.39 | 0.35 | 0.23 | 44.22 | 898.68 | 0.21
D | 4002 | 2021-11-13 | 4 | OFF | 37.21 | 6.4 | 0.11 | 0.03 | 0.08 | 0 | 0 | 0.04 | -0.31 | -0.12 | 0 |  | 0.39 | 0.35 | 0.23 | 44.41 | 900.074 | 0.22
D | 4002 | 2021-11-13 | 5 | OFF | 44.76 | 6.4 | 0.11 | 0.03 | 0.1 | 0 | 0.41 | 0.01 | -0.28 | -0.12 | 0 |  | 0.39 | 0.35 | 0.23 | 52.39 | 916.08 | 0.65
D | 4002 | 2021-11-13 | 6 | OFF | 62.08 | 6.4 | 0.11 | 0.03 | 0.3 | 0 | 0.87 | 0.02 | -0.15 | -0.12 | 0 |  | 0.39 | 0.35 | 0.23 | 70.51 | 962.656 | 1.31
D | 4002 | 2021-11-13 | 7 | OFF | 66.66 | 6.4 | 0.11 | 0.03 | 0.45 | 0 | 0.13 | 0.1 | -0.38 | -0.12 | 0 |  | 0.39 | 0.35 | 0.23 | 74.35 | 1035.779 | 0.72
D | 4002 | 2021-11-13 | 8 | OFF | 50.31 | 6.4 | 0.11 | 0.03 | 1.71 | 0 | 0.24 | 0.09 | -0.46 | -0.12 | 0 |  | 0.39 | 0.35 | 0.23 | 59.28 | 1108.634 | 2.09
D | 4002 | 2021-11-13 | 9 | OFF | 37.09 | 6.4 | 0.11 | 0.03 | 0.2 | 0 | 0 | 0.03 | -0.4 | -0.12 | 0 |  | 0.39 | 0.35 | 0.23 | 44.31 | 1159.56 | 0.34
D | 4002 | 2021-11-13 | 10 | OFF | 33.82 | 6.4 | 0.11 | 0.03 | 0.09 | 0 | 0 | 0.05 | -0.3 | -0.12 | 0 |  | 0.39 | 0.35 | 0.23 | 41.05 | 1164.53 | 0.23
D | 4002 | 2021-11-13 | 11 | OFF | 35.56 | 6.4 | 0.11 | 0.03 | 0.12 | 0 | 0 | 0.04 | -0.28 | -0.12 | 0 |  | 0.39 | 0.35 | 0.23 | 42.83 | 1145.242 | 0.26
D | 4002 | 2021-11-13 | 12 | OFF | 34.63 | 6.4 | 0.11 | 0.03 | 0.11 | 0 | 0 | 0.06 | -0.28 | -0.12 | 0 |  | 0.39 | 0.35 | 0.23 | 41.91 | 1129.387 | 0.25
D | 4002 | 2021-11-13 | 13 | OFF | 35.23 | 6.4 | 0.11 | 0.03 | 0.1 | 0 | 0 | 0.07 | -0.27 | -0.12 | 0 |  | 0.39 | 0.35 | 0.23 | 42.52 | 1112.647 | 0.24
D | 4002 | 2021-11-13 | 14 | OFF | 36.98 | 6.4 | 0.11 | 0.03 | 0.09 | 0 | 0 | 0.05 | -0.24 | -0.12 | 0 |  | 0.39 | 0.35 | 0.23 | 44.27 | 1114.665 | 0.23
D | 4002 | 2021-11-13 | 15 | OFF | 39.44 | 6.4 | 0.11 | 0.03 | 0.09 | 0 | 0 | 0.08 | -0.23 | -0.12 | 0 |  | 0.39 | 0.35 | 0.23 | 46.77 | 1123.172 | 0.23
D | 4002 | 2021-11-13 | 16 | OFF | 51.6 | 6.4 | 0.11 | 0.03 | 0.11 | 0 | 0 | 0.1 | -0.2 | -0.12 | 0 |  | 0.39 | 0.35 | 0.23 | 59 | 1170.995 | 0.25
D | 4002 | 2021-11-13 | 17 | OFF | 55.51 | 6.4 | 0.11 | 0.03 | 0.13 | 0 | 0 | 0.1 | -0.39 | -0.12 | 0 |  | 0.39 | 0.35 | 0.23 | 62.74 | 1263.779 | 0.27
D | 4002 | 2021-11-13 | 18 | OFF | 44.58 | 6.4 | 0.11 | 0.03 | 0.08 | 0 | 0 | 0.07 | -0.62 | -0.12 | 0 |  | 0.39 | 0.35 | 0.23 | 51.5 | 1315.087 | 0.22
D | 4002 | 2021-11-13 | 19 | OFF | 46.41 | 6.4 | 0.11 | 0.03 | 0.15 | 0 | 0 | 0.03 | -0.44 | -0.12 | 0 |  | 0.39 | 0.35 | 0.23 | 53.54 | 1283.658 | 0.29
D | 4002 | 2021-11-13 | 20 | OFF | 52.68 | 6.4 | 0.11 | 0.03 | 0.2 | 0 | 0.01 | 0.02 | -0.29 | -0.12 | 0 |  | 0.39 | 0.35 | 0.23 | 60.01 | 1236.439 | 0.35
D | 4002 | 2021-11-13 | 21 | OFF | 44.23 | 6.4 | 0.11 | 0.03 | 0.07 | 0 | 0.08 | 0.01 | -0.32 | -0.12 | 0 |  | 0.39 | 0.35 | 0.23 | 51.46 | 1187.633 | 0.29
D | 4002 | 2021-11-13 | 22 | OFF | 40.96 | 6.4 | 0.11 | 0.03 | 0.07 | 0 | 0 | 0.04 | -0.29 | -0.12 | 0 |  | 0.39 | 0.35 | 0.23 | 48.17 | 1126.443 | 0.21
D | 4002 | 2021-11-13 | 23 | OFF | 40.11 | 6.4 | 0.11 | 0.03 | 0.2 | 0 | 0 | 0.06 | -0.38 | -0.12 | 0 |  | 0.39 | 0.35 | 0.23 | 47.38 | 1051.85 | 0.34
D | 4002 | 2021-11-13 | 24 | OFF | 39.18 | 6.4 | 0.11 | 0.03 | 0.79 | 0 | 0 | 0.06 | -0.26 | -0.12 | 0 |  | 0.39 | 0.35 | 0.23 | 47.16 | 988.012 | 0.93
D | 4002 | 2021-11-14 | 1 | OFF | 38.63 | 6.4 | 0.18 | 0.05 | 0.26 | 0 | 0 | 0.04 | -0.34 | -0.12 | 0 |  | 0.39 | 0.35 | 0.23 | 46.07 | 942.435 | 0.49
D | 4002 | 2021-11-14 | 2 | OFF | 39.61 | 6.4 | 0.18 | 0.05 | 0.09 | 0 | 0 | 0.03 | -0.33 | -0.12 | 0 |  | 0.39 | 0.35 | 0.23 | 46.88 | 914.909 | 0.32
D | 4002 | 2021-11-14 | 3 | OFF | 38.99 | 6.4 | 0.18 | 0.05 | 0.1 | 0 | 0 | 0.04 | -0.35 | -0.12 | 0 |  | 0.39 | 0.35 | 0.23 | 46.26 | 900.915 | 0.33
D | 4002 | 2021-11-14 | 4 | OFF | 38.12 | 6.4 | 0.18 | 0.05 | 0.1 | 0 | 0 | 0.1 | -0.39 | -0.12 | 0 |  | 0.39 | 0.35 | 0.23 | 45.41 | 897.458 | 0.33
D | 4002 | 2021-11-14 | 5 | OFF | 38.39 | 6.4 | 0.18 | 0.05 | 0.06 | 0 | 0 | 0.04 | -0.36 | -0.12 | 0 |  | 0.39 | 0.35 | 0.23 | 45.61 | 908.854 | 0.29
D | 4002 | 2021-11-14 | 6 | OFF | 38.23 | 6.4 | 0.18 | 0.05 | 0.06 | 0 | 0 | 0.08 | -0.37 | -0.12 | 0 |  | 0.39 | 0.35 | 0.23 | 45.48 | 948.229 | 0.29
D | 4002 | 2021-11-14 | 7 | OFF | 38.7 | 6.4 | 0.18 | 0.05 | 0.12 | 0 | 0 | 0.07 | -0.42 | -0.12 | 0 |  | 0.39 | 0.35 | 0.23 | 45.95 | 1002.393 | 0.35
D | 4002 | 2021-11-14 | 8 | OFF | 37.29 | 6.4 | 0.18 | 0.05 | 0.16 | 0 | 0.02 | 0.04 | -0.44 | -0.12 | 0 |  | 0.39 | 0.35 | 0.23 | 44.55 | 1069.542 | 0.41
D | 4002 | 2021-11-14 | 9 | OFF | 36.42 | 6.4 | 0.18 | 0.05 | 0.17 | 0 | 0 | 0.04 | -0.39 | -0.12 | 0 |  | 0.39 | 0.35 | 0.23 | 43.72 | 1120.956 | 0.4
D | 4002 | 2021-11-14 | 10 | OFF | 35.53 | 6.4 | 0.18 | 0.05 | 0.07 | 0 | 0 | 0.04 | -0.34 | -0.12 | 0 |  | 0.39 | 0.35 | 0.23 | 42.78 | 1134.498 | 0.3
D | 4002 | 2021-11-14 | 11 | OFF | 36.69 | 6.4 | 0.18 | 0.05 | 0.09 | 0 | 0 | -0.05 | -0.32 | -0.12 | 0 |  | 0.39 | 0.35 | 0.23 | 43.89 | 1144.342 | 0.32
D | 4002 | 2021-11-14 | 12 | OFF | 39.45 | 6.4 | 0.18 | 0.05 | 0.12 | 0 | 0 | 0.09 | -0.32 | -0.12 | 0 |  | 0.39 | 0.35 | 0.23 | 46.82 | 1161.291 | 0.35
D | 4002 | 2021-11-14 | 13 | OFF | 43.18 | 6.4 | 0.18 | 0.05 | 0.14 | 0 | 0.09 | 0.09 | -0.33 | -0.12 | 0 |  | 0.39 | 0.35 | 0.23 | 50.65 | 1192.77 | 0.46
D | 4002 | 2021-11-14 | 14 | OFF | 44.72 | 6.4 | 0.18 | 0.05 | 0.11 | 0 | 0 | 0.04 | -0.3 | -0.12 | 0 |  | 0.39 | 0.35 | 0.23 | 52.05 | 1203.304 | 0.34
D | 4002 | 2021-11-14 | 15 | OFF | 61.94 | 6.4 | 0.18 | 0.05 | 0.1 | 0 | 0 | 0.13 | -0.35 | -0.12 | 0 |  | 0.39 | 0.35 | 0.23 | 69.3 | 1210.563 | 0.33
D | 4002 | 2021-11-14 | 16 | OFF | 57.06 | 6.4 | 0.18 | 0.05 | 0.25 | 0 | 0 | 0.06 | -0.41 | -0.12 | 0 |  | 0.39 | 0.35 | 0.23 | 64.44 | 1233.091 | 0.48
D | 4002 | 2021-11-14 | 17 | OFF | 59.15 | 6.4 | 0.18 | 0.05 | 0.11 | 0 | 0.05 | 0 | -0.19 | -0.12 | 0 |  | 0.39 | 0.35 | 0.23 | 66.6 | 1335.112 | 0.39
D | 4002 | 2021-11-14 | 18 | OFF | 80.69 | 6.4 | 0.18 | 0.05 | 0.25 | 0 | 0.16 | 0.05 | -0.79 | -0.12 | 0 |  | 0.39 | 0.35 | 0.23 | 87.84 | 1401.977 | 0.64
D | 4002 | 2021-11-14 | 19 | OFF | 76.12 | 6.4 | 0.18 | 0.05 | 0.31 | 0 | 0.08 | 0.08 | -0.61 | -0.12 | 0 |  | 0.39 | 0.35 | 0.23 | 83.46 | 1359.546 | 0.62
D | 4002 | 2021-11-14 | 20 | OFF | 68.87 | 6.4 | 0.18 | 0.05 | 0.23 | 0 | 0.06 | 0.1 | -0.51 | -0.12 | 0 |  | 0.39 | 0.35 | 0.23 | 76.23 | 1299.542 | 0.52
D | 4002 | 2021-11-14 | 21 | OFF | 65.09 | 6.4 | 0.18 | 0.05 | 0.22 | 0 | 0.03 | 0.07 | -0.42 | -0.12 | 0 |  | 0.39 | 0.35 | 0.23 | 72.47 | 1220.659 | 0.48
D | 4002 | 2021-11-14 | 22 | OFF | 51.11 | 6.4 | 0.18 | 0.05 | 0.1 | 0 | 0.17 | 0.1 | -0.41 | -0.12 | 0 |  | 0.39 | 0.35 | 0.23 | 58.55 | 1132.576 | 0.5
D | 4002 | 2021-11-14 | 23 | OFF | 41.35 | 6.4 | 0.18 | 0.05 | 0.13 | 0 | 0 | 0.06 | -0.51 | -0.12 | 0 |  | 0.39 | 0.35 | 0.23 | 48.51 | 1037.494 | 0.36
D | 4002 | 2021-11-14 | 24 | OFF | 40.46 | 6.4 | 0.18 | 0.05 | 0.14 | 0 | 0 | 0.09 | -0.48 | -0.12 | 0 |  | 0.39 | 0.35 | 0.23 | 47.69 | 963.047 | 0.37
D | 4002 | 2021-11-15 | 1 | OFF | 40.88 | 6.4 | 0.28 | 0.02 | 0.07 | 0 | 0 | 0.02 | -0.43 | -0.12 | 0 |  | 0.39 | 0.35 | 0.23 | 48.09 | 932.485 | 0.37
D | 4002 | 2021-11-15 | 2 | OFF | 41.32 | 6.4 | 0.28 | 0.02 | 0.06 | 0 | 0 | 0.08 | -0.37 | -0.12 | 0 |  | 0.39 | 0.35 | 0.23 | 48.64 | 911.946 | 0.36
D | 4002 | 2021-11-15 | 3 | OFF | 40.79 | 6.4 | 0.28 | 0.02 | 0.07 | 0 | 0 | 0.05 | -0.41 | -0.12 | 0 |  | 0.39 | 0.35 | 0.23 | 48.05 | 904.787 | 0.37
D | 4002 | 2021-11-15 | 4 | OFF | 40.88 | 6.4 | 0.28 | 0.02 | 0.06 | 0 | 0 | 0.11 | -0.45 | -0.12 | 0 |  | 0.39 | 0.35 | 0.23 | 48.15 | 911.865 | 0.36
D | 4002 | 2021-11-15 | 5 | OFF | 41.07 | 6.4 | 0.28 | 0.02 | 0.11 | 0 | 0 | 0.09 | -0.49 | -0.12 | 0 |  | 0.39 | 0.35 | 0.23 | 48.33 | 954.658 | 0.41
D | 4002 | 2021-11-15 | 6 | OFF | 40.99 | 6.4 | 0.28 | 0.02 | 0.15 | 0 | 0 | 0.07 | -0.57 | -0.12 | 0 |  | 0.39 | 0.35 | 0.23 | 48.19 | 1063.758 | 0.45
D | 4002 | 2021-11-15 | 7 | OFF | 43.37 | 6.4 | 0.28 | 0.02 | 0.34 | 0 | 0 | 0.04 | -0.45 | -0.12 | 0 |  | 0.39 | 0.35 | 0.23 | 50.85 | 1227.079 | 0.64
D | 4002 | 2021-11-15 | 8 | ON | 49.32 | 6.4 | 0.28 | 0.02 | 0.28 | 0.28 | 0 | 0.05 | -0.57 | -0.12 | 0 |  | 0.39 | 0.35 | 0.23 | 56.91 | 1310.675 | 0.86
D | 4002 | 2021-11-15 | 9 | ON | 42.94 | 6.4 | 0.28 | 0.02 | 0.17 | 0.28 | 0 | 0.01 | -0.49 | -0.12 | 0 |  | 0.39 | 0.35 | 0.23 | 50.46 | 1325.656 | 0.75
D | 4002 | 2021-11-15 | 10 | ON | 38.83 | 6.4 | 0.28 | 0.02 | 0.11 | 0.29 | 0 | 0.04 | -0.47 | -0.12 | 0 |  | 0.39 | 0.35 | 0.23 | 46.35 | 1323.296 | 0.7
D | 4002 | 2021-11-15 | 11 | ON | 39.71 | 6.4 | 0.28 | 0.02 | 0.09 | 0.29 | 0 | -0.02 | -0.47 | -0.12 | 0 |  | 0.39 | 0.35 | 0.23 | 47.15 | 1344.053 | 0.68
D | 4002 | 2021-11-15 | 12 | ON | 41.22 | 6.4 | 0.28 | 0.02 | 0.27 | 0.29 | 0 | 0.07 | -0.44 | -0.12 | 0 |  | 0.39 | 0.35 | 0.23 | 48.96 | 1352.604 | 0.86
D | 4002 | 2021-11-15 | 13 | ON | 40.54 | 6.4 | 0.28 | 0.02 | 0.51 | 0.28 | 0 | -0.01 | -0.39 | -0.12 | 0 |  | 0.39 | 0.35 | 0.23 | 48.48 | 1354.61 | 1.09
D | 4002 | 2021-11-15 | 14 | ON | 40.91 | 6.4 | 0.28 | 0.02 | 0.07 | 0.28 | 0 | 0.01 | -0.37 | -0.12 | 0 |  | 0.39 | 0.35 | 0.23 | 48.45 | 1337.606 | 0.65
D | 4002 | 2021-11-15 | 15 | ON | 43.34 | 6.4 | 0.28 | 0.02 | 0.08 | 0.28 | 0 | -0.03 | -0.35 | -0.12 | 0 |  | 0.39 | 0.35 | 0.23 | 50.87 | 1330.023 | 0.66
D | 4002 | 2021-11-15 | 16 | ON | 45.21 | 6.4 | 0.28 | 0.02 | 0.05 | 0.27 | 0 | 0.01 | -0.39 | -0.12 | 0 |  | 0.39 | 0.35 | 0.23 | 52.7 | 1358.976 | 0.62
D | 4002 | 2021-11-15 | 17 | ON | 52.41 | 6.4 | 0.28 | 0.02 | 0.07 | 0.26 | 0 | -0.05 | -0.36 | -0.12 | 0 |  | 0.39 | 0.35 | 0.23 | 59.88 | 1454.182 | 0.63
D | 4002 | 2021-11-15 | 18 | ON | 54.66 | 6.4 | 0.28 | 0.02 | 0.13 | 0.24 | 0 | 0.08 | -0.65 | -0.12 | 0 |  | 0.39 | 0.35 | 0.23 | 62.01 | 1535.378 | 0.67
D | 4002 | 2021-11-15 | 19 | ON | 50.61 | 6.4 | 0.28 | 0.02 | 0.17 | 0.25 | 0 | -0.02 | -0.45 | -0.12 | 0 |  | 0.39 | 0.35 | 0.23 | 58.11 | 1507.05 | 0.72
D | 4002 | 2021-11-15 | 20 | ON | 48.78 | 6.4 | 0.28 | 0.02 | 0.12 | 0.26 | 0 | 0.03 | -0.42 | -0.12 | 0 |  | 0.39 | 0.35 | 0.23 | 56.32 | 1444.587 | 0.68
D | 4002 | 2021-11-15 | 21 | ON | 43.96 | 6.4 | 0.28 | 0.02 | 0.08 | 0.27 | 0 | 0 | -0.46 | -0.12 | 0 |  | 0.39 | 0.35 | 0.23 | 51.4 | 1367.705 | 0.65
D | 4002 | 2021-11-15 | 22 | ON | 44.12 | 6.4 | 0.28 | 0.02 | 0.09 | 0.29 | 0 | 0.04 | -0.41 | -0.12 | 0 |  | 0.39 | 0.35 | 0.23 | 51.68 | 1266.011 | 0.68
D | 4002 | 2021-11-15 | 23 | ON | 45.45 | 6.4 | 0.28 | 0.02 | 0.34 | 0.31 | 0 | -0.04 | -0.41 | -0.12 | 0 |  | 0.39 | 0.35 | 0.23 | 53.2 | 1154.965 | 0.95
D | 4002 | 2021-11-15 | 24 | OFF | 43.21 | 6.4 | 0.28 | 0.02 | 0.17 | 0 | 0 | 0.09 | -0.39 | -0.12 | 0 |  | 0.39 | 0.35 | 0.23 | 50.63 | 1076.922 | 0.47
D | 4002 | 2021-11-16 | 1 | OFF | 44.95 | 6.4 | 0.44 | 0.78 | 0.08 | 0 | 0 | 0.09 | -0.44 | -0.12 | 0 |  | 0.39 | 0.35 | 0.23 | 53.15 | 1024.167 | 1.3
D | 4002 | 2021-11-16 | 2 | OFF | 40.93 | 6.4 | 0.44 | 0.78 | 0.06 | 0 | 0 | 0.16 | -0.44 | -0.12 | 0 |  | 0.39 | 0.35 | 0.23 | 49.18 | 998.493 | 1.28
D | 4002 | 2021-11-16 | 3 | OFF | 41.01 | 6.4 | 0.44 | 0.78 | 0.08 | 0 | 0 | 0.05 | -0.42 | -0.12 | 0 |  | 0.39 | 0.35 | 0.23 | 49.19 | 989.311 | 1.3
D | 4002 | 2021-11-16 | 4 | OFF | 40.91 | 6.4 | 0.44 | 0.78 | 0.07 | 0 | 0 | 0.14 | -0.45 | -0.12 | 0 |  | 0.39 | 0.35 | 0.23 | 49.14 | 1001.621 | 1.29
D | 4002 | 2021-11-16 | 5 | OFF | 41.08 | 6.4 | 0.44 | 0.78 | 0.1 | 0 | 0 | 0.05 | -0.42 | -0.12 | 0 |  | 0.39 | 0.35 | 0.23 | 49.28 | 1042.836 | 1.32
D | 4002 | 2021-11-16 | 6 | OFF | 41.21 | 6.4 | 0.44 | 0.78 | 0.15 | 0 | 0 | 0.07 | -0.43 | -0.12 | 0 |  | 0.39 | 0.35 | 0.23 | 49.47 | 1150.427 | 1.37
D | 4002 | 2021-11-16 | 7 | OFF | 58.39 | 6.4 | 0.44 | 0.78 | 0.36 | 0 | 0 | 0.06 | -0.33 | -0.12 | 0 |  | 0.39 | 0.35 | 0.23 | 66.95 | 1308.785 | 1.58
D | 4002 | 2021-11-16 | 8 | ON | 64.05 | 6.4 | 0.44 | 0.78 | 0.48 | 0.28 | 0 | 0 | -0.56 | -0.12 | 0 |  | 0.39 | 0.35 | 0.23 | 72.72 | 1383.907 | 1.98
D | 4002 | 2021-11-16 | 9 | ON | 52.34 | 6.4 | 0.44 | 0.78 | 0.25 | 0.28 | 0.19 | 0.06 | -0.38 | -0.12 | 0 |  | 0.39 | 0.35 | 0.23 | 61.21 | 1390.344 | 1.94
D | 4002 | 2021-11-16 | 10 | ON | 39.55 | 6.4 | 0.44 | 0.78 | 0.11 | 0.29 | 0 | -0.01 | -0.35 | -0.12 | 0 |  | 0.39 | 0.35 | 0.23 | 48.06 | 1382.6 | 1.62
D | 4002 | 2021-11-16 | 11 | ON | 38.47 | 6.4 | 0.44 | 0.78 | 0.1 | 0.3 | 0 | -0.14 | -0.3 | -0.12 | 0 |  | 0.39 | 0.35 | 0.23 | 46.9 | 1355.349 | 1.62
D | 4002 | 2021-11-16 | 12 | ON | 43.88 | 6.4 | 0.44 | 0.78 | 0.07 | 0.3 | 0 | 0.06 | -0.35 | -0.12 | 0 |  | 0.39 | 0.35 | 0.23 | 52.43 | 1337.717 | 1.59
D | 4002 | 2021-11-16 | 13 | ON | 42.03 | 6.4 | 0.44 | 0.78 | 0.07 | 0.3 | 0 | -0.02 | -0.35 | -0.12 | 0 |  | 0.39 | 0.35 | 0.23 | 50.5 | 1328.833 | 1.59
D | 4002 | 2021-11-16 | 14 | ON | 50.86 | 6.4 | 0.44 | 0.78 | 0.11 | 0.29 | 0 | -0.02 | -0.35 | -0.12 | 0 |  | 0.39 | 0.35 | 0.23 | 59.36 | 1346.099 | 1.62
D | 4002 | 2021-11-16 | 15 | ON | 55.56 | 6.4 | 0.44 | 0.78 | 0.27 | 0.29 | 0.02 | 0.02 | -0.45 | -0.12 | 0 |  | 0.39 | 0.35 | 0.23 | 64.18 | 1357.024 | 1.8
D | 4002 | 2021-11-16 | 16 | ON | 59.05 | 6.4 | 0.44 | 0.78 | 0.15 | 0.28 | 0 | 0.06 | -0.56 | -0.12 | 0 |  | 0.39 | 0.35 | 0.23 | 67.45 | 1395.533 | 1.65
D | 4002 | 2021-11-16 | 17 | ON | 60.12 | 6.4 | 0.44 | 0.78 | 0.14 | 0.26 | 0 | 0.02 | -0.38 | -0.12 | 0 |  | 0.39 | 0.35 | 0.23 | 68.63 | 1485.61 | 1.62
D | 4002 | 2021-11-16 | 18 | ON | 62.94 | 6.4 | 0.44 | 0.78 | 0.15 | 0.25 | 0 | 0.01 | -0.74 | -0.12 | 0 |  | 0.39 | 0.35 | 0.23 | 71.08 | 1561.151 | 1.62
D | 4002 | 2021-11-16 | 19 | ON | 70.11 | 6.4 | 0.44 | 0.78 | 0.19 | 0.25 | 0.19 | 0.01 | -0.65 | -0.12 | 0 |  | 0.39 | 0.35 | 0.23 | 78.57 | 1536.249 | 1.85
D | 4002 | 2021-11-16 | 20 | ON | 67.78 | 6.4 | 0.44 | 0.78 | 0.19 | 0.26 | 0.42 | -0.04 | -0.54 | -0.12 | 0 |  | 0.39 | 0.35 | 0.23 | 76.54 | 1480.155 | 2.09
D | 4002 | 2021-11-16 | 21 | ON | 57.91 | 6.4 | 0.44 | 0.78 | 0.19 | 0.27 | 0.09 | -0.06 | -0.36 | -0.12 | 0 |  | 0.39 | 0.35 | 0.23 | 66.51 | 1403.587 | 1.77
D | 4002 | 2021-11-16 | 22 | ON | 49.68 | 6.4 | 0.44 | 0.78 | 0.13 | 0.29 | 0.11 | -0.13 | -0.59 | -0.12 | 0 |  | 0.39 | 0.35 | 0.23 | 57.96 | 1304.923 | 1.75
D | 4002 | 2021-11-16 | 23 | ON | 64.49 | 6.4 | 0.44 | 0.78 | 0.5 | 0.31 | 0.15 | 0 | -0.44 | -0.12 | 0 |  | 0.39 | 0.35 | 0.23 | 73.48 | 1198.929 | 2.18
D | 4002 | 2021-11-16 | 24 | OFF | 62.7 | 6.4 | 0.44 | 0.78 | 0.35 | 0 | 0.39 | -0.06 | -0.53 | -0.12 | 0 |  | 0.39 | 0.35 | 0.23 | 71.32 | 1117.847 | 1.96
D | 4002 | 2021-11-17 | 1 | OFF | 46.04 | 6.4 | 0.39 | 0.16 | 0.11 | 0 | 0.05 | 0.03 | -0.43 | -0.12 | 0 |  | 0.39 | 0.35 | 0.23 | 53.6 | 1067.289 | 0.71
D | 4002 | 2021-11-17 | 2 | OFF | 43.35 | 6.4 | 0.39 | 0.16 | 0.07 | 0 | 0 | 0.06 | -0.4 | -0.12 | 0 |  | 0.39 | 0.35 | 0.23 | 50.88 | 1044.606 | 0.62
D | 4002 | 2021-11-17 | 3 | OFF | 43.79 | 6.4 | 0.39 | 0.16 | 0.09 | 0 | 0 | 0.02 | -0.38 | -0.12 | 0 |  | 0.39 | 0.35 | 0.23 | 51.32 | 1039.507 | 0.64
D | 4002 | 2021-11-17 | 4 | OFF | 44.94 | 6.4 | 0.39 | 0.16 | 0.03 | 0 | 0 | 0.09 | -0.38 | -0.12 | 0 |  | 0.39 | 0.35 | 0.23 | 52.48 | 1053.217 | 0.58
D | 4002 | 2021-11-17 | 5 | OFF | 45.68 | 6.4 | 0.39 | 0.16 | 0.03 | 0 | 0 | -0.02 | -0.4 | -0.12 | 0 |  | 0.39 | 0.35 | 0.23 | 53.09 | 1103.631 | 0.58
D | 4002 | 2021-11-17 | 6 | OFF | 47.83 | 6.4 | 0.39 | 0.16 | 0.23 | 0 | 0.07 | 0.05 | -0.36 | -0.12 | 0 |  | 0.39 | 0.35 | 0.23 | 55.62 | 1209.943 | 0.85
D | 4002 | 2021-11-17 | 7 | OFF | 72.83 | 6.4 | 0.39 | 0.16 | 0.8 | 0 | 0.01 | 0.15 | -0.5 | -0.12 | 0 |  | 0.39 | 0.35 | 0.23 | 81.09 | 1368.674 | 1.36
D | 4002 | 2021-11-17 | 8 | ON | 53.26 | 6.4 | 0.39 | 0.16 | 0.43 | 0.27 | 0.01 | 0.03 | -0.55 | -0.12 | 0 |  | 0.39 | 0.35 | 0.23 | 61.25 | 1442.81 | 1.26
D | 4002 | 2021-11-17 | 9 | ON | 44.1 | 6.4 | 0.39 | 0.16 | 0.1 | 0.28 | 0 | 0 | -0.41 | -0.12 | 0 |  | 0.39 | 0.35 | 0.23 | 51.87 | 1428.954 | 0.93
D | 4002 | 2021-11-17 | 10 | ON | 39.04 | 6.4 | 0.39 | 0.16 | 0.09 | 0.29 | 0 | -0.01 | -0.38 | -0.12 | 0 |  | 0.39 | 0.35 | 0.23 | 46.83 | 1408.746 | 0.93
D | 4002 | 2021-11-17 | 11 | ON | 43.7 | 6.4 | 0.39 | 0.16 | 0.13 | 0.28 | 0 | 0.02 | -0.35 | -0.12 | 0 |  | 0.39 | 0.35 | 0.23 | 51.58 | 1420.65 | 0.96
D | 4002 | 2021-11-17 | 12 | ON | 46.33 | 6.4 | 0.39 | 0.16 | 0.08 | 0.28 | 0 | -0.09 | -0.37 | -0.12 | 0 |  | 0.39 | 0.35 | 0.23 | 54.03 | 1424.296 | 0.91
D | 4002 | 2021-11-17 | 13 | ON | 47.73 | 6.4 | 0.39 | 0.16 | 0.07 | 0.28 | 0 | 0.03 | -0.35 | -0.12 | 0 |  | 0.39 | 0.35 | 0.23 | 55.56 | 1407.978 | 0.9
D | 4002 | 2021-11-17 | 14 | ON | 53.27 | 6.4 | 0.39 | 0.16 | 0.09 | 0.28 | 0.13 | 0.05 | -0.37 | -0.12 | 0 |  | 0.39 | 0.35 | 0.23 | 61.25 | 1390.973 | 1.05
D | 4002 | 2021-11-17 | 15 | ON | 57.94 | 6.4 | 0.39 | 0.16 | 0.07 | 0.28 | 0.07 | 0.02 | -0.38 | -0.12 | 0 |  | 0.39 | 0.35 | 0.23 | 65.8 | 1371.787 | 0.97
D | 4002 | 2021-11-17 | 16 | ON | 59.3 | 6.4 | 0.39 | 0.16 | 0.08 | 0.27 | 0 | 0.07 | -0.51 | -0.12 | 0 |  | 0.39 | 0.35 | 0.23 | 67.01 | 1397.63 | 0.9
D | 4002 | 2021-11-17 | 17 | ON | 57.78 | 6.4 | 0.39 | 0.16 | 0.08 | 0.27 | 0 | 0.06 | -0.4 | -0.12 | 0 |  | 0.39 | 0.35 | 0.23 | 65.59 | 1483.099 | 0.9
D | 4002 | 2021-11-17 | 18 | ON | 72.8 | 6.4 | 0.39 | 0.16 | 0.16 | 0.26 | 0 | 0.08 | -0.58 | -0.12 | 0 |  | 0.39 | 0.35 | 0.23 | 80.52 | 1541.48 | 0.97
D | 4002 | 2021-11-17 | 19 | ON | 66.85 | 6.4 | 0.39 | 0.16 | 0.23 | 0.27 | 0.09 | 0.05 | -0.44 | -0.12 | 0 |  | 0.39 | 0.35 | 0.23 | 74.85 | 1511.325 | 1.14
D | 4002 | 2021-11-17 | 20 | ON | 55.46 | 6.4 | 0.39 | 0.16 | 0.1 | 0.28 | 0.01 | 0.03 | -0.41 | -0.12 | 0 |  | 0.39 | 0.35 | 0.23 | 63.27 | 1450.053 | 0.94
D | 4002 | 2021-11-17 | 21 | ON | 46.81 | 6.4 | 0.39 | 0.16 | 0.08 | 0.29 | 0.03 | 0.06 | -0.39 | -0.12 | 0 |  | 0.39 | 0.35 | 0.23 | 54.68 | 1367.545 | 0.95
D | 4002 | 2021-11-17 | 22 | ON | 48.71 | 6.4 | 0.39 | 0.16 | 0.1 | 0.31 | 0.05 | 0.03 | -0.31 | -0.12 | 0 |  | 0.39 | 0.35 | 0.23 | 56.69 | 1259.649 | 1.01
D | 4002 | 2021-11-17 | 23 | ON | 55.67 | 6.4 | 0.39 | 0.16 | 0.27 | 0.34 | 0.07 | 0.06 | -0.65 | -0.12 | 0 |  | 0.39 | 0.35 | 0.23 | 63.56 | 1138.34 | 1.23
D | 4002 | 2021-11-17 | 24 | OFF | 62.06 | 6.4 | 0.39 | 0.16 | 0.47 | 0 | 0.05 | 0.15 | -0.27 | -0.12 | 0 |  | 0.39 | 0.35 | 0.23 | 70.26 | 1049.88 | 1.07
D | 4002 | 2021-11-18 | 1 | OFF | 70.26 | 6.4 | 0.66 | 0.07 | 1 | 0 | 0 | 0.16 | -0.17 | -0.12 | 0 |  | 0.39 | 0.35 | 0.23 | 79.23 | 1003.708 | 1.73
D | 4002 | 2021-11-18 | 2 | OFF | 42.28 | 6.4 | 0.66 | 0.07 | 0.25 | 0 | 0 | 0.07 | -0.38 | -0.12 | 0 |  | 0.39 | 0.35 | 0.23 | 50.2 | 970.668 | 0.98
D | 4002 | 2021-11-18 | 3 | OFF | 74.75 | 6.4 | 0.66 | 0.07 | 0.32 | 0 | 0 | 0.11 | -0.4 | -0.12 | 0 |  | 0.39 | 0.35 | 0.23 | 82.76 | 956.527 | 1.05
D | 4002 | 2021-11-18 | 4 | OFF | 57.51 | 6.4 | 0.66 | 0.07 | 0.18 | 0 | 0 | 0.22 | -0.36 | -0.12 | 0 |  | 0.39 | 0.35 | 0.23 | 65.53 | 951.678 | 0.91
D | 4002 | 2021-11-18 | 5 | OFF | 45.51 | 6.4 | 0.66 | 0.07 | 0.07 | 0 | 0 | 0.15 | -0.36 | -0.12 | 0 |  | 0.39 | 0.35 | 0.23 | 53.35 | 994.164 | 0.8
D | 4002 | 2021-11-18 | 6 | OFF | 47.52 | 6.4 | 0.66 | 0.07 | 0.26 | 0 | 0 | 0.16 | -0.36 | -0.12 | 0 |  | 0.39 | 0.35 | 0.23 | 55.56 | 1097.458 | 0.99
D | 4002 | 2021-11-18 | 7 | OFF | 60.75 | 6.4 | 0.66 | 0.07 | 1.93 | 0 | 0.03 | 0.16 | -0.37 | -0.12 | 0 |  | 0.39 | 0.35 | 0.23 | 70.48 | 1254.415 | 2.69
D | 4002 | 2021-11-18 | 8 | ON | 67.43 | 6.4 | 0.66 | 0.07 | 0.68 | 0.31 | 0.21 | 0.05 | -0.5 | -0.12 | 0 |  | 0.39 | 0.35 | 0.23 | 76.16 | 1330.321 | 1.93
D | 4002 | 2021-11-18 | 9 | ON | 60.19 | 6.4 | 0.66 | 0.07 | 0.38 | 0.31 | 0.43 | 0.09 | -0.36 | -0.12 | 0 |  | 0.39 | 0.35 | 0.23 | 69.02 | 1337.041 | 1.85
D | 4002 | 2021-11-18 | 10 | ON | 40.99 | 6.4 | 0.66 | 0.07 | 0.11 | 0.32 | 0 | 0.06 | -0.3 | -0.12 | 0 |  | 0.39 | 0.35 | 0.23 | 49.16 | 1330.565 | 1.16
D | 4002 | 2021-11-18 | 11 | ON | 40.5 | 6.4 | 0.66 | 0.07 | 0.1 | 0.33 | 0 | 0 | -0.33 | -0.12 | 0 |  | 0.39 | 0.35 | 0.23 | 48.58 | 1303.387 | 1.16
D | 4002 | 2021-11-18 | 12 | ON | 42.55 | 6.4 | 0.66 | 0.07 | 0.18 | 0.33 | 0 | 0.06 | -0.33 | -0.12 | 0 |  | 0.39 | 0.35 | 0.23 | 50.77 | 1273.96 | 1.24
D | 4002 | 2021-11-18 | 13 | ON | 42.13 | 6.4 | 0.66 | 0.07 | 0.11 | 0.33 | 0 | 0.03 | -0.34 | -0.12 | 0 |  | 0.39 | 0.35 | 0.23 | 50.24 | 1262.563 | 1.17
D | 4002 | 2021-11-18 | 14 | ON | 44 | 6.4 | 0.66 | 0.07 | 0.18 | 0.31 | 0 | 0.07 | -0.38 | -0.12 | 0 |  | 0.39 | 0.35 | 0.23 | 52.16 | 1270.896 | 1.22
D | 4002 | 2021-11-18 | 15 | ON | 45.39 | 6.4 | 0.66 | 0.07 | 0.12 | 0.3 | 0.02 | 0.03 | -0.32 | -0.12 | 0 |  | 0.39 | 0.35 | 0.23 | 53.52 | 1277.532 | 1.17
D | 4002 | 2021-11-18 | 16 | ON | 63.93 | 6.4 | 0.66 | 0.07 | 0.21 | 0.29 | 0.58 | 0.08 | -0.52 | -0.12 | 0 |  | 0.39 | 0.35 | 0.23 | 72.55 | 1294.997 | 1.81
D | 4002 | 2021-11-18 | 17 | ON | 60.2 | 6.4 | 0.66 | 0.07 | 0.18 | 0.28 | 0.1 | 0.06 | -0.45 | -0.12 | 0 |  | 0.39 | 0.35 | 0.23 | 68.35 | 1373.256 | 1.29
D | 4002 | 2021-11-18 | 18 | ON | 55.99 | 6.4 | 0.66 | 0.07 | 0.21 | 0.25 | 0.01 | 0.04 | -0.69 | -0.12 | 0 |  | 0.39 | 0.35 | 0.23 | 63.79 | 1446.913 | 1.2
D | 4002 | 2021-11-18 | 19 | ON | 59.17 | 6.4 | 0.66 | 0.07 | 0.34 | 0.26 | 0.06 | 0.07 | -0.46 | -0.12 | 0 |  | 0.39 | 0.35 | 0.23 | 67.42 | 1417.719 | 1.39
D | 4002 | 2021-11-18 | 20 | ON | 50.43 | 6.4 | 0.66 | 0.07 | 0.25 | 0.28 | 0.04 | 0.02 | -0.38 | -0.12 | 0 |  | 0.39 | 0.35 | 0.23 | 58.62 | 1360.143 | 1.3
D | 4002 | 2021-11-18 | 21 | ON | 44.05 | 6.4 | 0.66 | 0.07 | 0.12 | 0.29 | 0.01 | 0 | -0.44 | -0.12 | 0 |  | 0.39 | 0.35 | 0.23 | 52.01 | 1287.65 | 1.15
D | 4002 | 2021-11-18 | 22 | ON | 45.76 | 6.4 | 0.66 | 0.07 | 0.12 | 0.31 | 0.17 | -0.01 | -0.43 | -0.12 | 0 |  | 0.39 | 0.35 | 0.23 | 53.9 | 1190.491 | 1.33
D | 4002 | 2021-11-18 | 23 | ON | 43.44 | 6.4 | 0.66 | 0.07 | 0.28 | 0.34 | 0 | 0.01 | -0.26 | -0.12 | 0 |  | 0.39 | 0.35 | 0.23 | 51.79 | 1084.728 | 1.35
D | 4002 | 2021-11-18 | 24 | OFF | 46.33 | 6.4 | 0.66 | 0.07 | 1.48 | 0 | 0 | 0.05 | -0.32 | -0.12 | 0 |  | 0.39 | 0.35 | 0.23 | 55.52 | 1004.114 | 2.21
D | 4002 | 2021-11-19 | 1 | OFF | 37.33 | 6.4 | 0.32 | 0.36 | 0.3 | 0 | 0 | 0.06 | -0.38 | -0.12 | 0 |  | 0.39 | 0.35 | 0.23 | 45.24 | 948.799 | 0.98
D | 4002 | 2021-11-19 | 2 | OFF | 36.64 | 6.4 | 0.32 | 0.36 | 0.1 | 0 | 0 | 0.1 | -0.32 | -0.12 | 0 |  | 0.39 | 0.35 | 0.23 | 44.45 | 919.488 | 0.78
D | 4002 | 2021-11-19 | 3 | OFF | 39.56 | 6.4 | 0.32 | 0.36 | 0.11 | 0 | 0 | 0.03 | -0.29 | -0.12 | 0 |  | 0.39 | 0.35 | 0.23 | 47.34 | 912.714 | 0.79
D | 4002 | 2021-11-19 | 4 | OFF | 39.14 | 6.4 | 0.32 | 0.36 | 0.12 | 0 | 0 | 0.08 | -0.3 | -0.12 | 0 |  | 0.39 | 0.35 | 0.23 | 46.97 | 919.27 | 0.8
D | 4002 | 2021-11-19 | 5 | OFF | 38.68 | 6.4 | 0.32 | 0.36 | 0.11 | 0 | 0 | 0.19 | -0.33 | -0.12 | 0 |  | 0.39 | 0.35 | 0.23 | 46.58 | 953.564 | 0.79
D | 4002 | 2021-11-19 | 6 | OFF | 40.36 | 6.4 | 0.32 | 0.36 | 0.19 | 0 | 0 | 0.14 | -0.36 | -0.12 | 0 |  | 0.39 | 0.35 | 0.23 | 48.26 | 1052.946 | 0.87
D | 4002 | 2021-11-19 | 7 | OFF | 58.45 | 6.4 | 0.32 | 0.36 | 0.32 | 0 | 0.01 | 0.03 | -0.15 | -0.12 | 0 |  | 0.39 | 0.35 | 0.23 | 66.59 | 1210.326 | 1.01
D | 4002 | 2021-11-19 | 8 | ON | 57.78 | 6.4 | 0.32 | 0.36 | 0.62 | 0.3 | 0 | 0.06 | -0.52 | -0.12 | 0 |  | 0.39 | 0.35 | 0.23 | 66.17 | 1295.085 | 1.6
D | 4002 | 2021-11-19 | 9 | ON | 39.11 | 6.4 | 0.32 | 0.36 | 0.14 | 0.3 | 0 | 0.03 | -0.41 | -0.12 | 0 |  | 0.39 | 0.35 | 0.23 | 47.1 | 1315.192 | 1.12
D | 4002 | 2021-11-19 | 10 | ON | 37.63 | 6.4 | 0.32 | 0.36 | 0.09 | 0.31 | 0 | -0.02 | -0.33 | -0.12 | 0 |  | 0.39 | 0.35 | 0.23 | 45.61 | 1316.764 | 1.08
D | 4002 | 2021-11-19 | 11 | ON | 39.76 | 6.4 | 0.32 | 0.36 | 0.16 | 0.31 | 0 | -0.03 | -0.31 | -0.12 | 0 |  | 0.39 | 0.35 | 0.23 | 47.82 | 1332.528 | 1.15
D | 4002 | 2021-11-19 | 12 | ON | 40.12 | 6.4 | 0.32 | 0.36 | 0.2 | 0.3 | 0 | 0.03 | -0.32 | -0.12 | 0 |  | 0.39 | 0.35 | 0.23 | 48.26 | 1333.9 | 1.18
D | 4002 | 2021-11-19 | 13 | ON | 41.39 | 6.4 | 0.32 | 0.36 | 0.18 | 0.3 | 0 | 0.02 | -0.34 | -0.12 | 0 |  | 0.39 | 0.35 | 0.23 | 49.48 | 1321.53 | 1.16
D | 4002 | 2021-11-19 | 14 | ON | 41.99 | 6.4 | 0.32 | 0.36 | 0.11 | 0.3 | 0 | 0.08 | -0.37 | -0.12 | 0 |  | 0.39 | 0.35 | 0.23 | 50.04 | 1324.01 | 1.09
D | 4002 | 2021-11-19 | 15 | ON | 44.68 | 6.4 | 0.32 | 0.36 | 0.13 | 0.3 | 0 | 0.03 | -0.4 | -0.12 | 0 |  | 0.39 | 0.35 | 0.23 | 52.67 | 1321.524 | 1.11
D | 4002 | 2021-11-19 | 16 | ON | 46.58 | 6.4 | 0.32 | 0.36 | 0.1 | 0.29 | 0.09 | 0.02 | -0.38 | -0.12 | 0 |  | 0.39 | 0.35 | 0.23 | 54.63 | 1352.951 | 1.16
D | 4002 | 2021-11-19 | 17 | ON | 57.34 | 6.4 | 0.32 | 0.36 | 0.17 | 0.27 | 0.05 | 0.12 | -0.39 | -0.12 | 0 |  | 0.39 | 0.35 | 0.23 | 65.49 | 1439.901 | 1.17
D | 4002 | 2021-11-19 | 18 | ON | 47.69 | 6.4 | 0.32 | 0.36 | 0.33 | 0.26 | 0 | 0.06 | -0.65 | -0.12 | 0 |  | 0.39 | 0.35 | 0.23 | 55.62 | 1499.179 | 1.27
D | 4002 | 2021-11-19 | 19 | ON | 58.1 | 6.4 | 0.32 | 0.36 | 0.21 | 0.26 | 0 | 0.04 | -0.62 | -0.12 | 0 |  | 0.39 | 0.35 | 0.23 | 65.92 | 1469.733 | 1.15
D | 4002 | 2021-11-19 | 20 | ON | 51.17 | 6.4 | 0.32 | 0.36 | 0.31 | 0.27 | 0 | 0.01 | -0.49 | -0.12 | 0 |  | 0.39 | 0.35 | 0.23 | 59.2 | 1419.777 | 1.26
D | 4002 | 2021-11-19 | 21 | ON | 48.37 | 6.4 | 0.32 | 0.36 | 0.34 | 0.28 | 0 | 0.05 | -0.48 | -0.12 | 0 |  | 0.39 | 0.35 | 0.23 | 56.49 | 1365.979 | 1.3
D | 4002 | 2021-11-19 | 22 | ON | 41.97 | 6.4 | 0.32 | 0.36 | 0.16 | 0.3 | 0 | 0.04 | -0.45 | -0.12 | 0 |  | 0.39 | 0.35 | 0.23 | 49.95 | 1285.204 | 1.14
D | 4002 | 2021-11-19 | 23 | ON | 38.15 | 6.4 | 0.32 | 0.36 | 0.16 | 0.31 | 0 | 0.04 | -0.5 | -0.12 | 0 |  | 0.39 | 0.35 | 0.23 | 46.09 | 1192.03 | 1.15
D | 4002 | 2021-11-19 | 24 | OFF | 43.64 | 6.4 | 0.32 | 0.36 | 0.17 | 0 | 0.03 | -0.07 | -0.45 | -0.12 | 0 |  | 0.39 | 0.35 | 0.23 | 51.25 | 1113.379 | 0.88
D | 4002 | 2021-11-20 | 1 | OFF | 42.94 | 6.4 | 0.27 | 0.03 | 0.07 | 0 | 0 | 0.09 | -0.44 | -0.12 | 0 |  | 0.39 | 0.35 | 0.23 | 50.21 | 1056.935 | 0.37
D | 4002 | 2021-11-20 | 2 | OFF | 43.25 | 6.4 | 0.27 | 0.03 | 0.09 | 0 | 0 | 0.04 | -0.42 | -0.12 | 0 |  | 0.39 | 0.35 | 0.23 | 50.51 | 1025.592 | 0.39
D | 4002 | 2021-11-20 | 3 | OFF | 43.11 | 6.4 | 0.27 | 0.03 | 0.09 | 0 | 0 | 0.08 | -0.42 | -0.12 | 0 |  | 0.39 | 0.35 | 0.23 | 50.41 | 1012.093 | 0.39
D | 4002 | 2021-11-20 | 4 | OFF | 44.62 | 6.4 | 0.27 | 0.03 | 0.09 | 0 | 0 | 0.05 | -0.4 | -0.12 | 0 |  | 0.39 | 0.35 | 0.23 | 51.91 | 1015.38 | 0.39
D | 4002 | 2021-11-20 | 5 | OFF | 44.93 | 6.4 | 0.27 | 0.03 | 0.1 | 0 | 0 | 0.08 | -0.43 | -0.12 | 0 |  | 0.39 | 0.35 | 0.23 | 52.23 | 1035.983 | 0.4
D | 4002 | 2021-11-20 | 6 | OFF | 48.72 | 6.4 | 0.27 | 0.03 | 0.11 | 0 | 0.2 | 0.06 | -0.5 | -0.12 | 0 |  | 0.39 | 0.35 | 0.23 | 56.14 | 1089.971 | 0.61
D | 4002 | 2021-11-20 | 7 | OFF | 63.25 | 6.4 | 0.27 | 0.03 | 0.36 | 0 | 0 | 0.07 | -0.5 | -0.12 | 0 |  | 0.39 | 0.35 | 0.23 | 70.73 | 1165.417 | 0.66
D | 4002 | 2021-11-20 | 8 | OFF | 75.08 | 6.4 | 0.27 | 0.03 | 0.57 | 0 | 0.46 | 0.1 | -0.83 | -0.12 | 0 |  | 0.39 | 0.35 | 0.23 | 82.93 | 1248.947 | 1.33
D | 4002 | 2021-11-20 | 9 | OFF | 70.5 | 6.4 | 0.27 | 0.03 | 0.4 | 0 | 0.82 | 0.12 | -0.77 | -0.12 | 0 |  | 0.39 | 0.35 | 0.23 | 78.62 | 1282.362 | 1.52
D | 4002 | 2021-11-20 | 10 | OFF | 45.41 | 6.4 | 0.27 | 0.03 | 0.16 | 0 | 0.13 | 0.12 | -0.38 | -0.12 | 0 |  | 0.39 | 0.35 | 0.23 | 52.99 | 1276.491 | 0.59
D | 4002 | 2021-11-20 | 11 | OFF | 41.27 | 6.4 | 0.27 | 0.03 | 0.12 | 0 | 0 | 0.05 | -0.41 | -0.12 | 0 |  | 0.39 | 0.35 | 0.23 | 48.58 | 1255.392 | 0.42
D | 4002 | 2021-11-20 | 12 | OFF | 40.4 | 6.4 | 0.27 | 0.03 | 0.11 | 0 | 0 | 0.01 | -0.42 | -0.12 | 0 |  | 0.39 | 0.35 | 0.23 | 47.65 | 1236.492 | 0.41
D | 4002 | 2021-11-20 | 13 | OFF | 39.54 | 6.4 | 0.27 | 0.03 | 0.11 | 0 | 0 | 0.03 | -0.41 | -0.12 | 0 |  | 0.39 | 0.35 | 0.23 | 46.82 | 1211.477 | 0.41
D | 4002 | 2021-11-20 | 14 | OFF | 39.82 | 6.4 | 0.27 | 0.03 | 0.1 | 0 | 0 | 0.01 | -0.34 | -0.12 | 0 |  | 0.39 | 0.35 | 0.23 | 47.14 | 1199.981 | 0.4
D | 4002 | 2021-11-20 | 15 | OFF | 42.05 | 6.4 | 0.27 | 0.03 | 0.02 | 0 | 0 | 0.09 | -0.32 | -0.12 | 0 |  | 0.39 | 0.35 | 0.23 | 49.39 | 1215.013 | 0.32
D | 4002 | 2021-11-20 | 16 | OFF | 57.06 | 6.4 | 0.27 | 0.03 | 0.15 | 0 | 0.19 | 0.08 | -0.26 | -0.12 | 0 |  | 0.39 | 0.35 | 0.23 | 64.77 | 1263.606 | 0.64
D | 4002 | 2021-11-20 | 17 | OFF | 60.25 | 6.4 | 0.27 | 0.03 | 0.14 | 0 | 0.01 | 0.16 | -0.63 | -0.12 | 0 |  | 0.39 | 0.35 | 0.23 | 67.48 | 1367.297 | 0.45
D | 4002 | 2021-11-20 | 18 | OFF | 56.48 | 6.4 | 0.27 | 0.03 | 0.15 | 0 | 0 | 0.12 | -0.81 | -0.12 | 0 |  | 0.39 | 0.35 | 0.23 | 63.49 | 1431.527 | 0.45
D | 4002 | 2021-11-20 | 19 | OFF | 60.04 | 6.4 | 0.27 | 0.03 | 0.19 | 0 | 0 | 0.02 | -0.64 | -0.12 | 0 |  | 0.39 | 0.35 | 0.23 | 67.16 | 1401.957 | 0.49
D | 4002 | 2021-11-20 | 20 | OFF | 54.97 | 6.4 | 0.27 | 0.03 | 0.19 | 0 | 0 | 0.03 | -0.54 | -0.12 | 0 |  | 0.39 | 0.35 | 0.23 | 62.2 | 1351.088 | 0.49
D | 4002 | 2021-11-20 | 21 | OFF | 48.67 | 6.4 | 0.27 | 0.03 | 0.25 | 0 | 0 | 0.04 | -0.45 | -0.12 | 0 |  | 0.39 | 0.35 | 0.23 | 56.06 | 1293.925 | 0.55
D | 4002 | 2021-11-20 | 22 | OFF | 45.25 | 6.4 | 0.27 | 0.03 | 0.23 | 0 | 0 | 0.05 | -0.4 | -0.12 | 0 |  | 0.39 | 0.35 | 0.23 | 52.68 | 1224.141 | 0.53
D | 4002 | 2021-11-20 | 23 | OFF | 41.93 | 6.4 | 0.27 | 0.03 | 0.27 | 0 | 0.04 | 0 | -0.53 | -0.12 | 0 |  | 0.39 | 0.35 | 0.23 | 49.26 | 1140.821 | 0.61
D | 4002 | 2021-11-20 | 24 | OFF | 43.33 | 6.4 | 0.27 | 0.03 | 0.83 | 0 | 0.09 | 0 | -0.37 | -0.12 | 0 |  | 0.39 | 0.35 | 0.23 | 51.43 | 1072.366 | 1.22
D | 4002 | 2021-11-21 | 1 | OFF | 44.28 | 6.4 | 0.37 | 0.03 | 0.39 | 0 | 0.31 | 0.06 | -0.38 | -0.12 | 0 |  | 0.39 | 0.35 | 0.23 | 52.31 | 1015.084 | 1.1
D | 4002 | 2021-11-21 | 2 | OFF | 39.77 | 6.4 | 0.37 | 0.03 | 0.11 | 0 | 0 | 0.02 | -0.4 | -0.12 | 0 |  | 0.39 | 0.35 | 0.23 | 47.15 | 980.062 | 0.51
D | 4002 | 2021-11-21 | 3 | OFF | 42.41 | 6.4 | 0.37 | 0.03 | 0.09 | 0 | 0 | -0.05 | -0.39 | -0.12 | 0 |  | 0.39 | 0.35 | 0.23 | 49.71 | 962.276 | 0.49
D | 4002 | 2021-11-21 | 4 | OFF | 44.23 | 6.4 | 0.37 | 0.03 | 0.07 | 0 | 0 | 0.05 | -0.4 | -0.12 | 0 |  | 0.39 | 0.35 | 0.23 | 51.6 | 960.661 | 0.47
D | 4002 | 2021-11-21 | 5 | OFF | 40.32 | 6.4 | 0.37 | 0.03 | 0.09 | 0 | 0 | 0.05 | -0.38 | -0.12 | 0 |  | 0.39 | 0.35 | 0.23 | 47.73 | 968.705 | 0.49
D | 4002 | 2021-11-21 | 6 | OFF | 37.6 | 6.4 | 0.37 | 0.03 | 0.1 | 0 | 0 | 0.09 | -0.44 | -0.12 | 0 |  | 0.39 | 0.35 | 0.23 | 45 | 1000.073 | 0.5
D | 4002 | 2021-11-21 | 7 | OFF | 37.61 | 6.4 | 0.37 | 0.03 | 0.48 | 0 | 0 | 0.05 | -0.38 | -0.12 | 0 |  | 0.39 | 0.35 | 0.23 | 45.41 | 1048.729 | 0.88
D | 4002 | 2021-11-21 | 8 | OFF | 38.41 | 6.4 | 0.37 | 0.03 | 0.24 | 0 | 0 | 0.06 | -0.45 | -0.12 | 0 |  | 0.39 | 0.35 | 0.23 | 45.91 | 1120.699 | 0.64
D | 4002 | 2021-11-21 | 9 | OFF | 42.65 | 6.4 | 0.37 | 0.03 | 0.3 | 0 | 0 | 0 | -0.48 | -0.12 | 0 |  | 0.39 | 0.35 | 0.23 | 50.12 | 1200.591 | 0.7
D | 4002 | 2021-11-21 | 10 | OFF | 42.01 | 6.4 | 0.37 | 0.03 | 0.16 | 0 | 0 | 0.03 | -0.49 | -0.12 | 0 |  | 0.39 | 0.35 | 0.23 | 49.36 | 1252.485 | 0.56
D | 4002 | 2021-11-21 | 11 | OFF | 40.95 | 6.4 | 0.37 | 0.03 | 0.1 | 0 | 0 | 0.02 | -0.48 | -0.12 | 0 |  | 0.39 | 0.35 | 0.23 | 48.24 | 1266.769 | 0.5
D | 4002 | 2021-11-21 | 12 | OFF | 40.87 | 6.4 | 0.37 | 0.03 | 0.04 | 0 | 0 | 0.04 | -0.51 | -0.12 | 0 |  | 0.39 | 0.35 | 0.23 | 48.09 | 1259.71 | 0.44
D | 4002 | 2021-11-21 | 13 | OFF | 39.22 | 6.4 | 0.37 | 0.03 | 0.04 | 0 | 0 | 0.02 | -0.57 | -0.12 | 0 |  | 0.39 | 0.35 | 0.23 | 46.36 | 1236.2 | 0.44
D | 4002 | 2021-11-21 | 14 | OFF | 38.4 | 6.4 | 0.37 | 0.03 | 0.04 | 0 | 0 | 0.04 | -0.55 | -0.12 | 0 |  | 0.39 | 0.35 | 0.23 | 45.58 | 1209.753 | 0.44
D | 4002 | 2021-11-21 | 15 | OFF | 38.73 | 6.4 | 0.37 | 0.03 | 0.05 | 0 | 0 | 0.06 | -0.53 | -0.12 | 0 |  | 0.39 | 0.35 | 0.23 | 45.96 | 1216.212 | 0.45
D | 4002 | 2021-11-21 | 16 | OFF | 46.42 | 6.4 | 0.37 | 0.03 | 0.11 | 0 | 0 | 0.04 | -0.4 | -0.12 | 0 |  | 0.39 | 0.35 | 0.23 | 53.82 | 1254.158 | 0.51
D | 4002 | 2021-11-21 | 17 | OFF | 62.12 | 6.4 | 0.37 | 0.03 | 0.35 | 0 | 0.01 | 0.07 | -0.4 | -0.12 | 0 |  | 0.39 | 0.35 | 0.23 | 69.8 | 1374.892 | 0.76
D | 4002 | 2021-11-21 | 18 | OFF | 73.91 | 6.4 | 0.37 | 0.03 | 0.22 | 0 | 0.04 | 0.08 | -0.71 | -0.12 | 0 |  | 0.39 | 0.35 | 0.23 | 81.19 | 1438.759 | 0.66
D | 4002 | 2021-11-21 | 19 | OFF | 69.29 | 6.4 | 0.37 | 0.03 | 0.14 | 0 | 0.39 | 0.07 | -0.56 | -0.12 | 0 |  | 0.39 | 0.35 | 0.23 | 76.98 | 1399.464 | 0.93
D | 4002 | 2021-11-21 | 20 | OFF | 49.84 | 6.4 | 0.37 | 0.03 | 0.17 | 0 | 0.1 | 0.03 | -0.37 | -0.12 | 0 |  | 0.39 | 0.35 | 0.23 | 57.42 | 1334.437 | 0.67
D | 4002 | 2021-11-21 | 21 | OFF | 57.46 | 6.4 | 0.37 | 0.03 | 0.3 | 0 | 0.25 | 0.04 | -0.43 | -0.12 | 0 |  | 0.39 | 0.35 | 0.23 | 65.27 | 1257.162 | 0.95
D | 4002 | 2021-11-21 | 22 | OFF | 43.1 | 6.4 | 0.37 | 0.03 | 0.23 | 0 | 0.03 | 0.01 | -0.35 | -0.12 | 0 |  | 0.39 | 0.35 | 0.23 | 50.67 | 1164.113 | 0.66
D | 4002 | 2021-11-21 | 23 | OFF | 39.07 | 6.4 | 0.37 | 0.03 | 0.2 | 0 | 0 | 0.09 | -0.34 | -0.12 | 0 |  | 0.39 | 0.35 | 0.23 | 46.67 | 1069.336 | 0.6
D | 4002 | 2021-11-21 | 24 | OFF | 45.77 | 6.4 | 0.37 | 0.03 | 0.27 | 0 | 0 | 0.03 | -0.28 | -0.12 | 0 |  | 0.39 | 0.35 | 0.23 | 53.44 | 993.877 | 0.67
D | 4002 | 2021-11-22 | 1 | OFF | 38.3 | 6.4 | 0.42 | 0.12 | 0.17 | 0 | 0 | 0.05 | -0.24 | -0.12 | 0 |  | 0.39 | 0.35 | 0.23 | 46.07 | 942.16 | 0.71
D | 4002 | 2021-11-22 | 2 | OFF | 36.1 | 6.4 | 0.42 | 0.12 | 0.05 | 0 | 0 | 0.05 | -0.21 | -0.12 | 0 |  | 0.39 | 0.35 | 0.23 | 43.78 | 915.021 | 0.59
D | 4002 | 2021-11-22 | 3 | OFF | 34.81 | 6.4 | 0.42 | 0.12 | 0.07 | 0 | 0 | 0.06 | -0.2 | -0.12 | 0 |  | 0.39 | 0.35 | 0.23 | 42.53 | 901.858 | 0.61
D | 4002 | 2021-11-22 | 4 | OFF | 34.87 | 6.4 | 0.42 | 0.12 | 0.05 | 0 | 0 | 0.05 | -0.22 | -0.12 | 0 |  | 0.39 | 0.35 | 0.23 | 42.54 | 906.948 | 0.59
D | 4002 | 2021-11-22 | 5 | OFF | 34.96 | 6.4 | 0.42 | 0.12 | 0.11 | 0 | 0 | 0.08 | -0.18 | -0.12 | 0 |  | 0.39 | 0.35 | 0.23 | 42.76 | 944.934 | 0.65
D | 4002 | 2021-11-22 | 6 | OFF | 35.39 | 6.4 | 0.42 | 0.12 | 0.25 | 0 | 0 | 0.04 | -0.21 | -0.12 | 0 |  | 0.39 | 0.35 | 0.23 | 43.26 | 1043.767 | 0.79
D | 4002 | 2021-11-22 | 7 | OFF | 42.01 | 6.4 | 0.42 | 0.12 | 0.36 | 0 | 0.12 | 0.07 | -0.22 | -0.12 | 0 |  | 0.39 | 0.35 | 0.23 | 50.13 | 1193.015 | 1.02
D | 4002 | 2021-11-22 | 8 | ON | 52.92 | 6.4 | 0.42 | 0.12 | 0.63 | 0.31 | 0.48 | 0.11 | -0.45 | -0.12 | 0 |  | 0.39 | 0.35 | 0.23 | 61.79 | 1289.744 | 1.96
D | 4002 | 2021-11-22 | 9 | ON | 60.87 | 6.4 | 0.42 | 0.12 | 0.34 | 0.3 | 0.76 | 0.12 | -0.48 | -0.12 | 0 |  | 0.39 | 0.35 | 0.23 | 69.7 | 1333.792 | 1.94
D | 4002 | 2021-11-22 | 10 | ON | 43.35 | 6.4 | 0.42 | 0.12 | 0.23 | 0.3 | 0.01 | 0.2 | -0.45 | -0.12 | 0 |  | 0.39 | 0.35 | 0.23 | 51.43 | 1355.504 | 1.08
D | 4002 | 2021-11-22 | 11 | ON | 42 | 6.4 | 0.42 | 0.12 | 0.19 | 0.3 | 0 | 0.07 | -0.59 | -0.12 | 0 |  | 0.39 | 0.35 | 0.23 | 49.76 | 1360.146 | 1.03
D | 4002 | 2021-11-22 | 12 | ON | 43.96 | 6.4 | 0.42 | 0.12 | 0.13 | 0.3 | 0 | 0.06 | -0.6 | -0.12 | 0 |  | 0.39 | 0.35 | 0.23 | 51.64 | 1357.235 | 0.97
D | 4002 | 2021-11-22 | 13 | ON | 45.62 | 6.4 | 0.42 | 0.12 | 0.12 | 0.3 | 0 | 0.06 | -0.52 | -0.12 | 0 |  | 0.39 | 0.35 | 0.23 | 53.37 | 1349.923 | 0.96
D | 4002 | 2021-11-22 | 14 | ON | 44.74 | 6.4 | 0.42 | 0.12 | 0.17 | 0.3 | 0 | 0.09 | -0.5 | -0.12 | 0 |  | 0.39 | 0.35 | 0.23 | 52.59 | 1348.237 | 1.01
D | 4002 | 2021-11-22 | 15 | ON | 47.17 | 6.4 | 0.42 | 0.12 | 0.15 | 0.3 | 0.06 | 0.07 | -0.48 | -0.12 | 0 |  | 0.39 | 0.35 | 0.23 | 55.06 | 1344.345 | 1.05
D | 4002 | 2021-11-22 | 16 | ON | 51.27 | 6.4 | 0.42 | 0.12 | 0.2 | 0.29 | 0.12 | 0.11 | -0.45 | -0.12 | 0 |  | 0.39 | 0.35 | 0.23 | 59.33 | 1363.212 | 1.15
D | 4002 | 2021-11-22 | 17 | ON | 52.81 | 6.4 | 0.42 | 0.12 | 0.18 | 0.28 | 0 | 0.11 | -0.39 | -0.12 | 0 |  | 0.39 | 0.35 | 0.23 | 60.78 | 1445.035 | 1
D | 4002 | 2021-11-22 | 18 | ON | 63.26 | 6.4 | 0.42 | 0.12 | 0.84 | 0.26 | 0 | 0.17 | -0.65 | -0.12 | 0 |  | 0.39 | 0.35 | 0.23 | 71.67 | 1515.988 | 1.64
D | 4002 | 2021-11-22 | 19 | ON | 53.78 | 6.4 | 0.42 | 0.12 | 0.26 | 0.27 | 0 | 0.07 | -0.52 | -0.12 | 0 |  | 0.39 | 0.35 | 0.23 | 61.65 | 1492.919 | 1.07
D | 4002 | 2021-11-22 | 20 | ON | 56.71 | 6.4 | 0.42 | 0.12 | 0.21 | 0.27 | 0 | 0.08 | -0.38 | -0.12 | 0 |  | 0.39 | 0.35 | 0.23 | 64.68 | 1442.994 | 1.02
D | 4002 | 2021-11-22 | 21 | ON | 52.86 | 6.4 | 0.42 | 0.12 | 0.19 | 0.29 | 0 | 0.03 | -0.48 | -0.12 | 0 |  | 0.39 | 0.35 | 0.23 | 60.68 | 1379.097 | 1.02
D | 4002 | 2021-11-22 | 22 | ON | 46.47 | 6.4 | 0.42 | 0.12 | 0.12 | 0.3 | 0 | 0.07 | -0.35 | -0.12 | 0 |  | 0.39 | 0.35 | 0.23 | 54.4 | 1289.166 | 0.96
D | 4002 | 2021-11-22 | 23 | ON | 39.69 | 6.4 | 0.42 | 0.12 | 0.24 | 0.33 | 0 | 0.06 | -0.39 | -0.12 | 0 |  | 0.39 | 0.35 | 0.23 | 47.72 | 1188.566 | 1.11
D | 4002 | 2021-11-22 | 24 | OFF | 41.8 | 6.4 | 0.42 | 0.12 | 0.34 | 0 | 0 | 0.03 | -0.29 | -0.12 | 0 |  | 0.39 | 0.35 | 0.23 | 49.67 | 1113.616 | 0.88
D | 4002 | 2021-11-23 | 1 | OFF | 42.64 | 6.4 | 0.51 | 0.14 | 0.12 | 0 | 0 | 0.08 | -0.37 | -0.12 | 0 |  | 0.39 | 0.35 | 0.23 | 50.37 | 1072.871 | 0.77
D | 4002 | 2021-11-23 | 2 | OFF | 41.86 | 6.4 | 0.51 | 0.14 | 0.08 | 0 | 0 | 0.14 | -0.35 | -0.12 | 0 |  | 0.39 | 0.35 | 0.23 | 49.63 | 1045.641 | 0.73
D | 4002 | 2021-11-23 | 3 | OFF | 42.94 | 6.4 | 0.51 | 0.14 | 0.09 | 0 | 0 | 0.06 | -0.32 | -0.12 | 0 |  | 0.39 | 0.35 | 0.23 | 50.67 | 1038.905 | 0.74
D | 4002 | 2021-11-23 | 4 | OFF | 43.2 | 6.4 | 0.51 | 0.14 | 0.08 | 0 | 0 | 0.1 | -0.32 | -0.12 | 0 |  | 0.39 | 0.35 | 0.23 | 50.96 | 1047.356 | 0.73
D | 4002 | 2021-11-23 | 5 | OFF | 39.73 | 6.4 | 0.51 | 0.14 | 0.08 | 0 | 0 | 0.08 | -0.38 | -0.12 | 0 |  | 0.39 | 0.35 | 0.23 | 47.41 | 1094.001 | 0.73
D | 4002 | 2021-11-23 | 6 | OFF | 43.68 | 6.4 | 0.51 | 0.14 | 0.22 | 0 | 0.03 | 0.13 | -0.29 | -0.12 | 0 |  | 0.39 | 0.35 | 0.23 | 51.67 | 1199.044 | 0.9
D | 4002 | 2021-11-23 | 7 | OFF | 71.5 | 6.4 | 0.51 | 0.14 | 0.63 | 0 | 0.02 | 0.16 | -0.3 | -0.12 | 0 |  | 0.39 | 0.35 | 0.23 | 79.91 | 1358.49 | 1.3
D | 4002 | 2021-11-23 | 8 | ON | 74.57 | 6.4 | 0.51 | 0.14 | 0.69 | 0.28 | 0.02 | 0 | -0.75 | -0.12 | 0 |  | 0.39 | 0.35 | 0.23 | 82.71 | 1440.988 | 1.64
D | 4002 | 2021-11-23 | 9 | ON | 75.11 | 6.4 | 0.51 | 0.14 | 0.35 | 0.28 | 0.43 | 0.18 | -0.57 | -0.12 | 0 |  | 0.39 | 0.35 | 0.23 | 83.68 | 1449.273 | 1.71
D | 4002 | 2021-11-23 | 10 | ON | 47.05 | 6.4 | 0.51 | 0.14 | 0.13 | 0.29 | 0.06 | 0.07 | -0.28 | -0.12 | 0 |  | 0.39 | 0.35 | 0.23 | 55.22 | 1439.363 | 1.13
D | 4002 | 2021-11-23 | 11 | ON | 58.56 | 6.4 | 0.51 | 0.14 | 0.09 | 0.3 | 0 | 0.14 | -0.62 | -0.12 | 0 |  | 0.39 | 0.35 | 0.23 | 66.37 | 1423.495 | 1.04
D | 4002 | 2021-11-23 | 12 | ON | 55.83 | 6.4 | 0.51 | 0.14 | 0.11 | 0.3 | 0 | 0.07 | -0.54 | -0.12 | 0 |  | 0.39 | 0.35 | 0.23 | 63.67 | 1411.059 | 1.06
D | 4002 | 2021-11-23 | 13 | ON | 52.68 | 6.4 | 0.51 | 0.14 | 0.09 | 0.3 | 0 | 0.07 | -0.53 | -0.12 | 0 |  | 0.39 | 0.35 | 0.23 | 60.51 | 1408.353 | 1.04
D | 4002 | 2021-11-23 | 14 | ON | 55.53 | 6.4 | 0.51 | 0.14 | 0.09 | 0.3 | 0 | 0.05 | -0.58 | -0.12 | 0 |  | 0.39 | 0.35 | 0.23 | 63.29 | 1417.091 | 1.04
D | 4002 | 2021-11-23 | 15 | ON | 62.83 | 6.4 | 0.51 | 0.14 | 0.1 | 0.29 | 0 | 0.07 | -0.56 | -0.12 | -0.04 |  | 0.39 | 0.35 | 0.23 | 70.59 | 1425.656 | 1
D | 4002 | 2021-11-23 | 16 | ON | 79.38 | 6.4 | 0.51 | 0.14 | 0.44 | 0.27 | 0 | 0.15 | -0.6 | -0.12 | -0.03 |  | 0.39 | 0.35 | 0.23 | 87.51 | 1474.09 | 1.33
D | 4002 | 2021-11-23 | 17 | ON | 70.45 | 6.4 | 0.51 | 0.14 | 0.93 | 0.26 | 0 | 0.12 | -0.63 | -0.12 | 0 |  | 0.39 | 0.35 | 0.23 | 79.03 | 1579.321 | 1.84
D | 4002 | 2021-11-23 | 18 | ON | 72.89 | 6.4 | 0.51 | 0.14 | 0.15 | 0.25 | 0 | 0.13 | -0.9 | -0.12 | 0 |  | 0.39 | 0.35 | 0.23 | 80.42 | 1659.015 | 1.05
D | 4002 | 2021-11-23 | 19 | ON | 75.23 | 6.4 | 0.51 | 0.14 | 0.25 | 0.25 | 0 | 0.05 | -0.74 | -0.12 | 0 |  | 0.39 | 0.35 | 0.23 | 82.94 | 1646.213 | 1.15
D | 4002 | 2021-11-23 | 20 | ON | 69.59 | 6.4 | 0.51 | 0.14 | 0.19 | 0.25 | 0 | -0.01 | -0.7 | -0.12 | 0 |  | 0.39 | 0.35 | 0.23 | 77.22 | 1596.468 | 1.09
D | 4002 | 2021-11-23 | 21 | ON | 71.61 | 6.4 | 0.51 | 0.14 | 0.12 | 0.26 | 0 | 0.06 | -0.83 | -0.12 | 0 |  | 0.39 | 0.35 | 0.23 | 79.12 | 1531.062 | 1.03
D | 4002 | 2021-11-23 | 22 | ON | 73.79 | 6.4 | 0.51 | 0.14 | 0.12 | 0.27 | 0 | 0.08 | -0.78 | -0.12 | 0 |  | 0.39 | 0.35 | 0.23 | 81.38 | 1436.636 | 1.04
D | 4002 | 2021-11-23 | 23 | ON | 71.26 | 6.4 | 0.51 | 0.14 | 0.37 | 0.29 | 0 | 0.11 | -0.82 | -0.12 | 0 |  | 0.39 | 0.35 | 0.23 | 79.11 | 1324.459 | 1.31
D | 4002 | 2021-11-23 | 24 | OFF | 81.75 | 6.4 | 0.51 | 0.14 | 0.44 | 0 | 0 | 0.02 | -0.64 | -0.12 | 0 |  | 0.39 | 0.35 | 0.23 | 89.47 | 1239.558 | 1.09
D | 4002 | 2021-11-24 | 1 | OFF | 73.68 | 6.4 | 0.17 | 0.25 | 0.17 | 0 | 0 | 0.11 | -0.65 | -0.12 | 0 |  | 0.39 | 0.35 | 0.23 | 80.98 | 1187.547 | 0.59
D | 4002 | 2021-11-24 | 2 | OFF | 68.36 | 6.4 | 0.17 | 0.25 | 0.08 | 0 | 0 | 0.13 | -0.62 | -0.12 | 0 |  | 0.39 | 0.35 | 0.23 | 75.62 | 1154.487 | 0.5
D | 4002 | 2021-11-24 | 3 | OFF | 62.76 | 6.4 | 0.17 | 0.25 | 0.12 | 0 | 0 | 0.12 | -0.59 | -0.12 | 0 |  | 0.39 | 0.35 | 0.23 | 70.08 | 1142.057 | 0.54
D | 4002 | 2021-11-24 | 4 | OFF | 68.67 | 6.4 | 0.17 | 0.25 | 0.11 | 0 | 0 | 0.06 | -0.58 | -0.12 | 0 |  | 0.39 | 0.35 | 0.23 | 75.93 | 1146.096 | 0.53
D | 4002 | 2021-11-24 | 5 | OFF | 71.46 | 6.4 | 0.17 | 0.25 | 0.13 | 0 | 0 | 0.24 | -0.57 | -0.12 | 0 |  | 0.39 | 0.35 | 0.23 | 78.93 | 1179.321 | 0.55
D | 4002 | 2021-11-24 | 6 | OFF | 73.5 | 6.4 | 0.17 | 0.25 | 0.29 | 0 | 0.04 | 0.2 | -0.72 | -0.12 | 0 |  | 0.39 | 0.35 | 0.23 | 80.98 | 1265.163 | 0.75
D | 4002 | 2021-11-24 | 7 | OFF | 88.57 | 6.4 | 0.17 | 0.25 | 0.43 | 0 | 0.06 | 0.07 | -0.68 | -0.12 | 0 |  | 0.39 | 0.35 | 0.23 | 96.12 | 1392.296 | 0.91
D | 4002 | 2021-11-24 | 8 | ON | 81.12 | 6.4 | 0.17 | 0.25 | 0.59 | 0.27 | 0 | 0.07 | -0.82 | -0.12 | 0 |  | 0.39 | 0.35 | 0.23 | 88.9 | 1480.694 | 1.28
D | 4002 | 2021-11-24 | 9 | ON | 73.99 | 6.4 | 0.17 | 0.25 | 0.23 | 0.28 | 0 | 0.21 | -0.66 | -0.12 | 0 |  | 0.39 | 0.35 | 0.23 | 81.72 | 1507.22 | 0.93
D | 4002 | 2021-11-24 | 10 | ON | 65.31 | 6.4 | 0.17 | 0.25 | 0.14 | 0.28 | 0 | 0.25 | -0.57 | -0.12 | 0 |  | 0.39 | 0.35 | 0.23 | 73.08 | 1492.968 | 0.84
D | 4002 | 2021-11-24 | 11 | ON | 46.53 | 6.4 | 0.17 | 0.25 | 0.09 | 0.29 | 0 | 0.14 | -0.48 | -0.12 | 0 |  | 0.39 | 0.35 | 0.23 | 54.24 | 1477.448 | 0.8
D | 4002 | 2021-11-24 | 12 | ON | 46.16 | 6.4 | 0.17 | 0.25 | 0.06 | 0.3 | 0 | 0.16 | -0.41 | -0.12 | 0 |  | 0.39 | 0.35 | 0.23 | 53.94 | 1459.352 | 0.78
D | 4002 | 2021-11-24 | 13 | ON | 48.57 | 6.4 | 0.17 | 0.25 | 0.1 | 0.3 | 0 | 0.12 | -0.42 | -0.12 | 0 |  | 0.39 | 0.35 | 0.23 | 56.34 | 1436.243 | 0.82
D | 4002 | 2021-11-24 | 14 | ON | 49.71 | 6.4 | 0.17 | 0.25 | 0.11 | 0.3 | 0 | 0.11 | -0.47 | -0.12 | 0 |  | 0.39 | 0.35 | 0.23 | 57.43 | 1435.064 | 0.83
D | 4002 | 2021-11-24 | 15 | ON | 51.56 | 6.4 | 0.17 | 0.25 | 0.1 | 0.29 | 0 | 0.15 | -0.48 | -0.12 | 0 |  | 0.39 | 0.35 | 0.23 | 59.29 | 1437.751 | 0.81
D | 4002 | 2021-11-24 | 16 | ON | 76.81 | 6.4 | 0.17 | 0.25 | 0.29 | 0.28 | 0.24 | 0.41 | -0.52 | -0.12 | 0 |  | 0.39 | 0.35 | 0.23 | 85.18 | 1457.587 | 1.23
D | 4002 | 2021-11-24 | 17 | ON | 81.03 | 6.4 | 0.17 | 0.25 | 0.33 | 0.26 | 0.03 | 0.45 | -0.58 | -0.12 | 0 |  | 0.39 | 0.35 | 0.23 | 89.19 | 1531.356 | 1.04
D | 4002 | 2021-11-24 | 18 | ON | 60.2 | 6.4 | 0.17 | 0.25 | 0.11 | 0.25 | 0 | 0.17 | -0.64 | -0.12 | 0 |  | 0.39 | 0.35 | 0.23 | 67.76 | 1584.549 | 0.78
D | 4002 | 2021-11-24 | 19 | ON | 59.46 | 6.4 | 0.17 | 0.25 | 0.23 | 0.26 | 0 | 0.15 | -0.57 | -0.12 | 0 |  | 0.39 | 0.35 | 0.23 | 67.2 | 1554.003 | 0.91
D | 4002 | 2021-11-24 | 20 | ON | 50.66 | 6.4 | 0.17 | 0.25 | 0.14 | 0.26 | 0 | 0.04 | -0.54 | -0.12 | 0 |  | 0.39 | 0.35 | 0.23 | 58.23 | 1504.631 | 0.82
D | 4002 | 2021-11-24 | 21 | ON | 57.01 | 6.4 | 0.17 | 0.25 | 0.06 | 0.27 | 0 | 0.16 | -0.47 | -0.12 | 0 |  | 0.39 | 0.35 | 0.23 | 64.7 | 1437.55 | 0.75
D | 4002 | 2021-11-24 | 22 | ON | 59.36 | 6.4 | 0.17 | 0.25 | 0.18 | 0.29 | 0.01 | 0.14 | -0.38 | -0.12 | 0 |  | 0.39 | 0.35 | 0.23 | 67.27 | 1349.095 | 0.9
D | 4002 | 2021-11-24 | 23 | ON | 48.7 | 6.4 | 0.17 | 0.25 | 0.24 | 0.31 | 0 | 0.2 | -0.5 | -0.12 | 0 |  | 0.39 | 0.35 | 0.23 | 56.62 | 1241.126 | 0.97
D | 4002 | 2021-11-24 | 24 | OFF | 47.97 | 6.4 | 0.17 | 0.25 | 0.2 | 0 | 0 | 0.06 | -0.45 | -0.12 | 0 |  | 0.39 | 0.35 | 0.23 | 55.45 | 1148.749 | 0.62
D | 4002 | 2021-11-25 | 1 | OFF | 46.79 | 6.4 | 0.49 | 0.05 | 0.12 | 0 | 0 | 0.1 | -0.43 | -0.12 | 0 |  | 0.39 | 0.35 | 0.23 | 54.37 | 1080.139 | 0.66
D | 4002 | 2021-11-25 | 2 | OFF | 48.13 | 6.4 | 0.49 | 0.05 | 0.08 | 0 | 0 | 0.02 | -0.42 | -0.12 | 0 |  | 0.39 | 0.35 | 0.23 | 55.6 | 1040.809 | 0.62
D | 4002 | 2021-11-25 | 3 | OFF | 52.11 | 6.4 | 0.49 | 0.05 | 0.08 | 0 | 0 | 0.01 | -0.38 | -0.12 | 0 |  | 0.39 | 0.35 | 0.23 | 59.61 | 1020.151 | 0.62
D | 4002 | 2021-11-25 | 4 | OFF | 49.64 | 6.4 | 0.49 | 0.05 | 0.08 | 0 | 0 | 0.04 | -0.4 | -0.12 | 0 |  | 0.39 | 0.35 | 0.23 | 57.15 | 1010.764 | 0.62
D | 4002 | 2021-11-25 | 5 | OFF | 52.53 | 6.4 | 0.49 | 0.05 | 0.09 | 0 | 0 | 0.04 | -0.45 | -0.12 | 0 |  | 0.39 | 0.35 | 0.23 | 60 | 1021.313 | 0.63
D | 4002 | 2021-11-25 | 6 | OFF | 52.62 | 6.4 | 0.49 | 0.05 | 0.09 | 0 | 0 | 0.17 | -0.44 | -0.12 | 0 |  | 0.39 | 0.35 | 0.23 | 60.23 | 1062.476 | 0.63
D | 4002 | 2021-11-25 | 7 | OFF | 51.38 | 6.4 | 0.49 | 0.05 | 0.18 | 0 | 0 | 0.08 | -0.43 | -0.12 | 0 |  | 0.39 | 0.35 | 0.23 | 59 | 1128.729 | 0.72
D | 4002 | 2021-11-25 | 8 | ON | 51.61 | 6.4 | 0.49 | 0.05 | 0.18 | 0 | 0 | 0.07 | -0.51 | -0.12 | 0 |  | 0.39 | 0.35 | 0.23 | 59.14 | 1214.791 | 0.72
D | 4002 | 2021-11-25 | 9 | ON | 53.28 | 6.4 | 0.49 | 0.05 | 0.15 | 0 | 0 | 0.03 | -0.59 | -0.12 | 0 |  | 0.39 | 0.35 | 0.23 | 60.66 | 1292.575 | 0.69
D | 4002 | 2021-11-25 | 10 | ON | 55.27 | 6.4 | 0.49 | 0.05 | 0.12 | 0 | 0.01 | 0.01 | -0.49 | -0.12 | 0 |  | 0.39 | 0.35 | 0.23 | 62.71 | 1345.509 | 0.67
D | 4002 | 2021-11-25 | 11 | ON | 60.77 | 6.4 | 0.49 | 0.05 | 0.12 | 0 | 0 | -0.05 | -0.48 | -0.12 | 0 |  | 0.39 | 0.35 | 0.23 | 68.15 | 1378.987 | 0.66
D | 4002 | 2021-11-25 | 12 | ON | 73.63 | 6.4 | 0.49 | 0.05 | 0.11 | 0 | 0.02 | 0.06 | -0.52 | -0.12 | 0 |  | 0.39 | 0.35 | 0.23 | 81.09 | 1399.432 | 0.67
D | 4002 | 2021-11-25 | 13 | ON | 64.44 | 6.4 | 0.49 | 0.05 | 0.1 | 0 | 0 | 0.04 | -0.45 | -0.12 | 0 |  | 0.39 | 0.35 | 0.23 | 71.92 | 1352.764 | 0.64
D | 4002 | 2021-11-25 | 14 | ON | 65.54 | 6.4 | 0.49 | 0.05 | 0.11 | 0 | 0 | -0.02 | -0.4 | -0.12 | 0 |  | 0.39 | 0.35 | 0.23 | 73.02 | 1276.366 | 0.65
D | 4002 | 2021-11-25 | 15 | ON | 78.4 | 6.4 | 0.49 | 0.05 | 0.36 | 0 | 0 | 0.17 | -0.43 | -0.12 | 0 |  | 0.39 | 0.35 | 0.23 | 86.29 | 1212.714 | 0.9
D | 4002 | 2021-11-25 | 16 | ON | 54.07 | 6.4 | 0.49 | 0.05 | 0.11 | 0 | 0 | 0.01 | -0.42 | -0.12 | 0 |  | 0.39 | 0.35 | 0.23 | 61.56 | 1191.971 | 0.65
D | 4002 | 2021-11-25 | 17 | ON | 53.19 | 6.4 | 0.49 | 0.05 | 0.45 | 0 | 0 | 0.1 | -0.46 | -0.12 | 0 |  | 0.39 | 0.35 | 0.23 | 61.07 | 1219.27 | 0.99
D | 4002 | 2021-11-25 | 18 | ON | 51.98 | 6.4 | 0.49 | 0.05 | 0.18 | 0 | 0.08 | 0.07 | -0.53 | -0.12 | 0 |  | 0.39 | 0.35 | 0.23 | 59.57 | 1228.409 | 0.8
D | 4002 | 2021-11-25 | 19 | ON | 47.83 | 6.4 | 0.49 | 0.05 | 0.12 | 0 | 0 | 0.14 | -0.45 | -0.12 | 0 |  | 0.39 | 0.35 | 0.23 | 55.43 | 1213.034 | 0.66
D | 4002 | 2021-11-25 | 20 | ON | 48.49 | 6.4 | 0.49 | 0.05 | 0.11 | 0 | 0 | 0.06 | -0.44 | -0.12 | 0 |  | 0.39 | 0.35 | 0.23 | 56.01 | 1192.837 | 0.65
D | 4002 | 2021-11-25 | 21 | ON | 48.38 | 6.4 | 0.49 | 0.05 | 0.11 | 0 | 0 | 0.05 | -0.42 | -0.12 | 0 |  | 0.39 | 0.35 | 0.23 | 55.91 | 1164.774 | 0.65
D | 4002 | 2021-11-25 | 22 | ON | 47.67 | 6.4 | 0.49 | 0.05 | 0.11 | 0 | 0 | 0.07 | -0.42 | -0.12 | 0 |  | 0.39 | 0.35 | 0.23 | 55.22 | 1116.528 | 0.65
D | 4002 | 2021-11-25 | 23 | ON | 44.1 | 6.4 | 0.49 | 0.05 | 0.19 | 0 | 0 | 0.05 | -0.33 | -0.12 | 0 |  | 0.39 | 0.35 | 0.23 | 51.8 | 1046.258 | 0.73
D | 4002 | 2021-11-25 | 24 | OFF | 43.8 | 6.4 | 0.49 | 0.05 | 0.31 | 0 | 0 | 0.06 | -0.33 | -0.12 | 0 |  | 0.39 | 0.35 | 0.23 | 51.63 | 979.104 | 0.85
D | 4002 | 2021-11-26 | 1 | OFF | 46.22 | 6.4 | 0.22 | 0.03 | 0.13 | 0 | 0 | 0.07 | -0.62 | -0.12 | 0 |  | 0.39 | 0.35 | 0.23 | 53.3 | 934.639 | 0.38
D | 4002 | 2021-11-26 | 2 | OFF | 46.02 | 6.4 | 0.22 | 0.03 | 0.11 | 0 | 0 | 0.04 | -0.54 | -0.12 | 0 |  | 0.39 | 0.35 | 0.23 | 53.13 | 911.668 | 0.36
D | 4002 | 2021-11-26 | 3 | OFF | 45.75 | 6.4 | 0.22 | 0.03 | 0.09 | 0 | 0 | 0.1 | -0.44 | -0.12 | 0 |  | 0.39 | 0.35 | 0.23 | 53 | 896.654 | 0.34
D | 4002 | 2021-11-26 | 4 | OFF | 44.97 | 6.4 | 0.22 | 0.03 | 0.1 | 0 | 0 | 0.08 | -0.48 | -0.12 | 0 |  | 0.39 | 0.35 | 0.23 | 52.17 | 894.669 | 0.35
D | 4002 | 2021-11-26 | 5 | OFF | 44.46 | 6.4 | 0.22 | 0.03 | 0.11 | 0 | 0 | 0.08 | -0.55 | -0.12 | 0 |  | 0.39 | 0.35 | 0.23 | 51.6 | 919.613 | 0.36
D | 4002 | 2021-11-26 | 6 | OFF | 43.32 | 6.4 | 0.22 | 0.03 | 0.38 | 0 | 0 | 0.04 | -0.6 | -0.12 | 0 |  | 0.39 | 0.35 | 0.23 | 50.64 | 966.449 | 0.63
D | 4002 | 2021-11-26 | 7 | OFF | 45.49 | 6.4 | 0.22 | 0.03 | 0.27 | 0 | 0 | 0.13 | -0.63 | -0.12 | 0 |  | 0.39 | 0.35 | 0.23 | 52.76 | 1040.298 | 0.52
D | 4002 | 2021-11-26 | 8 | ON | 45.69 | 6.4 | 0.22 | 0.03 | 0.25 | 0.35 | 0 | 0.08 | -0.63 | -0.12 | 0 |  | 0.39 | 0.35 | 0.23 | 53.24 | 1114.539 | 0.85
D | 4002 | 2021-11-26 | 9 | ON | 47.6 | 6.4 | 0.22 | 0.03 | 0.13 | 0.33 | 0 | 0.05 | -0.58 | -0.12 | 0 |  | 0.39 | 0.35 | 0.23 | 55.03 | 1189.152 | 0.71
D | 4002 | 2021-11-26 | 10 | ON | 68.52 | 6.4 | 0.22 | 0.03 | 0.21 | 0.29 | 0 | 0.02 | -0.61 | -0.12 | 0 |  | 0.39 | 0.35 | 0.23 | 75.93 | 1249.73 | 0.75
D | 4002 | 2021-11-26 | 11 | ON | 79.7 | 6.4 | 0.22 | 0.03 | 0.17 | 0.28 | 0.02 | 0.09 | -0.7 | -0.12 | 0 |  | 0.39 | 0.35 | 0.23 | 87.06 | 1283.258 | 0.72
D | 4002 | 2021-11-26 | 12 | ON | 81.9 | 6.4 | 0.22 | 0.03 | 0.14 | 0.28 | 0.05 | 0.06 | -0.65 | -0.12 | 0 |  | 0.39 | 0.35 | 0.23 | 89.28 | 1305.061 | 0.72
D | 4002 | 2021-11-26 | 13 | ON | 79.84 | 6.4 | 0.22 | 0.03 | 0.13 | 0.3 | 0.39 | 0.12 | -0.64 | -0.12 | 0 |  | 0.39 | 0.35 | 0.23 | 87.64 | 1309.563 | 1.07
D | 4002 | 2021-11-26 | 14 | ON | 61.89 | 6.4 | 0.22 | 0.03 | 0.17 | 0.3 | 0.02 | 0.1 | -0.67 | -0.12 | 0 |  | 0.39 | 0.35 | 0.23 | 69.31 | 1300.364 | 0.74
D | 4002 | 2021-11-26 | 15 | ON | 62.63 | 6.4 | 0.22 | 0.03 | 0.1 | 0.3 | 0 | 0.14 | -0.7 | -0.12 | 0 |  | 0.39 | 0.35 | 0.23 | 69.97 | 1296.61 | 0.65
D | 4002 | 2021-11-26 | 16 | ON | 60.04 | 6.4 | 0.22 | 0.03 | 0.1 | 0.3 | 0 | 0.06 | -0.74 | -0.12 | 0 |  | 0.39 | 0.35 | 0.23 | 67.26 | 1322.746 | 0.65
D | 4002 | 2021-11-26 | 17 | ON | 55.86 | 6.4 | 0.22 | 0.03 | 0.07 | 0.28 | 0 | 0.11 | -0.7 | -0.12 | 0 |  | 0.39 | 0.35 | 0.23 | 63.12 | 1387.069 | 0.6
D | 4002 | 2021-11-26 | 18 | ON | 57.48 | 6.4 | 0.22 | 0.03 | 0.06 | 0.27 | 0 | 0.08 | -0.7 | -0.12 | 0 |  | 0.39 | 0.35 | 0.23 | 64.69 | 1415.523 | 0.58
D | 4002 | 2021-11-26 | 19 | ON | 55.66 | 6.4 | 0.22 | 0.03 | 0.06 | 0.28 | 0 | 0.06 | -0.62 | -0.12 | 0 |  | 0.39 | 0.35 | 0.23 | 62.94 | 1388.512 | 0.59
D | 4002 | 2021-11-26 | 20 | ON | 56.6 | 6.4 | 0.22 | 0.03 | 0.07 | 0.29 | 0 | 0.06 | -0.47 | -0.12 | 0 |  | 0.39 | 0.35 | 0.23 | 64.05 | 1343.444 | 0.61
D | 4002 | 2021-11-26 | 21 | ON | 56.45 | 6.4 | 0.22 | 0.03 | 0.09 | 0.3 | 0 | 0.11 | -0.4 | -0.12 | 0 |  | 0.39 | 0.35 | 0.23 | 64.05 | 1298.64 | 0.64
D | 4002 | 2021-11-26 | 22 | ON | 53.35 | 6.4 | 0.22 | 0.03 | 0.07 | 0.31 | 0 | 0.11 | -0.42 | -0.12 | 0 |  | 0.39 | 0.35 | 0.23 | 60.92 | 1229.42 | 0.63
D | 4002 | 2021-11-26 | 23 | ON | 49.09 | 6.4 | 0.22 | 0.03 | 0.15 | 0.33 | 0 | 0.06 | -0.42 | -0.12 | 0 |  | 0.39 | 0.35 | 0.23 | 56.71 | 1147.999 | 0.73
D | 4002 | 2021-11-26 | 24 | OFF | 51.75 | 6.4 | 0.22 | 0.03 | 0.17 | 0 | 0.02 | -0.01 | -0.39 | -0.12 | 0 |  | 0.39 | 0.35 | 0.23 | 59.04 | 1073.246 | 0.44
D | 4002 | 2021-11-27 | 1 | OFF | 52.08 | 6.4 | 0.27 | 0.19 | 0.1 | 0 | 0 | 0.05 | -0.47 | -0.12 | 0 |  | 0.39 | 0.35 | 0.23 | 59.47 | 1025.964 | 0.56
D | 4002 | 2021-11-27 | 2 | OFF | 51.72 | 6.4 | 0.27 | 0.19 | 0.07 | 0 | 0 | 0.08 | -0.41 | -0.12 | 0 |  | 0.39 | 0.35 | 0.23 | 59.17 | 996.165 | 0.53
D | 4002 | 2021-11-27 | 3 | OFF | 53.43 | 6.4 | 0.27 | 0.19 | 0.08 | 0 | 0 | 0.06 | -0.47 | -0.12 | 0 |  | 0.39 | 0.35 | 0.23 | 60.81 | 986.649 | 0.54
D | 4002 | 2021-11-27 | 4 | OFF | 54.17 | 6.4 | 0.27 | 0.19 | 0.07 | 0 | 0 | 0.05 | -0.46 | -0.12 | 0 |  | 0.39 | 0.35 | 0.23 | 61.54 | 991.126 | 0.53
D | 4002 | 2021-11-27 | 5 | OFF | 54.58 | 6.4 | 0.27 | 0.19 | 0.11 | 0 | 0 | 0.11 | -0.46 | -0.12 | 0 |  | 0.39 | 0.35 | 0.23 | 62.05 | 1008.09 | 0.57
D | 4002 | 2021-11-27 | 6 | OFF | 55.45 | 6.4 | 0.27 | 0.19 | 0.09 | 0 | 0 | 0.06 | -0.51 | -0.12 | 0 |  | 0.39 | 0.35 | 0.23 | 62.8 | 1052.732 | 0.55
D | 4002 | 2021-11-27 | 7 | OFF | 73.89 | 6.4 | 0.27 | 0.19 | 0.68 | 0 | 0.17 | 0.15 | -0.52 | -0.12 | 0 |  | 0.39 | 0.35 | 0.23 | 82.08 | 1125.713 | 1.31
D | 4002 | 2021-11-27 | 8 | OFF | 61.75 | 6.4 | 0.27 | 0.19 | 0.33 | 0 | 0.02 | 0.07 | -0.72 | -0.12 | 0 |  | 0.39 | 0.35 | 0.23 | 69.16 | 1214.176 | 0.81
D | 4002 | 2021-11-27 | 9 | OFF | 55.47 | 6.4 | 0.27 | 0.19 | 0.2 | 0 | 0 | 0.05 | -0.59 | -0.12 | 0 |  | 0.39 | 0.35 | 0.23 | 62.84 | 1311.201 | 0.66
D | 4002 | 2021-11-27 | 10 | OFF | 54.14 | 6.4 | 0.27 | 0.19 | 0.08 | 0 | 0 | 0.09 | -0.49 | -0.12 | 0 |  | 0.39 | 0.35 | 0.23 | 61.53 | 1373.425 | 0.54
D | 4002 | 2021-11-27 | 11 | OFF | 49.65 | 6.4 | 0.27 | 0.19 | 0.14 | 0 | 0 | 0.04 | -0.5 | -0.12 | 0 |  | 0.39 | 0.35 | 0.23 | 57.04 | 1398.984 | 0.6
D | 4002 | 2021-11-27 | 12 | OFF | 51.04 | 6.4 | 0.27 | 0.19 | 0.11 | 0 | 0 | 0.04 | -0.51 | -0.12 | 0 |  | 0.39 | 0.35 | 0.23 | 58.39 | 1412.818 | 0.57
D | 4002 | 2021-11-27 | 13 | OFF | 50.68 | 6.4 | 0.27 | 0.19 | 0.08 | 0 | 0 | 0.03 | -0.51 | -0.12 | 0 |  | 0.39 | 0.35 | 0.23 | 57.99 | 1403.43 | 0.54
D | 4002 | 2021-11-27 | 14 | OFF | 48.87 | 6.4 | 0.27 | 0.19 | 0.15 | 0 | 0 | 0.04 | -0.49 | -0.12 | 0 |  | 0.39 | 0.35 | 0.23 | 56.28 | 1373.062 | 0.61
D | 4002 | 2021-11-27 | 15 | OFF | 54.4 | 6.4 | 0.27 | 0.19 | 0.08 | 0 | 0 | -0.04 | -0.45 | -0.12 | 0 |  | 0.39 | 0.35 | 0.23 | 61.7 | 1358.834 | 0.54
D | 4002 | 2021-11-27 | 16 | OFF | 60.19 | 6.4 | 0.27 | 0.19 | 0.11 | 0 | 0.05 | 0.09 | -0.49 | -0.12 | 0 |  | 0.39 | 0.35 | 0.23 | 67.66 | 1390.275 | 0.62
D | 4002 | 2021-11-27 | 17 | OFF | 80.37 | 6.4 | 0.27 | 0.19 | 0.21 | 0 | 0.18 | 0.15 | -0.75 | -0.12 | 0 |  | 0.39 | 0.35 | 0.23 | 87.87 | 1490.555 | 0.85
D | 4002 | 2021-11-27 | 18 | OFF | 80.73 | 6.4 | 0.27 | 0.19 | 0.17 | 0 | 0.36 | 0.05 | -0.86 | -0.12 | 0 |  | 0.39 | 0.35 | 0.23 | 88.16 | 1555.878 | 0.99
D | 4002 | 2021-11-27 | 19 | OFF | 70.95 | 6.4 | 0.27 | 0.19 | 0.12 | 0 | 0.01 | 0.08 | -0.72 | -0.12 | 0 |  | 0.39 | 0.35 | 0.23 | 78.15 | 1531.891 | 0.59
D | 4002 | 2021-11-27 | 20 | OFF | 83.03 | 6.4 | 0.27 | 0.19 | 0.12 | 0 | 0.41 | 0.05 | -0.67 | -0.12 | 0 |  | 0.39 | 0.35 | 0.23 | 90.65 | 1484.463 | 0.99
D | 4002 | 2021-11-27 | 21 | OFF | 83.56 | 6.4 | 0.27 | 0.19 | 0.2 | 0 | 0.58 | 0.02 | -0.68 | -0.12 | 0 |  | 0.39 | 0.35 | 0.23 | 91.39 | 1432.205 | 1.24
D | 4002 | 2021-11-27 | 22 | OFF | 83.23 | 6.4 | 0.27 | 0.19 | 0.23 | 0 | 0.27 | -0.01 | -0.71 | -0.12 | 0 |  | 0.39 | 0.35 | 0.23 | 90.72 | 1358.779 | 0.96
D | 4002 | 2021-11-27 | 23 | OFF | 65.25 | 6.4 | 0.27 | 0.19 | 0.31 | 0 | 0.01 | 0.05 | -0.63 | -0.12 | 0 |  | 0.39 | 0.35 | 0.23 | 72.7 | 1269.082 | 0.78
D | 4002 | 2021-11-27 | 24 | OFF | 69.81 | 6.4 | 0.27 | 0.19 | 1.38 | 0 | 0.04 | 0.05 | -0.53 | -0.12 | 0 |  | 0.39 | 0.35 | 0.23 | 78.46 | 1196.286 | 1.88
D | 4002 | 2021-11-28 | 1 | OFF | 78.36 | 6.4 | 0.46 | 0.18 | 0.83 | 0 | 0.04 | 0.05 | -0.66 | -0.12 | 0 |  | 0.39 | 0.35 | 0.23 | 86.51 | 1139.317 | 1.51
D | 4002 | 2021-11-28 | 2 | OFF | 72.03 | 6.4 | 0.46 | 0.18 | 0.3 | 0 | 0.06 | 0.02 | -0.74 | -0.12 | 0 |  | 0.39 | 0.35 | 0.23 | 79.56 | 1108.466 | 1
D | 4002 | 2021-11-28 | 3 | OFF | 66.45 | 6.4 | 0.46 | 0.18 | 0.17 | 0 | 0.26 | 0.11 | -0.59 | -0.12 | 0 |  | 0.39 | 0.35 | 0.23 | 74.29 | 1094.008 | 1.07
D | 4002 | 2021-11-28 | 4 | OFF | 62.78 | 6.4 | 0.46 | 0.18 | 0.11 | 0 | 0 | 0.09 | -0.57 | -0.12 | 0 |  | 0.39 | 0.35 | 0.23 | 70.3 | 1090.141 | 0.75
D | 4002 | 2021-11-28 | 5 | OFF | 62.4 | 6.4 | 0.46 | 0.18 | 0.12 | 0 | 0 | 0.09 | -0.6 | -0.12 | 0 |  | 0.39 | 0.35 | 0.23 | 69.9 | 1098.782 | 0.76
D | 4002 | 2021-11-28 | 6 | OFF | 59.81 | 6.4 | 0.46 | 0.18 | 0.09 | 0 | 0 | 0.12 | -0.59 | -0.12 | 0 |  | 0.39 | 0.35 | 0.23 | 67.32 | 1133.14 | 0.73
D | 4002 | 2021-11-28 | 7 | OFF | 59.75 | 6.4 | 0.46 | 0.18 | 0.26 | 0 | 0 | 0.11 | -0.64 | -0.12 | 0 |  | 0.39 | 0.35 | 0.23 | 67.37 | 1187.495 | 0.9
D | 4002 | 2021-11-28 | 8 | OFF | 58.19 | 6.4 | 0.46 | 0.18 | 0.16 | 0 | 0 | 0.05 | -0.62 | -0.12 | 0 |  | 0.39 | 0.35 | 0.23 | 65.67 | 1257.817 | 0.8
D | 4002 | 2021-11-28 | 9 | OFF | 58.43 | 6.4 | 0.46 | 0.18 | 0.17 | 0 | 0 | 0 | -0.56 | -0.12 | 0 |  | 0.39 | 0.35 | 0.23 | 65.93 | 1333.04 | 0.81
D | 4002 | 2021-11-28 | 10 | OFF | 76.08 | 6.4 | 0.46 | 0.18 | 0.16 | 0 | 0.17 | -0.1 | -0.57 | -0.12 | 0 |  | 0.39 | 0.35 | 0.23 | 83.63 | 1369.354 | 0.97
D | 4002 | 2021-11-28 | 11 | OFF | 101.88 | 6.4 | 0.46 | 0.18 | 0.19 | 0 | 0.19 | 0.05 | -0.7 | -0.12 | 0 |  | 0.39 | 0.35 | 0.23 | 109.5 | 1375.614 | 1.02
D | 4002 | 2021-11-28 | 12 | OFF | 97.64 | 6.4 | 0.46 | 0.18 | 0.3 | 0 | 0.14 | 0.1 | -0.64 | -0.12 | 0 |  | 0.39 | 0.35 | 0.23 | 105.43 | 1386.746 | 1.08
D | 4002 | 2021-11-28 | 13 | OFF | 114.46 | 6.4 | 0.46 | 0.18 | 0.36 | 0 | 0.01 | 0.04 | -0.7 | -0.12 | 0 |  | 0.39 | 0.35 | 0.23 | 122.06 | 1391.653 | 1.01
D | 4002 | 2021-11-28 | 14 | OFF | 119.43 | 6.4 | 0.46 | 0.18 | 0.31 | 0 | 0.6 | -0.67 | -0.57 | -0.12 | 0 |  | 0.39 | 0.35 | 0.23 | 126.99 | 1397.809 | 1.55
D | 4002 | 2021-11-28 | 15 | OFF | 116.05 | 6.4 | 0.46 | 0.18 | 0.39 | 0 | 0 | 0.25 | -0.79 | -0.12 | 0 |  | 0.39 | 0.35 | 0.23 | 123.79 | 1406.873 | 1.03
D | 4002 | 2021-11-28 | 16 | OFF | 99.37 | 6.4 | 0.46 | 0.18 | 0.28 | 0 | 0 | 0.11 | -0.85 | -0.12 | 0 |  | 0.39 | 0.35 | 0.23 | 106.8 | 1431.22 | 0.92
D | 4002 | 2021-11-28 | 17 | OFF | 130.98 | 6.4 | 0.46 | 0.18 | 0.39 | 0 | 0.21 | -0.05 | -0.83 | -0.12 | 0 |  | 0.39 | 0.35 | 0.23 | 138.59 | 1538.168 | 1.24
D | 4002 | 2021-11-28 | 18 | OFF | 128.67 | 6.4 | 0.46 | 0.18 | 0.53 | 0 | 0 | 0.06 | -1.06 | -0.12 | 0 |  | 0.39 | 0.35 | 0.23 | 136.09 | 1594.397 | 1.17
D | 4002 | 2021-11-28 | 19 | OFF | 91.29 | 6.4 | 0.46 | 0.18 | 0.19 | 0 | 0 | 0.04 | -0.92 | -0.12 | 0 |  | 0.39 | 0.35 | 0.23 | 98.49 | 1562.748 | 0.83
D | 4002 | 2021-11-28 | 20 | OFF | 94.94 | 6.4 | 0.46 | 0.18 | 0.21 | 0 | 0 | -0.08 | -0.82 | -0.12 | 0 |  | 0.39 | 0.35 | 0.23 | 102.14 | 1500.866 | 0.85
D | 4002 | 2021-11-28 | 21 | OFF | 95.48 | 6.4 | 0.46 | 0.18 | 0.29 | 0 | 0.02 | 0.05 | -0.85 | -0.12 | 0 |  | 0.39 | 0.35 | 0.23 | 102.88 | 1423.504 | 0.95
D | 4002 | 2021-11-28 | 22 | OFF | 88.92 | 6.4 | 0.46 | 0.18 | 0.17 | 0 | 0.04 | -0.01 | -0.62 | -0.12 | 0 |  | 0.39 | 0.35 | 0.23 | 96.39 | 1327.292 | 0.85
D | 4002 | 2021-11-28 | 23 | OFF | 84.23 | 6.4 | 0.46 | 0.18 | 0.37 | 0 | 0.25 | 0.06 | -0.46 | -0.12 | 0 |  | 0.39 | 0.35 | 0.23 | 92.34 | 1220.606 | 1.26
D | 4002 | 2021-11-28 | 24 | OFF | 68.1 | 6.4 | 0.46 | 0.18 | 0.35 | 0 | 0 | 0.08 | -0.84 | -0.12 | 0 |  | 0.39 | 0.35 | 0.23 | 75.58 | 1137.848 | 0.99
D | 4002 | 2021-11-29 | 1 | OFF | 102.63 | 6.4 | 1.33 | 0.21 | 0.35 | 0 | 0 | 0.02 | -0.91 | -0.12 | 0 |  | 0.39 | 0.35 | 0.23 | 110.88 | 1085.536 | 1.89
D | 4002 | 2021-11-29 | 2 | OFF | 107.14 | 6.4 | 1.33 | 0.21 | 0.39 | 0 | 0 | 0.22 | -0.64 | -0.12 | 0 |  | 0.39 | 0.35 | 0.23 | 115.9 | 1063.982 | 1.93
D | 4002 | 2021-11-29 | 3 | OFF | 94.74 | 6.4 | 1.33 | 0.21 | 0.2 | 0 | 0 | 0.06 | -0.62 | -0.12 | 0 |  | 0.39 | 0.35 | 0.23 | 103.17 | 1053.875 | 1.74
D | 4002 | 2021-11-29 | 4 | OFF | 150.17 | 6.4 | 1.33 | 0.21 | 0.82 | 0 | 0 | 0.03 | -0.58 | -0.12 | 0 |  | 0.39 | 0.35 | 0.23 | 159.23 | 1063.642 | 2.36
D | 4002 | 2021-11-29 | 5 | OFF | 91.26 | 6.4 | 1.33 | 0.21 | 0.5 | 0 | 0 | 0.08 | -0.65 | -0.12 | 0 |  | 0.39 | 0.35 | 0.23 | 99.98 | 1106.947 | 2.04
D | 4002 | 2021-11-29 | 6 | OFF | 109.32 | 6.4 | 1.33 | 0.21 | 1.56 | 0 | 0 | 0.1 | -0.67 | -0.12 | 0 |  | 0.39 | 0.35 | 0.23 | 119.1 | 1211.773 | 3.1
D | 4002 | 2021-11-29 | 7 | OFF | 153.04 | 6.4 | 1.33 | 0.21 | 2.03 | 0 | 0.38 | 0.02 | -0.48 | -0.12 | 0 |  | 0.39 | 0.35 | 0.23 | 163.78 | 1370.862 | 3.95
D | 4002 | 2021-11-29 | 8 | ON | 173.9 | 6.4 | 1.33 | 0.21 | 3.72 | 0.24 | 0.19 | 0.27 | -1.32 | -0.12 | 0 |  | 0.39 | 0.35 | 0.23 | 185.79 | 1464.489 | 5.69
D | 4002 | 2021-11-29 | 9 | ON | 150.71 | 6.4 | 1.33 | 0.21 | 0.85 | 0.23 | 0.01 | 0 | -1.07 | -0.12 | 0 |  | 0.39 | 0.35 | 0.23 | 159.52 | 1499.243 | 2.63
D | 4002 | 2021-11-29 | 10 | ON | 155.37 | 6.4 | 1.33 | 0.21 | 0.35 | 0.2 | 0 | 0.01 | -0.93 | -0.12 | 0 |  | 0.39 | 0.35 | 0.23 | 163.79 | 1495.581 | 2.09
D | 4002 | 2021-11-29 | 11 | ON | 147.24 | 6.4 | 1.33 | 0.21 | 0.34 | 0.2 | 0.12 | 0.09 | -1.38 | -0.12 | 0 |  | 0.39 | 0.35 | 0.23 | 155.4 | 1471.505 | 2.2
D | 4002 | 2021-11-29 | 12 | ON | 130.82 | 6.4 | 1.33 | 0.21 | 0.42 | 0.26 | 0.3 | 0.32 | -1.16 | -0.12 | 0 |  | 0.39 | 0.35 | 0.23 | 139.75 | 1445.945 | 2.52
D | 4002 | 2021-11-29 | 13 | ON | 83.77 | 6.4 | 1.33 | 0.21 | 0.25 | 0.25 | 0.01 | -0.02 | -1.31 | -0.12 | 0 |  | 0.39 | 0.35 | 0.23 | 91.74 | 1427.101 | 2.05
D | 4002 | 2021-11-29 | 14 | ON | 78.85 | 6.4 | 1.33 | 0.21 | 0.16 | 0.27 | 0 | 0.27 | -1.15 | -0.12 | 0 |  | 0.39 | 0.35 | 0.23 | 87.19 | 1430.486 | 1.97
D | 4002 | 2021-11-29 | 15 | ON | 81.8 | 6.4 | 1.33 | 0.21 | 0.18 | 0.27 | 0 | 0.2 | -1.11 | -0.12 | 0 |  | 0.39 | 0.35 | 0.23 | 90.13 | 1440.419 | 1.99
D | 4002 | 2021-11-29 | 16 | ON | 107.65 | 6.4 | 1.33 | 0.21 | 0.24 | 0.26 | 0 | 0.33 | -0.9 | -0.12 | 0 |  | 0.39 | 0.35 | 0.23 | 116.37 | 1483.704 | 2.04
D | 4002 | 2021-11-29 | 17 | ON | 127.21 | 6.4 | 1.33 | 0.21 | 0.22 | 0.24 | 0.01 | 0.44 | -1.3 | -0.12 | 0 |  | 0.39 | 0.35 | 0.23 | 135.61 | 1597.969 | 2.01
D | 4002 | 2021-11-29 | 18 | ON | 136.59 | 6.4 | 1.33 | 0.21 | 0.36 | 0.23 | 0 | 0.43 | -1.28 | -0.12 | 0 |  | 0.39 | 0.35 | 0.23 | 145.12 | 1691.352 | 2.13
D | 4002 | 2021-11-29 | 19 | ON | 135.07 | 6.4 | 1.33 | 0.21 | 0.33 | 0.23 | 0.01 | 0.36 | -1.26 | -0.12 | 0 |  | 0.39 | 0.35 | 0.23 | 143.53 | 1677.505 | 2.11
D | 4002 | 2021-11-29 | 20 | ON | 134.36 | 6.4 | 1.33 | 0.21 | 0.17 | 0.24 | 0 | 0.34 | -1.19 | -0.12 | 0 |  | 0.39 | 0.35 | 0.23 | 142.71 | 1624.175 | 1.95
D | 4002 | 2021-11-29 | 21 | ON | 132.26 | 6.4 | 1.33 | 0.21 | 0.18 | 0.25 | 0 | 0.39 | -1.03 | -0.12 | 0 |  | 0.39 | 0.35 | 0.23 | 140.84 | 1556.06 | 1.97
D | 4002 | 2021-11-29 | 22 | ON | 129.46 | 6.4 | 1.33 | 0.21 | 0.17 | 0.26 | 0 | 0.32 | -1.05 | -0.12 | 0 |  | 0.39 | 0.35 | 0.23 | 137.95 | 1453.059 | 1.97
D | 4002 | 2021-11-29 | 23 | ON | 113.64 | 6.4 | 1.33 | 0.21 | 0.56 | 0.28 | 0 | 0.42 | -0.71 | -0.12 | 0 |  | 0.39 | 0.35 | 0.23 | 122.98 | 1336.956 | 2.38
D | 4002 | 2021-11-29 | 24 | OFF | 101.91 | 6.4 | 1.33 | 0.21 | 2.04 | 0 | 0 | 0.04 | -1.22 | -0.12 | 0 |  | 0.39 | 0.35 | 0.23 | 111.56 | 1247.896 | 3.58
D | 4002 | 2021-11-30 | 1 | OFF | 117.38 | 6.4 | 0.85 | 0.32 | 0.47 | 0 | 0 | 0.05 | -1.05 | -0.12 | 0 |  | 0.39 | 0.35 | 0.23 | 125.27 | 1189.909 | 1.64
D | 4002 | 2021-11-30 | 2 | OFF | 111.46 | 6.4 | 0.85 | 0.32 | 0.37 | 0 | 0 | 0.22 | -0.96 | -0.12 | 0 |  | 0.39 | 0.35 | 0.23 | 119.51 | 1165.851 | 1.54
D | 4002 | 2021-11-30 | 3 | OFF | 110.75 | 6.4 | 0.85 | 0.32 | 0.41 | 0 | 0 | 0.12 | -1.09 | -0.12 | 0 |  | 0.39 | 0.35 | 0.23 | 118.61 | 1156.493 | 1.58
D | 4002 | 2021-11-30 | 4 | OFF | 134.55 | 6.4 | 0.85 | 0.32 | 0.46 | 0 | 0 | -0.05 | -1.11 | -0.12 | 0 |  | 0.39 | 0.35 | 0.23 | 142.27 | 1164.835 | 1.63
D | 4002 | 2021-11-30 | 5 | OFF | 138.5 | 6.4 | 0.85 | 0.32 | 0.53 | 0 | 0 | 0.36 | -0.99 | -0.12 | 0 |  | 0.39 | 0.35 | 0.23 | 146.82 | 1209.191 | 1.7
D | 4002 | 2021-11-30 | 6 | OFF | 120.14 | 6.4 | 0.85 | 0.32 | 0.66 | 0 | 0.13 | 0.08 | -0.74 | -0.12 | 0 |  | 0.39 | 0.35 | 0.23 | 128.69 | 1313.942 | 1.96
D | 4002 | 2021-11-30 | 7 | OFF | 137.65 | 6.4 | 0.85 | 0.32 | 1.11 | 0 | 0.01 | 0.13 | -0.95 | -0.12 | 0 |  | 0.39 | 0.35 | 0.23 | 146.37 | 1474.091 | 2.29
D | 4002 | 2021-11-30 | 8 | ON | 161.73 | 6.4 | 0.85 | 0.32 | 2.88 | 0.25 | 0 | 0.01 | -1.2 | -0.12 | 0 |  | 0.39 | 0.35 | 0.23 | 172.09 | 1552.484 | 4.3
D | 4002 | 2021-11-30 | 9 | ON | 166.18 | 6.4 | 0.85 | 0.32 | 1.38 | 0.23 | 0.46 | 0.14 | -1.04 | -0.12 | 0 |  | 0.39 | 0.35 | 0.23 | 175.77 | 1559.288 | 3.24
D | 4002 | 2021-11-30 | 10 | ON | 131.77 | 6.4 | 0.85 | 0.32 | 1.45 | 0.26 | 0.43 | 0 | -0.68 | -0.12 | 0 |  | 0.39 | 0.35 | 0.23 | 141.65 | 1526.08 | 3.31
D | 4002 | 2021-11-30 | 11 | ON | 73.9 | 6.4 | 0.85 | 0.32 | 0.17 | 0.18 | 0 | 0.08 | -0.61 | -0.12 | 0 |  | 0.39 | 0.35 | 0.23 | 82.14 | 1500.661 | 1.52
D | 4002 | 2021-11-30 | 12 | ON | 71.85 | 6.4 | 0.85 | 0.32 | 0.12 | 0.21 | 0 | 0.03 | -0.56 | -0.12 | 0 |  | 0.39 | 0.35 | 0.23 | 80.07 | 1497.146 | 1.5
D | 4002 | 2021-11-30 | 13 | ON | 79.49 | 6.4 | 0.85 | 0.32 | 0.12 | 0.27 | 0 | 0.06 | -0.65 | -0.12 | 0 |  | 0.39 | 0.35 | 0.23 | 87.71 | 1486.586 | 1.56
D | 4002 | 2021-11-30 | 14 | ON | 77.54 | 6.4 | 0.85 | 0.32 | 0.12 | 0.26 | 0 | 0.09 | -0.65 | -0.12 | 0 |  | 0.39 | 0.35 | 0.23 | 85.78 | 1491.203 | 1.55
D | 4002 | 2021-11-30 | 15 | ON | 82.94 | 6.4 | 0.85 | 0.32 | 0.13 | 0.26 | 0 | 0.05 | -0.58 | -0.12 | 0 |  | 0.39 | 0.35 | 0.23 | 91.22 | 1487.842 | 1.56
D | 4002 | 2021-11-30 | 16 | ON | 92.51 | 6.4 | 0.85 | 0.32 | 0.31 | 0.25 | 0 | 0.11 | -0.63 | -0.12 | 0 |  | 0.39 | 0.35 | 0.23 | 100.97 | 1507.323 | 1.73
D | 4002 | 2021-11-30 | 17 | ON | 110.84 | 6.4 | 0.85 | 0.32 | 0.29 | 0.24 | 0.56 | -0.02 | -0.36 | -0.12 | 0 |  | 0.39 | 0.35 | 0.23 | 119.97 | 1605.866 | 2.26
D | 4002 | 2021-11-30 | 18 | ON | 110.94 | 6.4 | 0.85 | 0.32 | 0.28 | 0.23 | 0.45 | 0.28 | -0.92 | -0.12 | 0 |  | 0.39 | 0.35 | 0.23 | 119.68 | 1670.246 | 2.13
D | 4002 | 2021-11-30 | 19 | ON | 100.17 | 6.4 | 0.85 | 0.32 | 0.36 | 0.23 | 0.15 | 0.04 | -0.59 | -0.12 | 0 |  | 0.39 | 0.35 | 0.23 | 108.78 | 1644.149 | 1.91
D | 4002 | 2021-11-30 | 20 | ON | 119.97 | 6.4 | 0.85 | 0.32 | 0.32 | 0.24 | 0.63 | 0.14 | -0.88 | -0.12 | 0 |  | 0.39 | 0.35 | 0.23 | 128.84 | 1583.988 | 2.36
D | 4002 | 2021-11-30 | 21 | ON | 123.54 | 6.4 | 0.85 | 0.32 | 0.62 | 0.25 | 0.95 | 0.2 | -0.65 | -0.12 | 0 |  | 0.39 | 0.35 | 0.23 | 133.33 | 1509.198 | 2.99
D | 4002 | 2021-11-30 | 22 | ON | 146.26 | 6.4 | 0.85 | 0.32 | 0.43 | 0.27 | 0.6 | 0.12 | -1.05 | -0.12 | 0 |  | 0.39 | 0.35 | 0.23 | 155.05 | 1394.221 | 2.47
D | 4002 | 2021-11-30 | 23 | ON | 163.53 | 6.4 | 0.85 | 0.32 | 1.65 | 0.29 | 0.15 | 0.2 | -1.21 | -0.12 | 0 |  | 0.39 | 0.35 | 0.23 | 173.03 | 1272.57 | 3.26
D | 4002 | 2021-11-30 | 24 | OFF | 189.47 | 6.4 | 0.85 | 0.32 | 2.7 | 0 | 1.24 | 0.1 | -0.31 | -0.12 | 0 |  | 0.39 | 0.35 | 0.23 | 201.62 | 1176.288 | 5.11
T | 721 lines

## whlsecost_hourly_4002_202112
C | Hourly Wholesale Load Cost Report
C | Filename: whlsecost_hourly_4002_202112.csv
C | Report for: 12 2021
C | Report generated: 04/08/2022 14:32:17 EDT
H | Location ID | Local Date | Local Hour | OnOffPeak | RTLMP | Capacity | First Contingency | Second Contingency | Regulation | Forward Reserves | Real-Time Reserves | Inadvertent | Marginal Loss Rev Fund | Auction Rev Rights | Real-Time Demand Reduction Cost | Price Responsive Demand Cost | ISO Sched 2 | ISO Sched 3 | NEPOOL Exp | Total Cost | RTLO | Total Ancillary & NCPC
H | Number | Date | Number | String | Number | Number | Number | Number | Number | Number | Number | Number | Number | Number | Number | Number | Number | Number | Number | Number | Number
D | 4002 | 2021-12-01 | 1 | OFF | 135.05 | 6.41 | 2.03 | 0.25 | 0.75 | 0 | 1.03 | 0.26 | -0.82 | -0.09 | 0 |  | 0.39 | 0.34 | 0.23 | 145.83 | 1119.07 | 4.06
D | 4002 | 2021-12-01 | 2 | OFF | 137.75 | 6.41 | 2.03 | 0.25 | 0.5 | 0 | 1.13 | 0.15 | -0.83 | -0.09 | 0 |  | 0.39 | 0.34 | 0.23 | 148.26 | 1088.36 | 3.91
D | 4002 | 2021-12-01 | 3 | OFF | 217.65 | 6.41 | 2.03 | 0.25 | 1.43 | 0 | 0 | 0.2 | -0.98 | -0.09 | 0 |  | 0.39 | 0.34 | 0.23 | 227.86 | 1080.127 | 3.71
D | 4002 | 2021-12-01 | 4 | OFF | 133.5 | 6.41 | 2.03 | 0.25 | 0.66 | 0 | 0 | 0.2 | -0.86 | -0.09 | 0 |  | 0.39 | 0.34 | 0.23 | 143.06 | 1081.494 | 2.94
D | 4002 | 2021-12-01 | 5 | OFF | 101.8 | 6.41 | 2.03 | 0.25 | 0.25 | 0 | 0 | 0.11 | -0.73 | -0.09 | 0 |  | 0.39 | 0.34 | 0.23 | 110.99 | 1123.385 | 2.53
D | 4002 | 2021-12-01 | 6 | OFF | 128.08 | 6.41 | 2.03 | 0.25 | 0.55 | 0 | 0.77 | -0.01 | -0.27 | -0.09 | 0 |  | 0.39 | 0.34 | 0.23 | 138.68 | 1227.447 | 3.6
D | 4002 | 2021-12-01 | 7 | OFF | 177.89 | 6.41 | 2.03 | 0.25 | 2.36 | 0 | 0.4 | 0.16 | -0.73 | -0.09 | 0 |  | 0.39 | 0.34 | 0.23 | 189.64 | 1383.059 | 5.04
D | 4002 | 2021-12-01 | 8 | ON | 203.31 | 6.41 | 2.03 | 0.25 | 2.48 | 0.24 | 0.46 | 0.27 | -1.16 | -0.09 | 0 |  | 0.39 | 0.34 | 0.23 | 215.16 | 1459.88 | 5.46
D | 4002 | 2021-12-01 | 9 | ON | 160.21 | 6.41 | 2.03 | 0.25 | 1.32 | 0.24 | 0.79 | 0.39 | -0.71 | -0.09 | 0 |  | 0.39 | 0.34 | 0.23 | 171.8 | 1469.315 | 4.63
D | 4002 | 2021-12-01 | 10 | ON | 101.82 | 6.41 | 2.03 | 0.25 | 0.68 | 0.24 | 0.02 | 0.26 | -0.86 | -0.09 | 0 |  | 0.39 | 0.34 | 0.23 | 111.72 | 1461.917 | 3.22
D | 4002 | 2021-12-01 | 11 | ON | 164.18 | 6.41 | 2.03 | 0.25 | 0.83 | 0.24 | 0.74 | 0.56 | -0.51 | -0.09 | 0 |  | 0.39 | 0.34 | 0.23 | 175.6 | 1453.975 | 4.09
D | 4002 | 2021-12-01 | 12 | ON | 217.01 | 6.41 | 2.03 | 0.25 | 2.15 | 0.25 | 0 | 0.92 | -0.19 | -0.09 | 0 |  | 0.39 | 0.34 | 0.23 | 229.7 | 1448.445 | 4.68
D | 4002 | 2021-12-01 | 13 | ON | 98.56 | 6.41 | 2.03 | 0.25 | 0.86 | 0.25 | 0 | 0.37 | -0.48 | -0.09 | 0 |  | 0.39 | 0.34 | 0.23 | 109.12 | 1433.802 | 3.39
D | 4002 | 2021-12-01 | 14 | ON | 82.72 | 6.41 | 2.03 | 0.25 | 0.22 | 0.25 | 0 | 0.3 | -0.45 | -0.09 | 0 |  | 0.39 | 0.34 | 0.23 | 92.6 | 1414.742 | 2.75
D | 4002 | 2021-12-01 | 15 | ON | 69.1 | 6.41 | 2.03 | 0.25 | 0.16 | 0.25 | 0 | 0.24 | -0.63 | -0.09 | 0 |  | 0.39 | 0.34 | 0.23 | 78.68 | 1396.992 | 2.69
D | 4002 | 2021-12-01 | 16 | ON | 64.35 | 6.41 | 2.03 | 0.25 | 0.08 | 0.23 | 0 | 0.2 | -0.79 | -0.09 | 0 |  | 0.39 | 0.34 | 0.23 | 73.63 | 1426.661 | 2.59
D | 4002 | 2021-12-01 | 17 | ON | 84.56 | 6.41 | 2.03 | 0.25 | 0.1 | 0.22 | 0.17 | 0.26 | -0.38 | -0.09 | 0 |  | 0.39 | 0.34 | 0.23 | 94.49 | 1539.553 | 2.77
D | 4002 | 2021-12-01 | 18 | ON | 119.11 | 6.41 | 2.03 | 0.25 | 0.18 | 0.21 | 0.04 | 0.3 | -1.14 | -0.09 | 0 |  | 0.39 | 0.34 | 0.23 | 128.26 | 1621.522 | 2.71
D | 4002 | 2021-12-01 | 19 | ON | 111.19 | 6.41 | 2.03 | 0.25 | 0.29 | 0.21 | 0.14 | 0.2 | -0.96 | -0.09 | 0 |  | 0.39 | 0.34 | 0.23 | 120.63 | 1601.33 | 2.92
D | 4002 | 2021-12-01 | 20 | ON | 95.02 | 6.41 | 2.03 | 0.25 | 0.14 | 0.22 | 0.12 | 0.11 | -0.96 | -0.09 | 0 |  | 0.39 | 0.34 | 0.23 | 104.21 | 1548.538 | 2.76
D | 4002 | 2021-12-01 | 21 | ON | 95.36 | 6.41 | 2.03 | 0.25 | 0.17 | 0.23 | 0.15 | 0.57 | -0.45 | -0.09 | 0 |  | 0.39 | 0.34 | 0.23 | 105.59 | 1477.851 | 2.83
D | 4002 | 2021-12-01 | 22 | ON | 70.44 | 6.41 | 2.03 | 0.25 | 0.16 | 0.24 | 0 | 0.1 | -0.69 | -0.09 | 0 |  | 0.39 | 0.34 | 0.23 | 79.81 | 1369.776 | 2.68
D | 4002 | 2021-12-01 | 23 | ON | 64.79 | 6.41 | 2.03 | 0.25 | 0.26 | 0.26 | 0 | 0.19 | -0.88 | -0.09 | 0 |  | 0.39 | 0.34 | 0.23 | 74.18 | 1248.15 | 2.8
D | 4002 | 2021-12-01 | 24 | OFF | 61.43 | 6.41 | 2.03 | 0.25 | 0.17 | 0 | 0 | 0.11 | -0.82 | -0.09 | 0 |  | 0.39 | 0.34 | 0.23 | 70.45 | 1149.863 | 2.45
D | 4002 | 2021-12-02 | 1 | OFF | 55.26 | 6.41 | 0.42 | 0.04 | 1.45 | 0 | 0 | 0.17 | -0.81 | -0.09 | 0 |  | 0.39 | 0.34 | 0.23 | 63.81 | 1091.214 | 1.91
D | 4002 | 2021-12-02 | 2 | OFF | 51.94 | 6.41 | 0.42 | 0.04 | 1.73 | 0 | 0 | 0.24 | -0.73 | -0.09 | 0 |  | 0.39 | 0.34 | 0.23 | 60.92 | 1060.474 | 2.19
D | 4002 | 2021-12-02 | 3 | OFF | 54.76 | 6.41 | 0.42 | 0.04 | 1.26 | 0 | 0 | 0.1 | -0.63 | -0.09 | 0 |  | 0.39 | 0.34 | 0.23 | 63.23 | 1044.655 | 1.72
D | 4002 | 2021-12-02 | 4 | OFF | 53.48 | 6.41 | 0.42 | 0.04 | 1.39 | 0 | 0 | 0.18 | -0.7 | -0.09 | 0 |  | 0.39 | 0.34 | 0.23 | 62.09 | 1049.862 | 1.85
D | 4002 | 2021-12-02 | 5 | OFF | 55.23 | 6.41 | 0.42 | 0.04 | 1.53 | 0 | 0 | 0.26 | -0.6 | -0.09 | 0 |  | 0.39 | 0.34 | 0.23 | 64.16 | 1094.736 | 1.99
D | 4002 | 2021-12-02 | 6 | OFF | 61.75 | 6.41 | 0.42 | 0.04 | 0.66 | 0 | 0 | 0.32 | -0.47 | -0.09 | 0 |  | 0.39 | 0.34 | 0.23 | 70 | 1197.024 | 1.12
D | 4002 | 2021-12-02 | 7 | OFF | 97.23 | 6.41 | 0.42 | 0.04 | 0.81 | 0 | 0 | 0.57 | -0.82 | -0.09 | 0 |  | 0.39 | 0.34 | 0.23 | 105.53 | 1348.158 | 1.27
D | 4002 | 2021-12-02 | 8 | ON | 57.6 | 6.41 | 0.42 | 0.04 | 0.2 | 0.2 | 0 | 0.22 | -0.99 | -0.09 | 0 |  | 0.39 | 0.34 | 0.23 | 64.97 | 1444.893 | 0.86
D | 4002 | 2021-12-02 | 9 | ON | 61.2 | 6.41 | 0.42 | 0.04 | 0.18 | 0.19 | 0 | 0.14 | -0.9 | -0.09 | 0 |  | 0.39 | 0.34 | 0.23 | 68.55 | 1482.81 | 0.83
D | 4002 | 2021-12-02 | 10 | ON | 59.52 | 6.41 | 0.42 | 0.04 | 0.07 | 0.2 | 0 | 0.26 | -0.79 | -0.09 | 0 |  | 0.39 | 0.34 | 0.23 | 67 | 1510.081 | 0.73
D | 4002 | 2021-12-02 | 11 | ON | 58.66 | 6.41 | 0.42 | 0.04 | 0.15 | 0.2 | 0 | 0.22 | -0.58 | -0.09 | 0 |  | 0.39 | 0.34 | 0.23 | 66.39 | 1517.275 | 0.81
D | 4002 | 2021-12-02 | 12 | ON | 56.65 | 6.41 | 0.42 | 0.04 | 0.35 | 0.2 | 0 | 0.38 | -0.69 | -0.09 | 0 |  | 0.39 | 0.34 | 0.23 | 64.63 | 1498.294 | 1.01
D | 4002 | 2021-12-02 | 13 | ON | 70.07 | 6.41 | 0.42 | 0.04 | 0.62 | 0.22 | 0 | 0.37 | -0.5 | -0.09 | 0 |  | 0.39 | 0.34 | 0.23 | 78.52 | 1470.994 | 1.3
D | 4002 | 2021-12-02 | 14 | ON | 136.81 | 6.41 | 0.42 | 0.04 | 2.87 | 0.25 | 0 | 0.86 | -0.86 | -0.09 | 0 |  | 0.39 | 0.34 | 0.23 | 147.67 | 1462.797 | 3.58
D | 4002 | 2021-12-02 | 15 | ON | 65.91 | 6.41 | 0.42 | 0.04 | 0.4 | 0.24 | 0 | 0.41 | -0.67 | -0.09 | 0 |  | 0.39 | 0.34 | 0.23 | 74.03 | 1448.498 | 1.1
D | 4002 | 2021-12-02 | 16 | ON | 45.45 | 6.41 | 0.42 | 0.04 | 0.09 | 0.24 | 0 | 0.19 | -0.54 | -0.09 | 0 |  | 0.39 | 0.34 | 0.23 | 53.17 | 1464.628 | 0.79
D | 4002 | 2021-12-02 | 17 | ON | 49.99 | 6.41 | 0.42 | 0.04 | 0.1 | 0.23 | 0 | 0.25 | -0.5 | -0.09 | 0 |  | 0.39 | 0.34 | 0.23 | 57.81 | 1537.451 | 0.79
D | 4002 | 2021-12-02 | 18 | ON | 47.44 | 6.41 | 0.42 | 0.04 | 0.06 | 0.22 | 0 | 0.15 | -0.63 | -0.09 | 0 |  | 0.39 | 0.34 | 0.23 | 54.98 | 1584.687 | 0.74
D | 4002 | 2021-12-02 | 19 | ON | 56.66 | 6.41 | 0.42 | 0.04 | 0.08 | 0.23 | 0 | 0.12 | -0.63 | -0.09 | 0 |  | 0.39 | 0.34 | 0.23 | 64.2 | 1558.77 | 0.77
D | 4002 | 2021-12-02 | 20 | ON | 59.52 | 6.41 | 0.42 | 0.04 | 0.09 | 0.23 | 0 | 0.14 | -0.61 | -0.09 | 0 |  | 0.39 | 0.34 | 0.23 | 67.11 | 1499.465 | 0.78
D | 4002 | 2021-12-02 | 21 | ON | 42.52 | 6.41 | 0.42 | 0.04 | 0.06 | 0.24 | 0 | 0.1 | -0.6 | -0.09 | 0 |  | 0.39 | 0.34 | 0.23 | 50.06 | 1422.244 | 0.76
D | 4002 | 2021-12-02 | 22 | ON | 43.79 | 6.41 | 0.42 | 0.04 | 0.05 | 0.26 | 0 | 0.12 | -0.62 | -0.09 | 0 |  | 0.39 | 0.34 | 0.23 | 51.34 | 1320.274 | 0.77
D | 4002 | 2021-12-02 | 23 | ON | 39.88 | 6.41 | 0.42 | 0.04 | 0.11 | 0.28 | 0 | 0.13 | -0.54 | -0.09 | 0 |  | 0.39 | 0.34 | 0.23 | 47.6 | 1204.854 | 0.85
D | 4002 | 2021-12-02 | 24 | OFF | 36.73 | 6.41 | 0.42 | 0.04 | 0.16 | 0 | 0 | 0.03 | -0.51 | -0.09 | 0 |  | 0.39 | 0.34 | 0.23 | 44.15 | 1111.278 | 0.62
D | 4002 | 2021-12-03 | 1 | OFF | 35.27 | 6.41 | 0.31 | 0.19 | 0.09 | 0 | 0 | 0.02 | -0.27 | -0.09 | 0 |  | 0.39 | 0.34 | 0.23 | 42.89 | 1050.794 | 0.59
D | 4002 | 2021-12-03 | 2 | OFF | 33.85 | 6.41 | 0.31 | 0.19 | 0.09 | 0 | 0 | 0.04 | -0.24 | -0.09 | 0 |  | 0.39 | 0.34 | 0.23 | 41.52 | 1020.192 | 0.59
D | 4002 | 2021-12-03 | 3 | OFF | 31.83 | 6.41 | 0.31 | 0.19 | 0.08 | 0 | 0 | 0.02 | -0.24 | -0.09 | 0 |  | 0.39 | 0.34 | 0.23 | 39.47 | 1007.345 | 0.58
D | 4002 | 2021-12-03 | 4 | OFF | 33.18 | 6.41 | 0.31 | 0.19 | 0.07 | 0 | 0 | 0.01 | -0.25 | -0.09 | 0 |  | 0.39 | 0.34 | 0.23 | 40.79 | 1014.998 | 0.57
D | 4002 | 2021-12-03 | 5 | OFF | 34.06 | 6.41 | 0.31 | 0.19 | 0.02 | 0 | 0 | 0.07 | -0.28 | -0.09 | 0 |  | 0.39 | 0.34 | 0.23 | 41.65 | 1055.83 | 0.52
D | 4002 | 2021-12-03 | 6 | OFF | 34.26 | 6.41 | 0.31 | 0.19 | 0.2 | 0 | 0 | 0.03 | -0.22 | -0.09 | 0 |  | 0.39 | 0.34 | 0.23 | 42.05 | 1160.373 | 0.7
D | 4002 | 2021-12-03 | 7 | OFF | 40.18 | 6.41 | 0.31 | 0.19 | 0.37 | 0 | 0 | 0.03 | -0.26 | -0.09 | 0 |  | 0.39 | 0.34 | 0.23 | 48.1 | 1313.564 | 0.87
D | 4002 | 2021-12-03 | 8 | ON | 52.65 | 6.41 | 0.31 | 0.19 | 0.33 | 0.25 | 0.03 | 0.01 | -0.55 | -0.09 | 0 |  | 0.39 | 0.34 | 0.23 | 60.5 | 1405.956 | 1.11
D | 4002 | 2021-12-03 | 9 | ON | 41.71 | 6.41 | 0.31 | 0.19 | 1.02 | 0.25 | 0 | 0.01 | -0.45 | -0.09 | 0 |  | 0.39 | 0.34 | 0.23 | 50.32 | 1443.721 | 1.77
D | 4002 | 2021-12-03 | 10 | ON | 36.87 | 6.41 | 0.31 | 0.19 | 0.12 | 0.25 | 0 | 0.03 | -0.47 | -0.09 | 0 |  | 0.39 | 0.34 | 0.23 | 44.58 | 1454.81 | 0.87
D | 4002 | 2021-12-03 | 11 | ON | 49.58 | 6.41 | 0.31 | 0.19 | 0.11 | 0.25 | 0 | 0.02 | -0.49 | -0.09 | 0 |  | 0.39 | 0.34 | 0.23 | 57.25 | 1443.844 | 0.86
D | 4002 | 2021-12-03 | 12 | ON | 26.43 | 6.41 | 0.31 | 0.19 | 0.26 | 0.26 | 0 | 0.03 | -0.25 | -0.09 | 0 |  | 0.39 | 0.34 | 0.23 | 34.51 | 1424.688 | 1.02
D | 4002 | 2021-12-03 | 13 | ON | 12.42 | 6.41 | 0.31 | 0.19 | 0.58 | 0.26 | 0 | 0 | -0.33 | -0.09 | 0 |  | 0.39 | 0.34 | 0.23 | 20.71 | 1410.003 | 1.34
D | 4002 | 2021-12-03 | 14 | ON | 42.48 | 6.41 | 0.31 | 0.19 | 0.19 | 0.25 | 0 | 0.02 | -0.35 | -0.09 | 0 |  | 0.39 | 0.34 | 0.23 | 50.37 | 1411.909 | 0.94
D | 4002 | 2021-12-03 | 15 | ON | 51.1 | 6.41 | 0.31 | 0.19 | 0.12 | 0.22 | 0 | 0.03 | -0.42 | -0.09 | 0 |  | 0.39 | 0.34 | 0.23 | 58.83 | 1421.519 | 0.84
D | 4002 | 2021-12-03 | 16 | ON | 55.76 | 6.41 | 0.31 | 0.19 | 0.1 | 0.24 | 0 | 0.03 | -0.58 | -0.09 | 0 |  | 0.39 | 0.34 | 0.23 | 63.33 | 1465.415 | 0.84
D | 4002 | 2021-12-03 | 17 | ON | 67.16 | 6.41 | 0.31 | 0.19 | 0.17 | 0.22 | 0 | -0.04 | -0.34 | -0.09 | 0 |  | 0.39 | 0.34 | 0.23 | 74.95 | 1566.351 | 0.89
D | 4002 | 2021-12-03 | 18 | ON | 74.47 | 6.41 | 0.31 | 0.19 | 0.15 | 0.22 | 0 | 0.01 | -0.83 | -0.09 | 0 |  | 0.39 | 0.34 | 0.23 | 81.8 | 1634.409 | 0.87
D | 4002 | 2021-12-03 | 19 | ON | 64.66 | 6.41 | 0.31 | 0.19 | 0.1 | 0.22 | 0 | -0.01 | -0.74 | -0.09 | 0 |  | 0.39 | 0.34 | 0.23 | 72.01 | 1613.149 | 0.82
D | 4002 | 2021-12-03 | 20 | ON | 62.19 | 6.41 | 0.31 | 0.19 | 0.09 | 0.22 | 0 | -0.04 | -0.67 | -0.09 | 0 |  | 0.39 | 0.34 | 0.23 | 69.57 | 1569.898 | 0.81
D | 4002 | 2021-12-03 | 21 | ON | 63.83 | 6.41 | 0.31 | 0.19 | 0.18 | 0.23 | 0 | -0.03 | -0.58 | -0.09 | 0 |  | 0.39 | 0.34 | 0.23 | 71.41 | 1515.253 | 0.91
D | 4002 | 2021-12-03 | 22 | ON | 55.61 | 6.41 | 0.31 | 0.19 | 0.11 | 0.24 | 0 | 0.01 | -0.53 | -0.09 | 0 |  | 0.39 | 0.34 | 0.23 | 63.22 | 1436.031 | 0.85
D | 4002 | 2021-12-03 | 23 | ON | 56.29 | 6.41 | 0.31 | 0.19 | 0.12 | 0.26 | 0 | 0.06 | -0.65 | -0.09 | 0 |  | 0.39 | 0.34 | 0.23 | 63.86 | 1333.873 | 0.88
D | 4002 | 2021-12-03 | 24 | OFF | 56.88 | 6.41 | 0.31 | 0.19 | 0.16 | 0 | 0 | -0.06 | -0.53 | -0.09 | 0 |  | 0.39 | 0.34 | 0.23 | 64.23 | 1242.403 | 0.66
D | 4002 | 2021-12-04 | 1 | OFF | 56.76 | 6.41 | 1.18 | 0.26 | 0.07 | 0 | 0 | -0.03 | -0.52 | -0.09 | 0 |  | 0.39 | 0.34 | 0.23 | 65 | 1175.425 | 1.51
D | 4002 | 2021-12-04 | 2 | OFF | 53.59 | 6.41 | 1.18 | 0.26 | 0.07 | 0 | 0 | -0.05 | -0.44 | -0.09 | 0 |  | 0.39 | 0.34 | 0.23 | 61.89 | 1143.608 | 1.51
D | 4002 | 2021-12-04 | 3 | OFF | 51.82 | 6.41 | 1.18 | 0.26 | 0.04 | 0 | 0 | 0.01 | -0.41 | -0.09 | 0 |  | 0.39 | 0.34 | 0.23 | 60.18 | 1130.116 | 1.48
D | 4002 | 2021-12-04 | 4 | OFF | 50.95 | 6.41 | 1.18 | 0.26 | 0.04 | 0 | 0 | 0.01 | -0.45 | -0.09 | 0 |  | 0.39 | 0.34 | 0.23 | 59.27 | 1132.488 | 1.48
D | 4002 | 2021-12-04 | 5 | OFF | 52.41 | 6.41 | 1.18 | 0.26 | 0.04 | 0 | 0 | -0.02 | -0.47 | -0.09 | 0 |  | 0.39 | 0.34 | 0.23 | 60.68 | 1148.112 | 1.48
D | 4002 | 2021-12-04 | 6 | OFF | 57.59 | 6.41 | 1.18 | 0.26 | 0.13 | 0 | 0 | 0.06 | -0.52 | -0.09 | 0 |  | 0.39 | 0.34 | 0.23 | 65.98 | 1197.695 | 1.57
D | 4002 | 2021-12-04 | 7 | OFF | 64.83 | 6.41 | 1.18 | 0.26 | 0.47 | 0 | 0.12 | 0.01 | -0.67 | -0.09 | 0 |  | 0.39 | 0.34 | 0.23 | 73.48 | 1273.097 | 2.03
D | 4002 | 2021-12-04 | 8 | OFF | 58.31 | 6.41 | 1.18 | 0.26 | 0.17 | 0 | 0 | 0.09 | -0.69 | -0.09 | 0 |  | 0.39 | 0.34 | 0.23 | 66.6 | 1353.477 | 1.61
D | 4002 | 2021-12-04 | 9 | OFF | 90.49 | 6.41 | 1.18 | 0.26 | 0.34 | 0 | 0.01 | 0.11 | -0.81 | -0.09 | 0 |  | 0.39 | 0.34 | 0.23 | 98.86 | 1406.965 | 1.79
D | 4002 | 2021-12-04 | 10 | OFF | 78.58 | 6.41 | 1.18 | 0.26 | 0.19 | 0 | 0 | 0.04 | -0.81 | -0.09 | 0 |  | 0.39 | 0.34 | 0.23 | 86.72 | 1421.275 | 1.63
D | 4002 | 2021-12-04 | 11 | OFF | 73.03 | 6.41 | 1.18 | 0.26 | 0.28 | 0 | 0.02 | 0.08 | -0.73 | -0.09 | 0 |  | 0.39 | 0.34 | 0.23 | 81.4 | 1388.141 | 1.74
D | 4002 | 2021-12-04 | 12 | OFF | 76.69 | 6.41 | 1.18 | 0.26 | 0.25 | 0 | 0.05 | 0.11 | -0.7 | -0.09 | 0 |  | 0.39 | 0.34 | 0.23 | 85.12 | 1356.623 | 1.74
D | 4002 | 2021-12-04 | 13 | OFF | 49.05 | 6.41 | 1.18 | 0.26 | 0.16 | 0 | 0 | 0.06 | -0.57 | -0.09 | 0 |  | 0.39 | 0.34 | 0.23 | 57.42 | 1332.585 | 1.6
D | 4002 | 2021-12-04 | 14 | OFF | 55.05 | 6.41 | 1.18 | 0.26 | 0.13 | 0 | 0 | 0.07 | -0.54 | -0.09 | 0 |  | 0.39 | 0.34 | 0.23 | 63.43 | 1325.441 | 1.57
D | 4002 | 2021-12-04 | 15 | OFF | 55.72 | 6.41 | 1.18 | 0.26 | 0.12 | 0 | 0.02 | 0.04 | -0.55 | -0.09 | 0 |  | 0.39 | 0.34 | 0.23 | 64.07 | 1339.603 | 1.58
D | 4002 | 2021-12-04 | 16 | OFF | 56.26 | 6.41 | 1.18 | 0.26 | 0.07 | 0 | 0.02 | 0.02 | -0.51 | -0.09 | 0 |  | 0.39 | 0.34 | 0.23 | 64.58 | 1381.521 | 1.53
D | 4002 | 2021-12-04 | 17 | OFF | 115.47 | 6.41 | 1.18 | 0.26 | 0.19 | 0 | 0.38 | 0.08 | -0.65 | -0.09 | 0 |  | 0.39 | 0.34 | 0.23 | 124.19 | 1491.162 | 2.01
D | 4002 | 2021-12-04 | 18 | OFF | 173.8 | 6.41 | 1.18 | 0.26 | 0.9 | 0 | 0 | 0.3 | -1.21 | -0.09 | 0 |  | 0.39 | 0.34 | 0.23 | 182.51 | 1558.017 | 2.34
D | 4002 | 2021-12-04 | 19 | OFF | 107.78 | 6.41 | 1.18 | 0.26 | 0.22 | 0 | 0.1 | 0.09 | -0.86 | -0.09 | 0 |  | 0.39 | 0.34 | 0.23 | 116.05 | 1533.632 | 1.76
D | 4002 | 2021-12-04 | 20 | OFF | 91.87 | 6.41 | 1.18 | 0.26 | 0.25 | 0 | 0.39 | 0.07 | -0.77 | -0.09 | 0 |  | 0.39 | 0.34 | 0.23 | 100.53 | 1485.706 | 2.08
D | 4002 | 2021-12-04 | 21 | OFF | 61.84 | 6.41 | 1.18 | 0.26 | 0.19 | 0 | 0.26 | 0.09 | -0.62 | -0.09 | 0 |  | 0.39 | 0.34 | 0.23 | 70.48 | 1430.841 | 1.89
D | 4002 | 2021-12-04 | 22 | OFF | 48.39 | 6.41 | 1.18 | 0.26 | 0.11 | 0 | 0 | 0.03 | -0.63 | -0.09 | 0 |  | 0.39 | 0.34 | 0.23 | 56.62 | 1356.479 | 1.55
D | 4002 | 2021-12-04 | 23 | OFF | 45.98 | 6.41 | 1.18 | 0.26 | 0.16 | 0 | 0 | 0.1 | -0.62 | -0.09 | 0 |  | 0.39 | 0.34 | 0.23 | 54.34 | 1256.332 | 1.6
D | 4002 | 2021-12-04 | 24 | OFF | 43.54 | 6.41 | 1.18 | 0.26 | 0.21 | 0 | 0 | 0 | -0.52 | -0.09 | 0 |  | 0.39 | 0.34 | 0.23 | 51.95 | 1173.486 | 1.65
D | 4002 | 2021-12-05 | 1 | OFF | 44.56 | 6.41 | 0.76 | 0.04 | 0.14 | 0 | 0 | -0.05 | -0.48 | -0.09 | 0 |  | 0.39 | 0.34 | 0.23 | 52.25 | 1117.898 | 0.94
D | 4002 | 2021-12-05 | 2 | OFF | 40.88 | 6.41 | 0.76 | 0.04 | 0.08 | 0 | 0 | -0.02 | -0.46 | -0.09 | 0 |  | 0.39 | 0.34 | 0.23 | 48.56 | 1085.554 | 0.88
D | 4002 | 2021-12-05 | 3 | OFF | 39.73 | 6.41 | 0.76 | 0.04 | 0.05 | 0 | 0 | 0 | -0.47 | -0.09 | 0 |  | 0.39 | 0.34 | 0.23 | 47.39 | 1068.262 | 0.85
D | 4002 | 2021-12-05 | 4 | OFF | 39.48 | 6.41 | 0.76 | 0.04 | 0.05 | 0 | 0 | 0 | -0.45 | -0.09 | 0 |  | 0.39 | 0.34 | 0.23 | 47.16 | 1064.261 | 0.85
D | 4002 | 2021-12-05 | 5 | OFF | 39.97 | 6.41 | 0.76 | 0.04 | 0.05 | 0 | 0 | -0.01 | -0.47 | -0.09 | 0 |  | 0.39 | 0.34 | 0.23 | 47.62 | 1076.553 | 0.85
D | 4002 | 2021-12-05 | 6 | OFF | 40.8 | 6.41 | 0.76 | 0.04 | 0.05 | 0 | 0 | 0.02 | -0.58 | -0.09 | 0 |  | 0.39 | 0.34 | 0.23 | 48.37 | 1113.764 | 0.85
D | 4002 | 2021-12-05 | 7 | OFF | 40.97 | 6.41 | 0.76 | 0.04 | 0.11 | 0 | 0 | 0.14 | -0.55 | -0.09 | 0 |  | 0.39 | 0.34 | 0.23 | 48.75 | 1169.893 | 0.91
D | 4002 | 2021-12-05 | 8 | OFF | 40.03 | 6.41 | 0.76 | 0.04 | 0.23 | 0 | 0 | 0.05 | -0.53 | -0.09 | 0 |  | 0.39 | 0.34 | 0.23 | 47.86 | 1243.561 | 1.03
D | 4002 | 2021-12-05 | 9 | OFF | 39.89 | 6.41 | 0.76 | 0.04 | 0.15 | 0 | 0 | 0.07 | -0.58 | -0.09 | 0 |  | 0.39 | 0.34 | 0.23 | 47.61 | 1313.414 | 0.95
D | 4002 | 2021-12-05 | 10 | OFF | 37.52 | 6.41 | 0.76 | 0.04 | 0.09 | 0 | 0 | 0 | -0.6 | -0.09 | 0 |  | 0.39 | 0.34 | 0.23 | 45.09 | 1360.417 | 0.89
D | 4002 | 2021-12-05 | 11 | OFF | 36.57 | 6.41 | 0.76 | 0.04 | 0.07 | 0 | 0 | 0.04 | -0.54 | -0.09 | 0 |  | 0.39 | 0.34 | 0.23 | 44.22 | 1368.33 | 0.87
D | 4002 | 2021-12-05 | 12 | OFF | 36.33 | 6.41 | 0.76 | 0.04 | 0.04 | 0 | 0 | 0.02 | -0.51 | -0.09 | 0 |  | 0.39 | 0.34 | 0.23 | 43.96 | 1367.31 | 0.84
D | 4002 | 2021-12-05 | 13 | OFF | 35.05 | 6.41 | 0.76 | 0.04 | 0.06 | 0 | 0 | 0.01 | -0.53 | -0.09 | 0 |  | 0.39 | 0.34 | 0.23 | 42.67 | 1342.443 | 0.86
D | 4002 | 2021-12-05 | 14 | OFF | 35.27 | 6.41 | 0.76 | 0.04 | 0.05 | 0 | 0 | -0.03 | -0.5 | -0.09 | 0 |  | 0.39 | 0.34 | 0.23 | 42.87 | 1333.03 | 0.85
D | 4002 | 2021-12-05 | 15 | OFF | 37.41 | 6.41 | 0.76 | 0.04 | 0.09 | 0 | 0 | 0.04 | -0.54 | -0.09 | 0 |  | 0.39 | 0.34 | 0.23 | 45.08 | 1334.206 | 0.89
D | 4002 | 2021-12-05 | 16 | OFF | 40.36 | 6.41 | 0.76 | 0.04 | 0.07 | 0 | 0 | -0.01 | -0.52 | -0.09 | 0 |  | 0.39 | 0.34 | 0.23 | 47.98 | 1378.726 | 0.87
D | 4002 | 2021-12-05 | 17 | OFF | 66.94 | 6.41 | 0.76 | 0.04 | 0.09 | 0 | 0.28 | -0.1 | -0.45 | -0.09 | 0 |  | 0.39 | 0.34 | 0.23 | 74.84 | 1507.745 | 1.17
D | 4002 | 2021-12-05 | 18 | OFF | 100.15 | 6.41 | 0.76 | 0.04 | 0.5 | 0 | 1.12 | 0.05 | -1.16 | -0.09 | 0 |  | 0.39 | 0.34 | 0.23 | 108.74 | 1586.488 | 2.42
D | 4002 | 2021-12-05 | 19 | OFF | 77.78 | 6.41 | 0.76 | 0.04 | 0.28 | 0 | 0.03 | 0.07 | -1.07 | -0.09 | 0 |  | 0.39 | 0.34 | 0.23 | 85.17 | 1558.771 | 1.11
D | 4002 | 2021-12-05 | 20 | OFF | 92.37 | 6.41 | 0.76 | 0.04 | 0.11 | 0 | 0.08 | 0.06 | -0.86 | -0.09 | 0 |  | 0.39 | 0.34 | 0.23 | 99.84 | 1497.974 | 0.99
D | 4002 | 2021-12-05 | 21 | OFF | 80.54 | 6.41 | 0.76 | 0.04 | 0.03 | 0 | 0.07 | 0.09 | -0.42 | -0.09 | 0 |  | 0.39 | 0.34 | 0.23 | 88.39 | 1419.549 | 0.9
D | 4002 | 2021-12-05 | 22 | OFF | 45.24 | 6.41 | 0.76 | 0.04 | 0.06 | 0 | 0 | 0.05 | -0.71 | -0.09 | 0 |  | 0.39 | 0.34 | 0.23 | 52.72 | 1317.469 | 0.86
D | 4002 | 2021-12-05 | 23 | OFF | 40.48 | 6.41 | 0.76 | 0.04 | 0.16 | 0 | 0 | 0.05 | -0.43 | -0.09 | 0 |  | 0.39 | 0.34 | 0.23 | 48.34 | 1194.144 | 0.96
D | 4002 | 2021-12-05 | 24 | OFF | 37.12 | 6.41 | 0.76 | 0.04 | 0.36 | 0 | 0 | 0.04 | -0.44 | -0.09 | 0 |  | 0.39 | 0.34 | 0.23 | 45.16 | 1101.582 | 1.16
D | 4002 | 2021-12-06 | 1 | OFF | 38.54 | 6.41 | 0.5 | 0.05 | 0.09 | 0 | 0 | 0 | -0.25 | -0.09 | 0 |  | 0.39 | 0.34 | 0.23 | 46.21 | 1042.008 | 0.64
D | 4002 | 2021-12-06 | 2 | OFF | 37.16 | 6.41 | 0.5 | 0.05 | 0.06 | 0 | 0 | 0.03 | -0.19 | -0.09 | 0 |  | 0.39 | 0.34 | 0.23 | 44.89 | 1011.735 | 0.61
D | 4002 | 2021-12-06 | 3 | OFF | 34.63 | 6.41 | 0.5 | 0.05 | 0.07 | 0 | 0 | 0.02 | -0.18 | -0.09 | 0 |  | 0.39 | 0.34 | 0.23 | 42.37 | 998.673 | 0.62
D | 4002 | 2021-12-06 | 4 | OFF | 34.37 | 6.41 | 0.5 | 0.05 | 0.08 | 0 | 0 | 0.03 | -0.2 | -0.09 | 0 |  | 0.39 | 0.34 | 0.23 | 42.11 | 1004.804 | 0.63
D | 4002 | 2021-12-06 | 5 | OFF | 34.41 | 6.41 | 0.5 | 0.05 | 0.07 | 0 | 0 | 0.07 | -0.18 | -0.09 | 0 |  | 0.39 | 0.34 | 0.23 | 42.2 | 1044.752 | 0.62
D | 4002 | 2021-12-06 | 6 | OFF | 38.11 | 6.41 | 0.5 | 0.05 | 0.14 | 0 | 0 | 0.05 | -0.25 | -0.09 | 0 |  | 0.39 | 0.34 | 0.23 | 45.88 | 1142.196 | 0.69
D | 4002 | 2021-12-06 | 7 | OFF | 45.34 | 6.41 | 0.5 | 0.05 | 0.22 | 0 | 0 | 0.05 | -0.22 | -0.09 | 0 |  | 0.39 | 0.34 | 0.23 | 53.22 | 1297.675 | 0.77
D | 4002 | 2021-12-06 | 8 | ON | 74.04 | 6.41 | 0.5 | 0.05 | 1.75 | 0.24 | 0 | 0.1 | -0.5 | -0.09 | 0 |  | 0.39 | 0.34 | 0.23 | 83.46 | 1402.648 | 2.54
D | 4002 | 2021-12-06 | 9 | ON | 54.77 | 6.41 | 0.5 | 0.05 | 0.49 | 0.24 | 0 | 0.03 | -0.66 | -0.09 | 0 |  | 0.39 | 0.34 | 0.23 | 62.7 | 1449.008 | 1.28
D | 4002 | 2021-12-06 | 10 | ON | 71.24 | 6.41 | 0.5 | 0.05 | 0.98 | 0.24 | 0.22 | 0.01 | -0.65 | -0.09 | 0 |  | 0.39 | 0.34 | 0.23 | 79.87 | 1473.335 | 1.99
D | 4002 | 2021-12-06 | 11 | ON | 69.26 | 6.41 | 0.5 | 0.05 | 0.22 | 0.24 | 0.27 | -0.02 | -0.76 | -0.09 | 0 |  | 0.39 | 0.34 | 0.23 | 77.04 | 1486.348 | 1.28
D | 4002 | 2021-12-06 | 12 | ON | 55.01 | 6.41 | 0.5 | 0.05 | 0.17 | 0.24 | 0.23 | 0.09 | -0.59 | -0.09 | 0 |  | 0.39 | 0.34 | 0.23 | 62.98 | 1487.485 | 1.19
D | 4002 | 2021-12-06 | 13 | ON | 41.9 | 6.41 | 0.5 | 0.05 | 0.13 | 0.24 | 0 | 0.15 | -0.56 | -0.09 | 0 |  | 0.39 | 0.34 | 0.23 | 49.69 | 1474.199 | 0.92
D | 4002 | 2021-12-06 | 14 | ON | 39.59 | 6.41 | 0.5 | 0.05 | 0.08 | 0.24 | 0 | 0.11 | -0.5 | -0.09 | 0 |  | 0.39 | 0.34 | 0.23 | 47.35 | 1471.988 | 0.87
D | 4002 | 2021-12-06 | 15 | ON | 35.76 | 6.41 | 0.5 | 0.05 | 0.07 | 0.24 | 0 | 0.07 | -0.46 | -0.09 | 0 |  | 0.39 | 0.34 | 0.23 | 43.51 | 1448.235 | 0.86
D | 4002 | 2021-12-06 | 16 | ON | 35.29 | 6.41 | 0.5 | 0.05 | 0.07 | 0.24 | 0 | 0.04 | -0.45 | -0.09 | 0 |  | 0.39 | 0.34 | 0.23 | 43.02 | 1451.558 | 0.86
D | 4002 | 2021-12-06 | 17 | ON | 45.52 | 6.41 | 0.5 | 0.05 | 0.13 | 0.22 | 0 | 0 | -0.31 | -0.09 | 0 |  | 0.39 | 0.34 | 0.23 | 53.39 | 1530.195 | 0.9
D | 4002 | 2021-12-06 | 18 | ON | 62.83 | 6.41 | 0.5 | 0.05 | 0.18 | 0.22 | 0.12 | 0.08 | -0.69 | -0.09 | 0 |  | 0.39 | 0.34 | 0.23 | 70.57 | 1585.738 | 1.07
D | 4002 | 2021-12-06 | 19 | ON | 50.1 | 6.41 | 0.5 | 0.05 | 0.13 | 0.22 | 0.02 | 0.04 | -0.41 | -0.09 | 0 |  | 0.39 | 0.34 | 0.23 | 57.93 | 1553.784 | 0.92
D | 4002 | 2021-12-06 | 20 | ON | 38.79 | 6.41 | 0.5 | 0.05 | 0.11 | 0.23 | 0 | 0.01 | -0.37 | -0.09 | 0 |  | 0.39 | 0.34 | 0.23 | 46.6 | 1487.289 | 0.89
D | 4002 | 2021-12-06 | 21 | ON | 47.13 | 6.41 | 0.5 | 0.05 | 0.31 | 0.24 | 0.17 | -0.01 | -0.34 | -0.09 | 0 |  | 0.39 | 0.34 | 0.23 | 55.33 | 1397.957 | 1.27
D | 4002 | 2021-12-06 | 22 | ON | 33.59 | 6.41 | 0.5 | 0.05 | 0.21 | 0.26 | 0 | 0 | -0.26 | -0.09 | 0 |  | 0.39 | 0.34 | 0.23 | 41.63 | 1287.691 | 1.02
D | 4002 | 2021-12-06 | 23 | ON | 28.13 | 6.41 | 0.5 | 0.05 | 0.35 | 0.28 | 0 | 0.01 | -0.17 | -0.09 | 0 |  | 0.39 | 0.34 | 0.23 | 36.43 | 1175.796 | 1.18
D | 4002 | 2021-12-06 | 24 | OFF | 25.5 | 6.41 | 0.5 | 0.05 | 0.41 | 0 | 0 | 0.03 | -0.22 | -0.09 | 0 |  | 0.39 | 0.34 | 0.23 | 33.55 | 1086.83 | 0.96
D | 4002 | 2021-12-07 | 1 | OFF | 28.26 | 6.41 | 0.48 | 0.25 | 0.11 | 0 | 0 | 0.02 | -0.19 | -0.09 | 0 |  | 0.39 | 0.34 | 0.23 | 36.21 | 1023.412 | 0.84
D | 4002 | 2021-12-07 | 2 | OFF | 27.03 | 6.41 | 0.48 | 0.25 | 0.06 | 0 | 0 | 0.05 | -0.16 | -0.09 | 0 |  | 0.39 | 0.34 | 0.23 | 34.99 | 1001.5 | 0.79
D | 4002 | 2021-12-07 | 3 | OFF | 23.48 | 6.41 | 0.48 | 0.25 | 0.1 | 0 | 0 | 0.01 | -0.15 | -0.09 | 0 |  | 0.39 | 0.34 | 0.23 | 31.45 | 993.875 | 0.83
D | 4002 | 2021-12-07 | 4 | OFF | 21.05 | 6.41 | 0.48 | 0.25 | 0.11 | 0 | 0 | 0.04 | -0.14 | -0.09 | 0 |  | 0.39 | 0.34 | 0.23 | 29.07 | 1008.75 | 0.84
D | 4002 | 2021-12-07 | 5 | OFF | 23.2 | 6.41 | 0.48 | 0.25 | 0.1 | 0 | 0 | 0.02 | -0.17 | -0.09 | 0 |  | 0.39 | 0.34 | 0.23 | 31.16 | 1051.355 | 0.83
D | 4002 | 2021-12-07 | 6 | OFF | 18.86 | 6.41 | 0.48 | 0.25 | 0.18 | 0 | 0 | 0.04 | -0.06 | -0.09 | 0 |  | 0.39 | 0.34 | 0.23 | 27.03 | 1157.682 | 0.91
D | 4002 | 2021-12-07 | 7 | OFF | 40.26 | 6.41 | 0.48 | 0.25 | 0.51 | 0 | 0.07 | 0.08 | -0.18 | -0.09 | 0 |  | 0.39 | 0.34 | 0.23 | 48.75 | 1325.038 | 1.31
D | 4002 | 2021-12-07 | 8 | ON | 48.09 | 6.41 | 0.48 | 0.25 | 0.4 | 0.25 | 0.32 | 0.07 | -0.41 | -0.09 | 0 |  | 0.39 | 0.34 | 0.23 | 56.73 | 1412.974 | 1.7
D | 4002 | 2021-12-07 | 9 | ON | 35.98 | 6.41 | 0.48 | 0.25 | 0.16 | 0.26 | 0.05 | 0.08 | -0.32 | -0.09 | -0.02 |  | 0.39 | 0.34 | 0.23 | 44.2 | 1422.594 | 1.18
D | 4002 | 2021-12-07 | 10 | ON | 4.5 | 6.41 | 0.48 | 0.25 | 0.24 | 0.26 | 0 | 0.06 | -0.04 | -0.09 | -0.02 |  | 0.39 | 0.34 | 0.23 | 13.01 | 1398.923 | 1.21
D | 4002 | 2021-12-07 | 11 | ON | -22.56 | 6.41 | 0.48 | 0.25 | 0.11 | 0.27 | 0 | -0.04 | -0.4 | -0.09 | 0.03 |  | 0.39 | 0.34 | 0.23 | -14.58 | 1385.056 | 1.14
D | 4002 | 2021-12-07 | 12 | ON | 42.6 | 6.41 | 0.48 | 0.25 | 0.13 | 0.25 | 0 | 0.06 | -0.43 | -0.09 | 0 |  | 0.39 | 0.34 | 0.23 | 50.62 | 1386.433 | 1.11
D | 4002 | 2021-12-07 | 13 | ON | 50.12 | 6.41 | 0.48 | 0.25 | 0.06 | 0.25 | 0 | 0.09 | -0.44 | -0.09 | 0 |  | 0.39 | 0.34 | 0.23 | 58.09 | 1406.391 | 1.04
D | 4002 | 2021-12-07 | 14 | ON | 52.31 | 6.41 | 0.48 | 0.25 | 0.08 | 0.25 | 0 | 0.12 | -0.45 | -0.09 | 0 |  | 0.39 | 0.34 | 0.23 | 60.32 | 1427.573 | 1.06
D | 4002 | 2021-12-07 | 15 | ON | 53.97 | 6.41 | 0.48 | 0.25 | 0.11 | 0.24 | 0 | 0.06 | -0.53 | -0.09 | 0 |  | 0.39 | 0.34 | 0.23 | 61.86 | 1443.749 | 1.08
D | 4002 | 2021-12-07 | 16 | ON | 58.15 | 6.41 | 0.48 | 0.25 | 0.08 | 0.23 | 0 | 0.09 | -0.63 | -0.09 | 0 |  | 0.39 | 0.34 | 0.23 | 65.93 | 1473.267 | 1.04
D | 4002 | 2021-12-07 | 17 | ON | 63.28 | 6.41 | 0.48 | 0.25 | 0.05 | 0.22 | 0 | 0.06 | -0.73 | -0.09 | 0 |  | 0.39 | 0.34 | 0.23 | 70.89 | 1590.133 | 1
D | 4002 | 2021-12-07 | 18 | ON | 93.04 | 6.41 | 0.48 | 0.25 | 0.07 | 0.21 | 0.43 | 0.09 | -1 | -0.09 | 0 |  | 0.39 | 0.34 | 0.23 | 100.85 | 1674.066 | 1.44
D | 4002 | 2021-12-07 | 19 | ON | 72.03 | 6.41 | 0.48 | 0.25 | 0.09 | 0.21 | 0.09 | 0.07 | -0.89 | -0.09 | 0 |  | 0.39 | 0.34 | 0.23 | 79.61 | 1658.562 | 1.12
D | 4002 | 2021-12-07 | 20 | ON | 66.61 | 6.41 | 0.48 | 0.25 | 0.07 | 0.22 | 0 | 0 | -0.81 | -0.09 | 0 |  | 0.39 | 0.34 | 0.23 | 74.1 | 1610.407 | 1.02
D | 4002 | 2021-12-07 | 21 | ON | 67.99 | 6.41 | 0.48 | 0.25 | 0.18 | 0.23 | 0 | 0.05 | -1.02 | -0.09 | 0 |  | 0.39 | 0.34 | 0.23 | 75.44 | 1541.939 | 1.14
D | 4002 | 2021-12-07 | 22 | ON | 67.23 | 6.41 | 0.48 | 0.25 | 0.27 | 0.23 | 0.02 | 0.06 | -0.69 | -0.09 | 0 |  | 0.39 | 0.34 | 0.23 | 75.13 | 1437.53 | 1.25
D | 4002 | 2021-12-07 | 23 | ON | 58.1 | 6.41 | 0.48 | 0.25 | 0.29 | 0.25 | 0 | 0.08 | -0.85 | -0.09 | 0 |  | 0.39 | 0.34 | 0.23 | 65.88 | 1323.358 | 1.27
D | 4002 | 2021-12-07 | 24 | OFF | 55.26 | 6.41 | 0.48 | 0.25 | 0.44 | 0 | 0 | 0.02 | -0.6 | -0.09 | 0 |  | 0.39 | 0.34 | 0.23 | 63.13 | 1233.993 | 1.17
D | 4002 | 2021-12-08 | 1 | OFF | 24.82 | 6.41 | 0.78 | 0.23 | 0.09 | 0 | 0 | 0.15 | -0.84 | -0.09 | 0 |  | 0.39 | 0.34 | 0.23 | 32.51 | 1174.861 | 1.1
D | 4002 | 2021-12-08 | 2 | OFF | 34.66 | 6.41 | 0.78 | 0.23 | 0.06 | 0 | 0 | 0.08 | -0.41 | -0.09 | 0 |  | 0.39 | 0.34 | 0.23 | 42.68 | 1143.548 | 1.07
D | 4002 | 2021-12-08 | 3 | OFF | 20.3 | 6.41 | 0.78 | 0.23 | 0.34 | 0 | 0 | 0.02 | -0.59 | -0.09 | 0 |  | 0.39 | 0.34 | 0.23 | 28.36 | 1130.595 | 1.35
D | 4002 | 2021-12-08 | 4 | OFF | 32.77 | 6.41 | 0.78 | 0.23 | 0.15 | 0 | 0 | 0.04 | -0.7 | -0.09 | 0 |  | 0.39 | 0.34 | 0.23 | 40.55 | 1138.704 | 1.16
D | 4002 | 2021-12-08 | 5 | OFF | 16.24 | 6.41 | 0.78 | 0.23 | 0.15 | 0 | 0 | 0.05 | -0.99 | -0.09 | 0 |  | 0.39 | 0.34 | 0.23 | 23.74 | 1170.94 | 1.16
D | 4002 | 2021-12-08 | 6 | OFF | 42.35 | 6.41 | 0.78 | 0.23 | 0.26 | 0 | 0 | 0.17 | -1.05 | -0.09 | 0 |  | 0.39 | 0.34 | 0.23 | 50.02 | 1272.496 | 1.27
D | 4002 | 2021-12-08 | 7 | OFF | 72.89 | 6.41 | 0.78 | 0.23 | 0.47 | 0 | 0.46 | 0.07 | -0.94 | -0.09 | 0 |  | 0.39 | 0.34 | 0.23 | 81.24 | 1427.286 | 1.94
D | 4002 | 2021-12-08 | 8 | ON | 102.38 | 6.41 | 0.78 | 0.23 | 0.89 | 0.24 | 0.05 | 0.03 | -1.07 | -0.09 | 0 |  | 0.39 | 0.34 | 0.23 | 110.81 | 1526.386 | 2.19
D | 4002 | 2021-12-08 | 9 | ON | 93.52 | 6.41 | 0.78 | 0.23 | 0.32 | 0.23 | 0 | 0.11 | -1.18 | -0.09 | -0.25 |  | 0.39 | 0.34 | 0.23 | 101.04 | 1554.867 | 1.31
D | 4002 | 2021-12-08 | 10 | ON | 101.75 | 6.41 | 0.78 | 0.23 | 0.23 | 0.23 | 0 | 0.12 | -1.15 | -0.09 | -0.35 |  | 0.39 | 0.34 | 0.23 | 109.12 | 1566.953 | 1.12
D | 4002 | 2021-12-08 | 11 | ON | 108.26 | 6.41 | 0.78 | 0.23 | 0.08 | 0.23 | 0 | 0.06 | -1.22 | -0.09 | 0 |  | 0.39 | 0.34 | 0.23 | 115.7 | 1580.404 | 1.32
D | 4002 | 2021-12-08 | 12 | ON | 125.19 | 6.41 | 0.78 | 0.23 | 0.07 | 0.23 | 0.02 | 0.05 | -1.24 | -0.09 | 0 |  | 0.39 | 0.34 | 0.23 | 132.61 | 1582.025 | 1.33
D | 4002 | 2021-12-08 | 13 | ON | 134.89 | 6.41 | 0.78 | 0.23 | 0.1 | 0.23 | 0.22 | 0.07 | -1.32 | -0.09 | 0 |  | 0.39 | 0.34 | 0.23 | 142.48 | 1565.766 | 1.56
D | 4002 | 2021-12-08 | 14 | ON | 127.04 | 6.41 | 0.78 | 0.23 | 0.15 | 0.23 | 0.16 | 0.25 | -1.22 | -0.09 | 0 |  | 0.39 | 0.34 | 0.23 | 134.9 | 1567.266 | 1.55
D | 4002 | 2021-12-08 | 15 | ON | 116.57 | 6.41 | 0.78 | 0.23 | 0.09 | 0.23 | 0 | 0.24 | -1.22 | -0.09 | 0 |  | 0.39 | 0.34 | 0.23 | 124.2 | 1563.399 | 1.33
D | 4002 | 2021-12-08 | 16 | ON | 113.91 | 6.41 | 0.78 | 0.23 | 0.13 | 0.22 | 0.03 | 0.19 | -1.3 | -0.09 | 0 |  | 0.39 | 0.34 | 0.23 | 121.47 | 1583.795 | 1.39
D | 4002 | 2021-12-08 | 17 | ON | 121.29 | 6.41 | 0.78 | 0.23 | 0.07 | 0.21 | 0 | 0.2 | -1.23 | -0.09 | 0 |  | 0.39 | 0.34 | 0.23 | 128.83 | 1687.995 | 1.29
D | 4002 | 2021-12-08 | 18 | ON | 134.7 | 6.41 | 0.78 | 0.23 | 0.06 | 0.21 | 0.03 | 0.19 | -1.45 | -0.09 | 0 |  | 0.39 | 0.34 | 0.23 | 142.03 | 1748.14 | 1.31
D | 4002 | 2021-12-08 | 19 | ON | 124.23 | 6.41 | 0.78 | 0.23 | 0.08 | 0.21 | 0 | 0.61 | -1.19 | -0.09 | 0 |  | 0.39 | 0.34 | 0.23 | 132.23 | 1723.242 | 1.3
D | 4002 | 2021-12-08 | 20 | ON | 106.65 | 6.41 | 0.78 | 0.23 | 0.06 | 0.21 | 0 | 0.21 | -0.95 | -0.09 | 0 |  | 0.39 | 0.34 | 0.23 | 114.47 | 1667.631 | 1.28
D | 4002 | 2021-12-08 | 21 | ON | 114.36 | 6.41 | 0.78 | 0.23 | 0.08 | 0.22 | 0.11 | 0.07 | -0.98 | -0.09 | 0 |  | 0.39 | 0.34 | 0.23 | 122.15 | 1599.069 | 1.42
D | 4002 | 2021-12-08 | 22 | ON | 114.71 | 6.41 | 0.78 | 0.23 | 0.09 | 0.24 | 0.03 | 0.08 | -1.22 | -0.09 | 0 |  | 0.39 | 0.34 | 0.23 | 122.22 | 1497.67 | 1.37
D | 4002 | 2021-12-08 | 23 | ON | 121.99 | 6.41 | 0.78 | 0.23 | 0.25 | 0.26 | 0 | 0.14 | -0.91 | -0.09 | 0 |  | 0.39 | 0.34 | 0.23 | 130.02 | 1369.448 | 1.52
D | 4002 | 2021-12-08 | 24 | OFF | 128.2 | 6.41 | 0.78 | 0.23 | 0.26 | 0 | 0.41 | 0.12 | -0.7 | -0.09 | 0 |  | 0.39 | 0.34 | 0.23 | 136.58 | 1277.232 | 1.68
D | 4002 | 2021-12-09 | 1 | OFF | 105.89 | 6.41 | 0.18 | 0.29 | 0.15 | 0 | 0.49 | 0.15 | -0.33 | -0.09 | 0 |  | 0.39 | 0.34 | 0.23 | 114.1 | 1202.061 | 1.11
D | 4002 | 2021-12-09 | 2 | OFF | 109.97 | 6.41 | 0.18 | 0.29 | 0.1 | 0 | 0 | 0.13 | -0.28 | -0.09 | 0 |  | 0.39 | 0.34 | 0.23 | 117.67 | 1170.695 | 0.57
D | 4002 | 2021-12-09 | 3 | OFF | 95.35 | 6.41 | 0.18 | 0.29 | 0.19 | 0 | 0 | 0.14 | -0.42 | -0.09 | 0 |  | 0.39 | 0.34 | 0.23 | 103.01 | 1156.02 | 0.66
D | 4002 | 2021-12-09 | 4 | OFF | 104.45 | 6.41 | 0.18 | 0.29 | 0.12 | 0 | 0 | 0.29 | -0.54 | -0.09 | 0 |  | 0.39 | 0.34 | 0.23 | 112.07 | 1165.772 | 0.59
D | 4002 | 2021-12-09 | 5 | OFF | 83.38 | 6.41 | 0.18 | 0.29 | 0.21 | 0 | 0 | 0.15 | -0.6 | -0.09 | 0 |  | 0.39 | 0.34 | 0.23 | 90.89 | 1207.891 | 0.68
D | 4002 | 2021-12-09 | 6 | OFF | 87.37 | 6.41 | 0.18 | 0.29 | 0.29 | 0 | 0 | 0.23 | -0.93 | -0.09 | 0 |  | 0.39 | 0.34 | 0.23 | 94.71 | 1312.294 | 0.76
D | 4002 | 2021-12-09 | 7 | OFF | 142.99 | 6.41 | 0.18 | 0.29 | 1.02 | 0 | 0 | 0.22 | -0.96 | -0.09 | 0 |  | 0.39 | 0.34 | 0.23 | 151.02 | 1472.983 | 1.49
D | 4002 | 2021-12-09 | 8 | ON | 158.2 | 6.41 | 0.18 | 0.29 | 1.46 | 0.23 | 0 | 0.12 | -1.51 | -0.09 | 0 |  | 0.39 | 0.34 | 0.23 | 166.25 | 1563.828 | 2.16
D | 4002 | 2021-12-09 | 9 | ON | 135.67 | 6.41 | 0.18 | 0.29 | 0.22 | 0.23 | 0 | 0.08 | -1.26 | -0.09 | 0 |  | 0.39 | 0.34 | 0.23 | 142.69 | 1575.884 | 0.92
D | 4002 | 2021-12-09 | 10 | ON | 146.74 | 6.41 | 0.18 | 0.29 | 0.17 | 0.23 | 0.3 | 0.23 | -0.99 | -0.09 | 0 |  | 0.39 | 0.34 | 0.23 | 154.43 | 1552.493 | 1.17
D | 4002 | 2021-12-09 | 11 | ON | 72.45 | 6.41 | 0.18 | 0.29 | 0.06 | 0.24 | 0.13 | 0.2 | -0.65 | -0.09 | 0 |  | 0.39 | 0.34 | 0.23 | 80.18 | 1532.041 | 0.9
D | 4002 | 2021-12-09 | 12 | ON | 64.78 | 6.41 | 0.18 | 0.29 | 0.07 | 0.24 | 0 | 0.05 | -0.73 | -0.09 | 0 |  | 0.39 | 0.34 | 0.23 | 72.16 | 1528.575 | 0.78
D | 4002 | 2021-12-09 | 13 | ON | 65.21 | 6.41 | 0.18 | 0.29 | 0.07 | 0.24 | 0 | 0 | -0.67 | -0.09 | 0 |  | 0.39 | 0.34 | 0.23 | 72.6 | 1523.249 | 0.78
D | 4002 | 2021-12-09 | 14 | ON | 69.81 | 6.41 | 0.18 | 0.29 | 0.07 | 0.24 | 0 | 0.08 | -0.66 | -0.09 | 0 |  | 0.39 | 0.34 | 0.23 | 77.29 | 1528.531 | 0.78
D | 4002 | 2021-12-09 | 15 | ON | 73.5 | 6.41 | 0.18 | 0.29 | 0.14 | 0.24 | 0 | 0.07 | -0.62 | -0.09 | 0 |  | 0.39 | 0.34 | 0.23 | 81.08 | 1537.24 | 0.85
D | 4002 | 2021-12-09 | 16 | ON | 84.55 | 6.41 | 0.18 | 0.29 | 0.25 | 0.23 | 0 | 0.07 | -0.89 | -0.09 | 0 |  | 0.39 | 0.34 | 0.23 | 91.96 | 1568.452 | 0.95
D | 4002 | 2021-12-09 | 17 | ON | 80.75 | 6.41 | 0.18 | 0.29 | 0.3 | 0.22 | 0 | 0.11 | -0.77 | -0.09 | 0 |  | 0.39 | 0.34 | 0.23 | 88.36 | 1672.032 | 0.99
D | 4002 | 2021-12-09 | 18 | ON | 80.04 | 6.41 | 0.18 | 0.29 | 0.28 | 0.21 | 0 | 0.06 | -1.17 | -0.09 | 0 |  | 0.39 | 0.34 | 0.23 | 87.17 | 1730.107 | 0.96
D | 4002 | 2021-12-09 | 19 | ON | 70.42 | 6.41 | 0.18 | 0.29 | 0.18 | 0.18 | 0 | 0.05 | -0.98 | -0.09 | 0 |  | 0.39 | 0.34 | 0.23 | 77.6 | 1707.405 | 0.83
D | 4002 | 2021-12-09 | 20 | ON | 72.59 | 6.41 | 0.18 | 0.29 | 0.18 | 0.2 | 0 | -0.01 | -0.81 | -0.09 | 0 |  | 0.39 | 0.34 | 0.23 | 79.9 | 1659.115 | 0.85
D | 4002 | 2021-12-09 | 21 | ON | 79.34 | 6.41 | 0.18 | 0.29 | 0.2 | 0.21 | 0.04 | 0.05 | -0.81 | -0.09 | 0 |  | 0.39 | 0.34 | 0.23 | 86.78 | 1596.005 | 0.92
D | 4002 | 2021-12-09 | 22 | ON | 73.75 | 6.41 | 0.18 | 0.29 | 0.23 | 0.22 | 0 | 0.06 | -0.71 | -0.09 | 0 |  | 0.39 | 0.34 | 0.23 | 81.3 | 1498.362 | 0.92
D | 4002 | 2021-12-09 | 23 | ON | 70.46 | 6.41 | 0.18 | 0.29 | 0.26 | 0.24 | 0 | 0.05 | -0.91 | -0.09 | 0 |  | 0.39 | 0.34 | 0.23 | 77.85 | 1371.45 | 0.97
D | 4002 | 2021-12-09 | 24 | OFF | 67.99 | 6.41 | 0.18 | 0.29 | 0.39 | 0 | 0 | 0.05 | -0.8 | -0.09 | 0 |  | 0.39 | 0.34 | 0.23 | 75.38 | 1273.123 | 0.86
D | 4002 | 2021-12-10 | 1 | OFF | 63.9 | 6.41 | 0.73 | 0.25 | 0.14 | 0 | 0 | 0.05 | -0.88 | -0.09 | 0 |  | 0.39 | 0.34 | 0.23 | 71.47 | 1217.704 | 1.12
D | 4002 | 2021-12-10 | 2 | OFF | 91.31 | 6.41 | 0.73 | 0.25 | 0.33 | 0 | 0 | 0.09 | -0.83 | -0.09 | 0 |  | 0.39 | 0.34 | 0.23 | 99.16 | 1187.87 | 1.31
D | 4002 | 2021-12-10 | 3 | OFF | 105.16 | 6.41 | 0.73 | 0.25 | 0.53 | 0 | 0 | 0.1 | -0.98 | -0.09 | 0 |  | 0.39 | 0.34 | 0.23 | 113.07 | 1175.311 | 1.51
D | 4002 | 2021-12-10 | 4 | OFF | 94.09 | 6.41 | 0.73 | 0.25 | 0.71 | 0 | 0 | 0.13 | -0.8 | -0.09 | 0 |  | 0.39 | 0.34 | 0.23 | 102.39 | 1174.424 | 1.69
D | 4002 | 2021-12-10 | 5 | OFF | 64.03 | 6.41 | 0.73 | 0.25 | 0.21 | 0 | 0 | 0.12 | -0.77 | -0.09 | 0 |  | 0.39 | 0.34 | 0.23 | 71.85 | 1212.452 | 1.19
D | 4002 | 2021-12-10 | 6 | OFF | 62.18 | 6.41 | 0.73 | 0.25 | 0.37 | 0 | 0 | 0.24 | -0.86 | -0.09 | 0 |  | 0.39 | 0.34 | 0.23 | 70.19 | 1311.123 | 1.35
D | 4002 | 2021-12-10 | 7 | OFF | 52.24 | 6.41 | 0.73 | 0.25 | 0.41 | 0 | 0 | 0.12 | -0.75 | -0.09 | 0 |  | 0.39 | 0.34 | 0.23 | 60.28 | 1458.258 | 1.39
D | 4002 | 2021-12-10 | 8 | ON | 73.38 | 6.41 | 0.73 | 0.25 | 0.29 | 0.22 | 0 | 0.07 | -0.81 | -0.09 | 0 |  | 0.39 | 0.34 | 0.23 | 81.41 | 1559.078 | 1.49
D | 4002 | 2021-12-10 | 9 | ON | 72.56 | 6.41 | 0.73 | 0.25 | 0.19 | 0.21 | 0 | 0.13 | -0.91 | -0.09 | 0 |  | 0.39 | 0.34 | 0.23 | 80.44 | 1597.607 | 1.38
D | 4002 | 2021-12-10 | 10 | ON | 77.34 | 6.41 | 0.73 | 0.25 | 0.17 | 0.21 | 0.02 | 0.09 | -0.94 | -0.09 | 0 |  | 0.39 | 0.34 | 0.23 | 85.15 | 1618.303 | 1.38
D | 4002 | 2021-12-10 | 11 | ON | 61.72 | 6.41 | 0.73 | 0.25 | 0.18 | 0.21 | 0 | 0.06 | -0.57 | -0.09 | 0 |  | 0.39 | 0.34 | 0.23 | 69.86 | 1621.681 | 1.37
D | 4002 | 2021-12-10 | 12 | ON | 43.45 | 6.41 | 0.73 | 0.25 | 0.19 | 0.22 | 0 | 0.02 | -0.53 | -0.09 | 0 |  | 0.39 | 0.34 | 0.23 | 51.61 | 1604.656 | 1.39
D | 4002 | 2021-12-10 | 13 | ON | 38.62 | 6.41 | 0.73 | 0.25 | 0.24 | 0.22 | 0 | 0.06 | -0.5 | -0.09 | 0 |  | 0.39 | 0.34 | 0.23 | 46.9 | 1570.413 | 1.44
D | 4002 | 2021-12-10 | 14 | ON | 38.08 | 6.41 | 0.73 | 0.25 | 0.23 | 0.23 | 0 | 0.04 | -0.49 | -0.09 | 0 |  | 0.39 | 0.34 | 0.23 | 46.35 | 1546.141 | 1.44
D | 4002 | 2021-12-10 | 15 | ON | 36.38 | 6.41 | 0.73 | 0.25 | 0.08 | 0.23 | 0 | 0.04 | -0.48 | -0.09 | 0 |  | 0.39 | 0.34 | 0.23 | 44.51 | 1517.007 | 1.29
D | 4002 | 2021-12-10 | 16 | ON | 39.08 | 6.41 | 0.73 | 0.25 | 0.05 | 0.24 | 0 | 0.07 | -0.44 | -0.09 | 0 |  | 0.39 | 0.34 | 0.23 | 47.26 | 1514.324 | 1.27
D | 4002 | 2021-12-10 | 17 | ON | 52.81 | 6.41 | 0.73 | 0.25 | 0.08 | 0.23 | 0.02 | 0.04 | -0.41 | -0.09 | 0 |  | 0.39 | 0.34 | 0.23 | 61.03 | 1594.716 | 1.31
D | 4002 | 2021-12-10 | 18 | ON | 63.86 | 6.41 | 0.73 | 0.25 | 0.14 | 0.22 | 0 | 0.1 | -0.7 | -0.09 | 0 |  | 0.39 | 0.34 | 0.23 | 71.88 | 1641.534 | 1.34
D | 4002 | 2021-12-10 | 19 | ON | 51.09 | 6.41 | 0.73 | 0.25 | 0.14 | 0.23 | 0 | 0.03 | -0.44 | -0.09 | 0 |  | 0.39 | 0.34 | 0.23 | 59.31 | 1607.702 | 1.35
D | 4002 | 2021-12-10 | 20 | ON | 60.64 | 6.41 | 0.73 | 0.25 | 0.19 | 0.23 | 0 | 0.03 | -0.51 | -0.09 | 0 |  | 0.39 | 0.34 | 0.23 | 68.84 | 1551.379 | 1.4
D | 4002 | 2021-12-10 | 21 | ON | 66.47 | 6.41 | 0.73 | 0.25 | 0.23 | 0.24 | 0.04 | -0.01 | -0.45 | -0.09 | 0 |  | 0.39 | 0.34 | 0.23 | 74.78 | 1489.292 | 1.49
D | 4002 | 2021-12-10 | 22 | ON | 71.8 | 6.41 | 0.73 | 0.25 | 0.28 | 0.25 | 0.34 | 0.05 | -0.59 | -0.09 | 0 |  | 0.39 | 0.34 | 0.23 | 80.39 | 1405.131 | 1.85
D | 4002 | 2021-12-10 | 23 | ON | 59.38 | 6.41 | 0.73 | 0.25 | 0.48 | 0.27 | 0.08 | 0.07 | -0.39 | -0.09 | 0 |  | 0.39 | 0.34 | 0.23 | 68.15 | 1298.19 | 1.81
D | 4002 | 2021-12-10 | 24 | OFF | 38.03 | 6.41 | 0.73 | 0.25 | 0.22 | 0 | 0 | 0.04 | -0.18 | -0.09 | 0 |  | 0.39 | 0.34 | 0.23 | 46.37 | 1207.443 | 1.2
D | 4002 | 2021-12-11 | 1 | OFF | 37.15 | 6.41 | 0.21 | 0.2 | 0.08 | 0 | 0 | 0.02 | -0.35 | -0.09 | 0 |  | 0.39 | 0.34 | 0.23 | 44.59 | 1133.915 | 0.49
D | 4002 | 2021-12-11 | 2 | OFF | 36.08 | 6.41 | 0.21 | 0.2 | 0.07 | 0 | 0 | 0.03 | -0.3 | -0.09 | 0 |  | 0.39 | 0.34 | 0.23 | 43.57 | 1089.201 | 0.48
D | 4002 | 2021-12-11 | 3 | OFF | 36 | 6.41 | 0.21 | 0.2 | 0.13 | 0 | 0 | 0.02 | -0.31 | -0.09 | 0 |  | 0.39 | 0.34 | 0.23 | 43.53 | 1064.915 | 0.54
D | 4002 | 2021-12-11 | 4 | OFF | 35.21 | 6.41 | 0.21 | 0.2 | 0.08 | 0 | 0 | 0.07 | -0.31 | -0.09 | 0 |  | 0.39 | 0.34 | 0.23 | 42.74 | 1059.168 | 0.49
D | 4002 | 2021-12-11 | 5 | OFF | 38.05 | 6.41 | 0.21 | 0.2 | 0.09 | 0 | 0 | 0.13 | -0.29 | -0.09 | 0 |  | 0.39 | 0.34 | 0.23 | 45.67 | 1070.024 | 0.5
D | 4002 | 2021-12-11 | 6 | OFF | 36.24 | 6.41 | 0.21 | 0.2 | 0.21 | 0 | 0 | 0.06 | -0.38 | -0.09 | 0 |  | 0.39 | 0.34 | 0.23 | 43.82 | 1110.898 | 0.62
D | 4002 | 2021-12-11 | 7 | OFF | 34.75 | 6.41 | 0.21 | 0.2 | 0.27 | 0 | 0 | 0.04 | -0.29 | -0.09 | 0 |  | 0.39 | 0.34 | 0.23 | 42.46 | 1182.069 | 0.68
D | 4002 | 2021-12-11 | 8 | OFF | 34.88 | 6.41 | 0.21 | 0.2 | 0.13 | 0 | 0 | 0.06 | -0.36 | -0.09 | 0 |  | 0.39 | 0.34 | 0.23 | 42.4 | 1274.923 | 0.54
D | 4002 | 2021-12-11 | 9 | OFF | 36.79 | 6.41 | 0.21 | 0.2 | 0.22 | 0 | 0 | 0.07 | -0.42 | -0.09 | 0 |  | 0.39 | 0.34 | 0.23 | 44.35 | 1369.982 | 0.63
D | 4002 | 2021-12-11 | 10 | OFF | 48.91 | 6.41 | 0.21 | 0.2 | 0.15 | 0 | 0.01 | 0.11 | -0.39 | -0.09 | 0 |  | 0.39 | 0.34 | 0.23 | 56.48 | 1445.92 | 0.57
D | 4002 | 2021-12-11 | 11 | OFF | 62.74 | 6.41 | 0.21 | 0.2 | 0.17 | 0 | 0.01 | 0.04 | -0.35 | -0.09 | 0 |  | 0.39 | 0.34 | 0.23 | 70.3 | 1490.208 | 0.59
D | 4002 | 2021-12-11 | 12 | OFF | 69.64 | 6.41 | 0.21 | 0.2 | 0.23 | 0 | 0.02 | 0.06 | -0.38 | -0.09 | 0 |  | 0.39 | 0.34 | 0.23 | 77.26 | 1507.574 | 0.66
D | 4002 | 2021-12-11 | 13 | OFF | 68.6 | 6.41 | 0.21 | 0.2 | 0.06 | 0 | 0 | 0.11 | -0.35 | -0.09 | 0 |  | 0.39 | 0.34 | 0.23 | 76.11 | 1479.372 | 0.47
D | 4002 | 2021-12-11 | 14 | OFF | 45.38 | 6.41 | 0.21 | 0.2 | 0.14 | 0 | 0 | 0.08 | -0.3 | -0.09 | 0 |  | 0.39 | 0.34 | 0.23 | 52.99 | 1448.388 | 0.55
D | 4002 | 2021-12-11 | 15 | OFF | 37.63 | 6.41 | 0.21 | 0.2 | 0.13 | 0 | 0 | 0.05 | -0.3 | -0.09 | 0 |  | 0.39 | 0.34 | 0.23 | 45.2 | 1427.867 | 0.54
D | 4002 | 2021-12-11 | 16 | OFF | 36.57 | 6.41 | 0.21 | 0.2 | 0.06 | 0 | 0 | 0.04 | -0.29 | -0.09 | 0 |  | 0.39 | 0.34 | 0.23 | 44.07 | 1436.946 | 0.47
D | 4002 | 2021-12-11 | 17 | OFF | 41.82 | 6.41 | 0.21 | 0.2 | 0.07 | 0 | 0 | 0.06 | -0.26 | -0.09 | 0 |  | 0.39 | 0.34 | 0.23 | 49.38 | 1506.323 | 0.48
D | 4002 | 2021-12-11 | 18 | OFF | 47.37 | 6.41 | 0.21 | 0.2 | 0.19 | 0 | 0 | 0.08 | -0.35 | -0.09 | 0 |  | 0.39 | 0.34 | 0.23 | 54.98 | 1531.132 | 0.6
D | 4002 | 2021-12-11 | 19 | OFF | 35.8 | 6.41 | 0.21 | 0.2 | 0.12 | 0 | 0 | 0.03 | -0.29 | -0.09 | 0 |  | 0.39 | 0.34 | 0.23 | 43.35 | 1480.211 | 0.53
D | 4002 | 2021-12-11 | 20 | OFF | 33.63 | 6.41 | 0.21 | 0.2 | 0.1 | 0 | 0 | 0.03 | -0.27 | -0.09 | 0 |  | 0.39 | 0.34 | 0.23 | 41.18 | 1423.286 | 0.51
D | 4002 | 2021-12-11 | 21 | OFF | 36.38 | 6.41 | 0.21 | 0.2 | 0.07 | 0 | 0 | 0 | -0.28 | -0.09 | 0 |  | 0.39 | 0.34 | 0.23 | 43.86 | 1354.531 | 0.48
D | 4002 | 2021-12-11 | 22 | OFF | 32.88 | 6.41 | 0.21 | 0.2 | 0.08 | 0 | 0 | 0.02 | -0.23 | -0.09 | 0 |  | 0.39 | 0.34 | 0.23 | 40.44 | 1268.318 | 0.49
D | 4002 | 2021-12-11 | 23 | OFF | 38.93 | 6.41 | 0.21 | 0.2 | 0.18 | 0 | 0 | -0.01 | -0.21 | -0.09 | 0 |  | 0.39 | 0.34 | 0.23 | 46.58 | 1166.579 | 0.59
D | 4002 | 2021-12-11 | 24 | OFF | 33.22 | 6.41 | 0.21 | 0.2 | 0.22 | 0 | 0 | 0.02 | -0.18 | -0.09 | 0 |  | 0.39 | 0.34 | 0.23 | 40.97 | 1065.134 | 0.63
D | 4002 | 2021-12-12 | 1 | OFF | 29.9 | 6.41 | 0.26 | 0.09 | 0.17 | 0 | 0 | 0.03 | -0.22 | -0.09 | 0 |  | 0.39 | 0.34 | 0.23 | 37.51 | 993.575 | 0.52
D | 4002 | 2021-12-12 | 2 | OFF | 28.08 | 6.41 | 0.26 | 0.09 | 0.14 | 0 | 0 | 0.01 | -0.18 | -0.09 | 0 |  | 0.39 | 0.34 | 0.23 | 35.68 | 961.777 | 0.49
D | 4002 | 2021-12-12 | 3 | OFF | 28.84 | 6.41 | 0.26 | 0.09 | 0.09 | 0 | 0 | 0.01 | -0.19 | -0.09 | 0 |  | 0.39 | 0.34 | 0.23 | 36.38 | 946.12 | 0.44
D | 4002 | 2021-12-12 | 4 | OFF | 26.1 | 6.41 | 0.26 | 0.09 | 0.06 | 0 | 0 | 0.01 | -0.18 | -0.09 | 0 |  | 0.39 | 0.34 | 0.23 | 33.62 | 945.381 | 0.41
D | 4002 | 2021-12-12 | 5 | OFF | 30.82 | 6.41 | 0.26 | 0.09 | 0.09 | 0 | 0 | 0.01 | -0.19 | -0.09 | 0 |  | 0.39 | 0.34 | 0.23 | 38.36 | 960.271 | 0.44
D | 4002 | 2021-12-12 | 6 | OFF | 41.35 | 6.41 | 0.26 | 0.09 | 0.07 | 0 | 0 | 0.11 | -0.25 | -0.09 | 0 |  | 0.39 | 0.34 | 0.23 | 48.91 | 1003.135 | 0.42
D | 4002 | 2021-12-12 | 7 | OFF | 27.9 | 6.41 | 0.26 | 0.09 | 0.14 | 0 | 0 | 0.08 | -0.2 | -0.09 | 0 |  | 0.39 | 0.34 | 0.23 | 35.55 | 1063.963 | 0.49
D | 4002 | 2021-12-12 | 8 | OFF | 31.76 | 6.41 | 0.26 | 0.09 | 0.2 | 0 | 0 | 0.03 | -0.19 | -0.09 | 0 |  | 0.39 | 0.34 | 0.23 | 39.43 | 1145.999 | 0.55
D | 4002 | 2021-12-12 | 9 | OFF | 30.77 | 6.41 | 0.26 | 0.09 | 0.13 | 0 | 0 | 0.02 | -0.2 | -0.09 | 0 |  | 0.39 | 0.34 | 0.23 | 38.35 | 1220.965 | 0.48
D | 4002 | 2021-12-12 | 10 | OFF | 29.24 | 6.41 | 0.26 | 0.09 | 0.17 | 0 | 0 | 0.04 | -0.15 | -0.09 | 0 |  | 0.39 | 0.34 | 0.23 | 36.93 | 1243.93 | 0.52
D | 4002 | 2021-12-12 | 11 | OFF | 29.55 | 6.41 | 0.26 | 0.09 | 0.11 | 0 | 0 | 0.08 | -0.17 | -0.09 | 0 |  | 0.39 | 0.34 | 0.23 | 37.2 | 1246.989 | 0.46
D | 4002 | 2021-12-12 | 12 | OFF | 24.27 | 6.41 | 0.26 | 0.09 | 0.13 | 0 | 0 | 0.03 | -0.16 | -0.09 | 0 |  | 0.39 | 0.34 | 0.23 | 31.9 | 1247.033 | 0.48
D | 4002 | 2021-12-12 | 13 | OFF | 16.92 | 6.41 | 0.26 | 0.09 | 0.26 | 0 | 0 | 0 | -0.17 | -0.09 | 0 |  | 0.39 | 0.34 | 0.23 | 24.64 | 1247.538 | 0.61
D | 4002 | 2021-12-12 | 14 | OFF | 27.46 | 6.41 | 0.26 | 0.09 | 0.14 | 0 | 0 | 0.03 | -0.18 | -0.09 | 0 |  | 0.39 | 0.34 | 0.23 | 35.08 | 1252.201 | 0.49
D | 4002 | 2021-12-12 | 15 | OFF | 29.22 | 6.41 | 0.26 | 0.09 | 0.13 | 0 | 0 | 0.01 | -0.19 | -0.09 | 0 |  | 0.39 | 0.34 | 0.23 | 36.8 | 1271.563 | 0.48
D | 4002 | 2021-12-12 | 16 | OFF | 26.08 | 6.41 | 0.26 | 0.09 | 0.4 | 0 | 0 | 0.05 | -0.16 | -0.09 | 0 |  | 0.39 | 0.34 | 0.23 | 34 | 1325.827 | 0.75
D | 4002 | 2021-12-12 | 17 | OFF | 36.98 | 6.41 | 0.26 | 0.09 | 0.18 | 0 | 0 | 0.01 | -0.21 | -0.09 | 0 |  | 0.39 | 0.34 | 0.23 | 44.59 | 1457.682 | 0.53
D | 4002 | 2021-12-12 | 18 | OFF | 51.29 | 6.41 | 0.26 | 0.09 | 0.47 | 0 | 0.19 | 0.1 | -0.54 | -0.09 | 0 |  | 0.39 | 0.34 | 0.23 | 59.14 | 1539.025 | 1.01
D | 4002 | 2021-12-12 | 19 | OFF | 42.7 | 6.41 | 0.26 | 0.09 | 0.15 | 0 | 0 | 0.04 | -0.41 | -0.09 | 0 |  | 0.39 | 0.34 | 0.23 | 50.11 | 1519.267 | 0.5
D | 4002 | 2021-12-12 | 20 | OFF | 35.86 | 6.41 | 0.26 | 0.09 | 0.09 | 0 | 0 | 0.02 | -0.33 | -0.09 | 0 |  | 0.39 | 0.34 | 0.23 | 43.27 | 1465.497 | 0.44
D | 4002 | 2021-12-12 | 21 | OFF | 34.53 | 6.41 | 0.26 | 0.09 | 0.08 | 0 | 0 | 0.03 | -0.36 | -0.09 | 0 |  | 0.39 | 0.34 | 0.23 | 41.91 | 1404.262 | 0.43
D | 4002 | 2021-12-12 | 22 | OFF | 33.92 | 6.41 | 0.26 | 0.09 | 0.09 | 0 | 0 | 0.05 | -0.33 | -0.09 | 0 |  | 0.39 | 0.34 | 0.23 | 41.36 | 1316.025 | 0.44
D | 4002 | 2021-12-12 | 23 | OFF | 30.14 | 6.41 | 0.26 | 0.09 | 0.12 | 0 | 0 | 0.01 | -0.28 | -0.09 | 0 |  | 0.39 | 0.34 | 0.23 | 37.62 | 1201.733 | 0.47
D | 4002 | 2021-12-12 | 24 | OFF | 28.43 | 6.41 | 0.26 | 0.09 | 0.18 | 0 | 0 | 0.02 | -0.29 | -0.09 | 0 |  | 0.39 | 0.34 | 0.23 | 35.97 | 1111.621 | 0.53
D | 4002 | 2021-12-13 | 1 | OFF | 27.36 | 6.41 | 0.21 | 1.22 | 0.16 | 0 | 0 | 0.06 | -0.25 | -0.09 | 0 |  | 0.39 | 0.34 | 0.23 | 36.04 | 1054.131 | 1.59
D | 4002 | 2021-12-13 | 2 | OFF | 25.36 | 6.41 | 0.21 | 1.22 | 0.09 | 0 | 0 | 0.04 | -0.26 | -0.09 | 0 |  | 0.39 | 0.34 | 0.23 | 33.94 | 1030.491 | 1.52
D | 4002 | 2021-12-13 | 3 | OFF | 24.52 | 6.41 | 0.21 | 1.22 | 0.06 | 0 | 0 | 0.03 | -0.23 | -0.09 | 0 |  | 0.39 | 0.34 | 0.23 | 33.09 | 1023.871 | 1.49
D | 4002 | 2021-12-13 | 4 | OFF | 24.44 | 6.41 | 0.21 | 1.22 | 0.06 | 0 | 0 | 0.04 | -0.24 | -0.09 | 0 |  | 0.39 | 0.34 | 0.23 | 33.01 | 1036.488 | 1.49
D | 4002 | 2021-12-13 | 5 | OFF | 24.36 | 6.41 | 0.21 | 1.22 | 0.06 | 0 | 0 | 0.03 | -0.26 | -0.09 | 0 |  | 0.39 | 0.34 | 0.23 | 32.9 | 1069.94 | 1.49
D | 4002 | 2021-12-13 | 6 | OFF | 23.55 | 6.41 | 0.21 | 1.22 | 0.15 | 0 | 0 | 0.03 | -0.22 | -0.09 | 0 |  | 0.39 | 0.34 | 0.23 | 32.22 | 1169.918 | 1.58
D | 4002 | 2021-12-13 | 7 | OFF | 30.14 | 6.41 | 0.21 | 1.22 | 0.36 | 0 | 0 | 0.09 | -0.25 | -0.09 | 0 |  | 0.39 | 0.34 | 0.23 | 39.05 | 1322.108 | 1.79
D | 4002 | 2021-12-13 | 8 | ON | 30.99 | 6.41 | 0.21 | 1.22 | 0.25 | 0.22 | 0 | 0.04 | -0.3 | -0.09 | 0 |  | 0.39 | 0.34 | 0.23 | 39.91 | 1421.621 | 1.9
D | 4002 | 2021-12-13 | 9 | ON | 31.47 | 6.41 | 0.21 | 1.22 | 0.17 | 0.22 | 0 | 0.02 | -0.29 | -0.09 | 0 |  | 0.39 | 0.34 | 0.23 | 40.3 | 1457.092 | 1.82
D | 4002 | 2021-12-13 | 10 | ON | 32.09 | 6.41 | 0.21 | 1.22 | 0.1 | 0.22 | 0 | 0.01 | -0.27 | -0.09 | -0.04 |  | 0.39 | 0.34 | 0.23 | 40.82 | 1463.715 | 1.71
D | 4002 | 2021-12-13 | 11 | ON | 33.91 | 6.41 | 0.21 | 1.22 | 0.06 | 0.23 | 0 | 0.03 | -0.25 | -0.09 | -0.27 |  | 0.39 | 0.34 | 0.23 | 42.42 | 1449.018 | 1.45
D | 4002 | 2021-12-13 | 12 | ON | 33.31 | 6.41 | 0.21 | 1.22 | 0.06 | 0.24 | 0 | 0.04 | -0.21 | -0.09 | -0.12 |  | 0.39 | 0.34 | 0.23 | 42.03 | 1438.125 | 1.61
D | 4002 | 2021-12-13 | 13 | ON | 6.37 | 6.41 | 0.21 | 1.22 | 0.12 | 0.25 | 0 | 0.04 | 0.24 | -0.09 | 0 |  | 0.39 | 0.34 | 0.23 | 15.73 | 1394.401 | 1.8
D | 4002 | 2021-12-13 | 14 | ON | 5.31 | 6.41 | 0.21 | 1.22 | 0.26 | 0.26 | 0 | 0.01 | -0.09 | -0.09 | 0 |  | 0.39 | 0.34 | 0.23 | 14.46 | 1366.692 | 1.95
D | 4002 | 2021-12-13 | 15 | ON | 26.65 | 6.41 | 0.21 | 1.22 | 0.12 | 0.25 | 0 | 0.02 | -0.14 | -0.09 | 0 |  | 0.39 | 0.34 | 0.23 | 35.61 | 1365.374 | 1.8
D | 4002 | 2021-12-13 | 16 | ON | 32.35 | 6.41 | 0.21 | 1.22 | 0.06 | 0.24 | 0 | 0.05 | -0.21 | -0.09 | 0 |  | 0.39 | 0.34 | 0.23 | 41.2 | 1394.713 | 1.73
D | 4002 | 2021-12-13 | 17 | ON | 36.75 | 6.41 | 0.21 | 1.22 | 0.06 | 0.22 | 0 | 0.04 | -0.2 | -0.09 | 0 |  | 0.39 | 0.34 | 0.23 | 45.58 | 1508.461 | 1.71
D | 4002 | 2021-12-13 | 18 | ON | 41.58 | 6.41 | 0.21 | 1.22 | 0.05 | 0.21 | 0 | 0.04 | -0.34 | -0.09 | 0 |  | 0.39 | 0.34 | 0.23 | 50.25 | 1598.731 | 1.69
D | 4002 | 2021-12-13 | 19 | ON | 38.67 | 6.41 | 0.21 | 1.22 | 0.08 | 0.21 | 0 | 0.03 | -0.28 | -0.09 | 0 |  | 0.39 | 0.34 | 0.23 | 47.42 | 1579.645 | 1.72
D | 4002 | 2021-12-13 | 20 | ON | 33.98 | 6.41 | 0.21 | 1.22 | 0.06 | 0.22 | 0 | 0.04 | -0.27 | -0.09 | 0 |  | 0.39 | 0.34 | 0.23 | 42.74 | 1522.556 | 1.71
D | 4002 | 2021-12-13 | 21 | ON | 34.59 | 6.41 | 0.21 | 1.22 | 0.07 | 0.23 | 0 | 0.03 | -0.24 | -0.09 | 0 |  | 0.39 | 0.34 | 0.23 | 43.39 | 1452.232 | 1.73
D | 4002 | 2021-12-13 | 22 | ON | 29.81 | 6.41 | 0.21 | 1.22 | 0.12 | 0.24 | 0 | 0.01 | -0.19 | -0.09 | 0 |  | 0.39 | 0.34 | 0.23 | 38.7 | 1349.291 | 1.79
D | 4002 | 2021-12-13 | 23 | ON | 26.85 | 6.41 | 0.21 | 1.22 | 0.23 | 0.26 | 0 | 0.06 | -0.16 | -0.09 | 0 |  | 0.39 | 0.34 | 0.23 | 35.95 | 1227.389 | 1.92
D | 4002 | 2021-12-13 | 24 | OFF | 23.69 | 6.41 | 0.21 | 1.22 | 0.39 | 0 | 0 | -0.02 | -0.19 | -0.09 | 0 |  | 0.39 | 0.34 | 0.23 | 32.58 | 1122.926 | 1.82
D | 4002 | 2021-12-14 | 1 | OFF | 30.07 | 6.41 | 0.16 | 2.19 | 0.14 | 0 | 0 | 0.05 | -0.24 | -0.09 | 0 |  | 0.39 | 0.34 | 0.23 | 39.65 | 1063.619 | 2.49
D | 4002 | 2021-12-14 | 2 | OFF | 28.23 | 6.41 | 0.16 | 2.19 | 0.19 | 0 | 0 | 0.04 | -0.22 | -0.09 | 0 |  | 0.39 | 0.34 | 0.23 | 37.87 | 1035.378 | 2.54
D | 4002 | 2021-12-14 | 3 | OFF | 28.26 | 6.41 | 0.16 | 2.19 | 0.07 | 0 | 0 | 0.01 | -0.21 | -0.09 | 0 |  | 0.39 | 0.34 | 0.23 | 37.76 | 1023.279 | 2.42
D | 4002 | 2021-12-14 | 4 | OFF | 28.02 | 6.41 | 0.16 | 2.19 | 0.06 | 0 | 0 | 0.05 | -0.22 | -0.09 | 0 |  | 0.39 | 0.34 | 0.23 | 37.54 | 1028.344 | 2.41
D | 4002 | 2021-12-14 | 5 | OFF | 29.69 | 6.41 | 0.16 | 2.19 | 0.07 | 0 | 0 | 0.04 | -0.2 | -0.09 | 0 |  | 0.39 | 0.34 | 0.23 | 39.23 | 1068.037 | 2.42
D | 4002 | 2021-12-14 | 6 | OFF | 29.8 | 6.41 | 0.16 | 2.19 | 0.37 | 0 | 0 | 0.12 | -0.3 | -0.09 | 0 |  | 0.39 | 0.34 | 0.23 | 39.62 | 1171.298 | 2.72
D | 4002 | 2021-12-14 | 7 | OFF | 37.66 | 6.41 | 0.16 | 2.19 | 0.69 | 0 | 0 | 0.05 | -0.15 | -0.09 | 0 |  | 0.39 | 0.34 | 0.23 | 47.88 | 1330.02 | 3.04
D | 4002 | 2021-12-14 | 8 | ON | 48.02 | 6.41 | 0.16 | 2.19 | 0.32 | 0.24 | 0 | 0.07 | -0.4 | -0.09 | 0 |  | 0.39 | 0.34 | 0.23 | 57.88 | 1415.932 | 2.91
D | 4002 | 2021-12-14 | 9 | ON | 40.72 | 6.41 | 0.16 | 2.19 | 0.12 | 0.23 | 0 | 0.04 | -0.26 | -0.09 | 0 |  | 0.39 | 0.34 | 0.23 | 50.48 | 1419.583 | 2.7
D | 4002 | 2021-12-14 | 10 | ON | 29.48 | 6.41 | 0.16 | 2.19 | 0.21 | 0.25 | 0 | 0 | -0.21 | -0.09 | 0 |  | 0.39 | 0.34 | 0.23 | 39.36 | 1393.101 | 2.81
D | 4002 | 2021-12-14 | 11 | ON | 33.17 | 6.41 | 0.16 | 2.19 | 0.14 | 0.26 | 0 | 0.04 | -0.29 | -0.09 | 0 |  | 0.39 | 0.34 | 0.23 | 42.95 | 1375.995 | 2.75
D | 4002 | 2021-12-14 | 12 | ON | 23.8 | 6.41 | 0.16 | 2.19 | 0.12 | 0.26 | 0 | 0.07 | -0.2 | -0.09 | -0.01 |  | 0.39 | 0.34 | 0.23 | 33.67 | 1356.881 | 2.72
D | 4002 | 2021-12-14 | 13 | ON | 19.77 | 6.41 | 0.16 | 2.19 | 0.13 | 0.27 | 0 | 0.04 | -0.25 | -0.09 | -0.01 |  | 0.39 | 0.34 | 0.23 | 29.58 | 1343.044 | 2.74
D | 4002 | 2021-12-14 | 14 | ON | 20.67 | 6.41 | 0.16 | 2.19 | 0.39 | 0.27 | 0 | 0.06 | -0.13 | -0.09 | 0 |  | 0.39 | 0.34 | 0.23 | 30.89 | 1352.461 | 3.01
D | 4002 | 2021-12-14 | 15 | ON | 36.03 | 6.41 | 0.16 | 2.19 | 0.13 | 0.26 | 0 | 0.26 | -0.24 | -0.09 | 0 |  | 0.39 | 0.34 | 0.23 | 46.07 | 1361.719 | 2.74
D | 4002 | 2021-12-14 | 16 | ON | 38.8 | 6.41 | 0.16 | 2.19 | 0.09 | 0.25 | 0 | 0.05 | -0.25 | -0.09 | 0 |  | 0.39 | 0.34 | 0.23 | 48.57 | 1404.461 | 2.69
D | 4002 | 2021-12-14 | 17 | ON | 43.42 | 6.41 | 0.16 | 2.19 | 0.09 | 0.23 | 0 | 0.01 | -0.27 | -0.09 | 0 |  | 0.39 | 0.34 | 0.23 | 53.11 | 1524.626 | 2.67
D | 4002 | 2021-12-14 | 18 | ON | 52.95 | 6.41 | 0.16 | 2.19 | 0.07 | 0.21 | 0 | 0.04 | -0.4 | -0.09 | 0 |  | 0.39 | 0.34 | 0.23 | 62.5 | 1620.992 | 2.63
D | 4002 | 2021-12-14 | 19 | ON | 51.46 | 6.41 | 0.16 | 2.19 | 0.05 | 0.21 | 0 | 0.11 | -0.36 | -0.09 | 0 |  | 0.39 | 0.34 | 0.23 | 61.1 | 1610.708 | 2.61
D | 4002 | 2021-12-14 | 20 | ON | 50.06 | 6.41 | 0.16 | 2.19 | 0.07 | 0.23 | 0 | 0.08 | -0.32 | -0.09 | 0 |  | 0.39 | 0.34 | 0.23 | 59.75 | 1568.924 | 2.65
D | 4002 | 2021-12-14 | 21 | ON | 49.86 | 6.41 | 0.16 | 2.19 | 0.07 | 0.24 | 0 | 0.1 | -0.29 | -0.09 | 0 |  | 0.39 | 0.34 | 0.23 | 59.61 | 1510.906 | 2.66
D | 4002 | 2021-12-14 | 22 | ON | 46.28 | 6.41 | 0.16 | 2.19 | 0.06 | 0.25 | 0 | 0.11 | -0.25 | -0.09 | 0 |  | 0.39 | 0.34 | 0.23 | 56.08 | 1410.852 | 2.66
D | 4002 | 2021-12-14 | 23 | ON | 41.06 | 6.41 | 0.16 | 2.19 | 0.23 | 0.28 | 0 | 0.03 | -0.27 | -0.09 | 0 |  | 0.39 | 0.34 | 0.23 | 50.96 | 1288.092 | 2.86
D | 4002 | 2021-12-14 | 24 | OFF | 37.52 | 6.41 | 0.16 | 2.19 | 0.27 | 0 | 0 | 0.05 | -0.1 | -0.09 | 0 |  | 0.39 | 0.34 | 0.23 | 47.37 | 1197.537 | 2.62
D | 4002 | 2021-12-15 | 1 | OFF | 34.96 | 6.41 | 0.08 | 1.47 | 0.19 | 0 | 0 | 0.01 | -2.2 | -0.09 | 0 |  | 0.39 | 0.34 | 0.23 | 41.79 | 1142.243 | 1.74
D | 4002 | 2021-12-15 | 2 | OFF | 33.79 | 6.41 | 0.08 | 1.47 | 0.08 | 0 | 0 | 0 | -0.12 | -0.09 | 0 |  | 0.39 | 0.34 | 0.23 | 42.58 | 1116.992 | 1.63
D | 4002 | 2021-12-15 | 3 | OFF | 37.81 | 6.41 | 0.08 | 1.47 | 0.07 | 0 | 0 | 0.08 | -0.11 | -0.09 | 0 |  | 0.39 | 0.34 | 0.23 | 46.68 | 1106.389 | 1.62
D | 4002 | 2021-12-15 | 4 | OFF | 39.22 | 6.41 | 0.08 | 1.47 | 0.08 | 0 | 0 | 0.09 | -2.31 | -0.09 | 0 |  | 0.39 | 0.34 | 0.23 | 45.91 | 1110.209 | 1.63
D | 4002 | 2021-12-15 | 5 | OFF | 51.15 | 6.41 | 0.08 | 1.47 | 0.12 | 0 | 0 | 0.1 | -2.87 | -0.09 | 0 |  | 0.39 | 0.34 | 0.23 | 57.33 | 1151.715 | 1.67
D | 4002 | 2021-12-15 | 6 | OFF | 50.67 | 6.41 | 0.08 | 1.47 | 0.15 | 0 | 0 | 0.08 | -0.19 | -0.09 | 0 |  | 0.39 | 0.34 | 0.23 | 59.54 | 1255.482 | 1.7
D | 4002 | 2021-12-15 | 7 | OFF | 51.4 | 6.41 | 0.08 | 1.47 | 0.28 | 0 | 0.01 | 0.09 | -0.15 | -0.09 | 0 |  | 0.39 | 0.34 | 0.23 | 60.46 | 1416.256 | 1.84
D | 4002 | 2021-12-15 | 8 | ON | 53.34 | 6.41 | 0.08 | 1.47 | 0.3 | 0.24 | 0 | 0.05 | -0.26 | -0.09 | 0 |  | 0.39 | 0.34 | 0.23 | 62.5 | 1501.909 | 2.09
D | 4002 | 2021-12-15 | 9 | ON | 52.42 | 6.41 | 0.08 | 1.47 | 0.14 | 0.24 | 0 | 0.01 | -0.28 | -0.09 | 0 |  | 0.39 | 0.34 | 0.23 | 61.36 | 1521.785 | 1.93
D | 4002 | 2021-12-15 | 10 | ON | 38.9 | 6.41 | 0.08 | 1.47 | 0.12 | 0.25 | 0 | 0.05 | -0.26 | -0.09 | 0 |  | 0.39 | 0.34 | 0.23 | 47.89 | 1506.217 | 1.92
D | 4002 | 2021-12-15 | 11 | ON | 31.49 | 6.41 | 0.08 | 1.47 | 0.06 | 0.25 | 0 | 0.04 | -0.27 | -0.09 | 0 |  | 0.39 | 0.34 | 0.23 | 40.4 | 1463.184 | 1.86
D | 4002 | 2021-12-15 | 12 | ON | 30.79 | 6.41 | 0.08 | 1.47 | 0.04 | 0.26 | 0 | 0.01 | -0.27 | -0.09 | 0 |  | 0.39 | 0.34 | 0.23 | 39.66 | 1422.646 | 1.85
D | 4002 | 2021-12-15 | 13 | ON | 31.01 | 6.41 | 0.08 | 1.47 | 0.04 | 0.26 | 0 | 0.04 | -0.26 | -0.09 | 0 |  | 0.39 | 0.34 | 0.23 | 39.92 | 1405.862 | 1.85
D | 4002 | 2021-12-15 | 14 | ON | 32.22 | 6.41 | 0.08 | 1.47 | 0.04 | 0.26 | 0 | 0.09 | -0.27 | -0.09 | 0 |  | 0.39 | 0.34 | 0.23 | 41.17 | 1419.851 | 1.85
D | 4002 | 2021-12-15 | 15 | ON | 32.67 | 6.41 | 0.08 | 1.47 | 0.06 | 0.26 | 0 | 0.07 | -0.28 | -0.09 | 0 |  | 0.39 | 0.34 | 0.23 | 41.61 | 1425.821 | 1.87
D | 4002 | 2021-12-15 | 16 | ON | 35.3 | 6.41 | 0.08 | 1.47 | 0.05 | 0.25 | 0 | 0.06 | -0.29 | -0.09 | 0 |  | 0.39 | 0.34 | 0.23 | 44.2 | 1462.911 | 1.85
D | 4002 | 2021-12-15 | 17 | ON | 40.42 | 6.41 | 0.08 | 1.47 | 0.05 | 0.23 | 0 | 0.06 | -0.25 | -0.09 | 0 |  | 0.39 | 0.34 | 0.23 | 49.34 | 1568.234 | 1.83
D | 4002 | 2021-12-15 | 18 | ON | 49.54 | 6.41 | 0.08 | 1.47 | 0.17 | 0.22 | 0 | 0.06 | -0.41 | -0.09 | 0 |  | 0.39 | 0.34 | 0.23 | 58.41 | 1632.948 | 1.94
D | 4002 | 2021-12-15 | 19 | ON | 39.05 | 6.41 | 0.08 | 1.47 | 0.1 | 0.23 | 0 | 0.02 | -0.15 | -0.09 | 0 |  | 0.39 | 0.34 | 0.23 | 48.08 | 1612.269 | 1.88
D | 4002 | 2021-12-15 | 20 | ON | 33.92 | 6.41 | 0.08 | 1.47 | 0.05 | 0.23 | 0 | 0.1 | 0.1 | -0.09 | 0 |  | 0.39 | 0.34 | 0.23 | 43.23 | 1561.122 | 1.83
D | 4002 | 2021-12-15 | 21 | ON | 33.41 | 6.41 | 0.08 | 1.47 | 0.06 | 0.23 | 0 | 0.06 | -1.39 | -0.09 | 0 |  | 0.39 | 0.34 | 0.23 | 41.2 | 1489.913 | 1.84
D | 4002 | 2021-12-15 | 22 | ON | 32.9 | 6.41 | 0.08 | 1.47 | 0.05 | 0.25 | 0 | 0.04 | -0.87 | -0.09 | 0 |  | 0.39 | 0.34 | 0.23 | 41.2 | 1383.246 | 1.85
D | 4002 | 2021-12-15 | 23 | ON | 29.78 | 6.41 | 0.08 | 1.47 | 0.09 | 0.27 | 0 | 0.05 | -0.99 | -0.09 | 0 |  | 0.39 | 0.34 | 0.23 | 38.03 | 1254.606 | 1.91
D | 4002 | 2021-12-15 | 24 | OFF | 30.73 | 6.41 | 0.08 | 1.47 | 0.15 | 0 | 0 | -0.01 | -1.01 | -0.09 | 0 |  | 0.39 | 0.34 | 0.23 | 38.69 | 1151.4 | 1.7
D | 4002 | 2021-12-16 | 1 | OFF | 35.49 | 6.41 | 0.17 | 1.15 | 0.13 | 0 | 0 | 0.03 | -0.36 | -0.09 | 0 |  | 0.39 | 0.34 | 0.23 | 43.89 | 1073.932 | 1.45
D | 4002 | 2021-12-16 | 2 | OFF | 32.49 | 6.41 | 0.17 | 1.15 | 0.09 | 0 | 0 | 0.01 | -0.32 | -0.09 | 0 |  | 0.39 | 0.34 | 0.23 | 40.87 | 1036.99 | 1.41
D | 4002 | 2021-12-16 | 3 | OFF | 31.75 | 6.41 | 0.17 | 1.15 | 0.06 | 0 | 0 | 0.04 | -0.25 | -0.09 | 0 |  | 0.39 | 0.34 | 0.23 | 40.2 | 1018.925 | 1.38
D | 4002 | 2021-12-16 | 4 | OFF | 32.24 | 6.41 | 0.17 | 1.15 | 0.05 | 0 | 0 | 0.05 | -0.3 | -0.09 | 0 |  | 0.39 | 0.34 | 0.23 | 40.64 | 1019.188 | 1.37
D | 4002 | 2021-12-16 | 5 | OFF | 31.78 | 6.41 | 0.17 | 1.15 | 0.05 | 0 | 0 | 0.06 | -0.38 | -0.09 | 0 |  | 0.39 | 0.34 | 0.23 | 40.11 | 1050.575 | 1.37
D | 4002 | 2021-12-16 | 6 | OFF | 32.98 | 6.41 | 0.17 | 1.15 | 0.12 | 0 | 0 | 0.1 | -0.78 | -0.09 | 0 |  | 0.39 | 0.34 | 0.23 | 41.02 | 1147.279 | 1.44
D | 4002 | 2021-12-16 | 7 | OFF | 38.37 | 6.41 | 0.17 | 1.15 | 0.3 | 0 | 0 | 0.13 | -0.41 | -0.09 | 0 |  | 0.39 | 0.34 | 0.23 | 46.99 | 1294.867 | 1.62
D | 4002 | 2021-12-16 | 8 | ON | 43.08 | 6.41 | 0.17 | 1.15 | 0.23 | 0.27 | 0 | 0.02 | -0.62 | -0.09 | 0 |  | 0.39 | 0.34 | 0.23 | 51.58 | 1395.405 | 1.82
D | 4002 | 2021-12-16 | 9 | ON | 47.02 | 6.41 | 0.17 | 1.15 | 0.18 | 0.26 | 0 | 0.02 | -0.79 | -0.09 | 0 |  | 0.39 | 0.34 | 0.23 | 55.29 | 1429.376 | 1.76
D | 4002 | 2021-12-16 | 10 | ON | 45.81 | 6.41 | 0.17 | 1.15 | 0.91 | 0.26 | 0 | 0.08 | -0.34 | -0.09 | 0 |  | 0.39 | 0.34 | 0.23 | 55.32 | 1440.416 | 2.49
D | 4002 | 2021-12-16 | 11 | ON | 46.87 | 6.41 | 0.17 | 1.15 | 0.08 | 0.26 | 0.02 | 0.01 | -0.36 | -0.09 | 0 |  | 0.39 | 0.34 | 0.23 | 55.48 | 1449.306 | 1.68
D | 4002 | 2021-12-16 | 12 | ON | 43.68 | 6.41 | 0.17 | 1.15 | 0.67 | 0.27 | 0 | 0.08 | -0.29 | -0.09 | 0 |  | 0.39 | 0.34 | 0.23 | 53.01 | 1440.843 | 2.26
D | 4002 | 2021-12-16 | 13 | ON | 34.51 | 6.41 | 0.17 | 1.15 | 0.2 | 0.27 | 0 | 0.13 | -0.24 | -0.09 | 0 |  | 0.39 | 0.34 | 0.23 | 43.47 | 1412.567 | 1.79
D | 4002 | 2021-12-16 | 14 | ON | 34.37 | 6.41 | 0.17 | 1.15 | 0.1 | 0.28 | 0 | 0.07 | -0.25 | -0.09 | 0 |  | 0.39 | 0.34 | 0.23 | 43.17 | 1392.802 | 1.7
D | 4002 | 2021-12-16 | 15 | ON | 35.28 | 6.41 | 0.17 | 1.15 | 0.1 | 0.28 | 0 | 0.05 | -1.32 | -0.09 | 0 |  | 0.39 | 0.34 | 0.23 | 42.99 | 1378.683 | 1.7
D | 4002 | 2021-12-16 | 16 | ON | 46.64 | 6.41 | 0.17 | 1.15 | 0.11 | 0.27 | 0 | 0.1 | -1.74 | -0.09 | 0 |  | 0.39 | 0.34 | 0.23 | 53.98 | 1396.646 | 1.7
D | 4002 | 2021-12-16 | 17 | ON | 53.63 | 6.41 | 0.17 | 1.15 | 0.1 | 0.25 | 0.17 | 0.06 | -1.68 | -0.09 | 0 |  | 0.39 | 0.34 | 0.23 | 61.13 | 1495.536 | 1.84
D | 4002 | 2021-12-16 | 18 | ON | 73.6 | 6.41 | 0.17 | 1.15 | 1.03 | 0.24 | 0.4 | 0.16 | -2.8 | -0.09 | 0 |  | 0.39 | 0.34 | 0.23 | 81.23 | 1562.322 | 2.99
D | 4002 | 2021-12-16 | 19 | ON | 47.54 | 6.41 | 0.17 | 1.15 | 0.14 | 0.21 | 0 | 0.06 | -0.46 | -0.09 | 0 |  | 0.39 | 0.34 | 0.23 | 56.09 | 1538.71 | 1.67
D | 4002 | 2021-12-16 | 20 | ON | 39.04 | 6.41 | 0.17 | 1.15 | 0.08 | 0.22 | 0 | 0.02 | -0.3 | -0.09 | 0 |  | 0.39 | 0.34 | 0.23 | 47.66 | 1486.314 | 1.62
D | 4002 | 2021-12-16 | 21 | ON | 43.1 | 6.41 | 0.17 | 1.15 | 0.08 | 0.22 | 0 | 0.02 | -0.05 | -0.09 | 0 |  | 0.39 | 0.34 | 0.23 | 51.97 | 1424.133 | 1.62
D | 4002 | 2021-12-16 | 22 | ON | 38.8 | 6.41 | 0.17 | 1.15 | 0.09 | 0.22 | 0 | 0.04 | 0.41 | -0.09 | 0 |  | 0.39 | 0.34 | 0.23 | 48.16 | 1327.361 | 1.63
D | 4002 | 2021-12-16 | 23 | ON | 32.6 | 6.41 | 0.17 | 1.15 | 0.15 | 0.28 | 0 | 0.04 | 0.37 | -0.09 | 0 |  | 0.39 | 0.34 | 0.23 | 42.04 | 1203.92 | 1.75
D | 4002 | 2021-12-16 | 24 | OFF | 28.75 | 6.41 | 0.17 | 1.15 | 0.24 | 0 | 0 | 0.01 | 0.07 | -0.09 | 0 |  | 0.39 | 0.34 | 0.23 | 37.67 | 1098.941 | 1.56
D | 4002 | 2021-12-17 | 1 | OFF | 33.52 | 6.41 | 0.68 | 1.64 | 0.14 | 0 | 0 | 0.08 | -0.21 | -0.09 | 0 |  | 0.39 | 0.34 | 0.23 | 43.13 | 1033.911 | 2.46
D | 4002 | 2021-12-17 | 2 | OFF | 30.26 | 6.41 | 0.68 | 1.64 | 0.07 | 0 | 0 | 0.02 | -0.22 | -0.09 | 0 |  | 0.39 | 0.34 | 0.23 | 39.73 | 994.619 | 2.39
D | 4002 | 2021-12-17 | 3 | OFF | 29.61 | 6.41 | 0.68 | 1.64 | 0.05 | 0 | 0 | 0.05 | -0.25 | -0.09 | 0 |  | 0.39 | 0.34 | 0.23 | 39.06 | 973.616 | 2.37
D | 4002 | 2021-12-17 | 4 | OFF | 30.43 | 6.41 | 0.68 | 1.64 | 0.06 | 0 | 0 | 0 | -0.22 | -0.09 | 0 |  | 0.39 | 0.34 | 0.23 | 39.87 | 975.913 | 2.38
D | 4002 | 2021-12-17 | 5 | OFF | 35.02 | 6.41 | 0.68 | 1.64 | 0.07 | 0 | 0 | 0.02 | -0.19 | -0.09 | 0 |  | 0.39 | 0.34 | 0.23 | 44.52 | 1002.747 | 2.39
D | 4002 | 2021-12-17 | 6 | OFF | 55.16 | 6.41 | 0.68 | 1.64 | 0.37 | 0 | 0 | 0.07 | 0.25 | -0.09 | 0 |  | 0.39 | 0.34 | 0.23 | 65.45 | 1092.692 | 2.69
D | 4002 | 2021-12-17 | 7 | OFF | 48.47 | 6.41 | 0.68 | 1.64 | 0.4 | 0 | 0 | 0.03 | 0 | -0.09 | 0 |  | 0.39 | 0.34 | 0.23 | 58.5 | 1237.166 | 2.72
D | 4002 | 2021-12-17 | 8 | ON | 49.57 | 6.41 | 0.68 | 1.64 | 0.67 | 0.28 | 0 | 0.09 | -0.48 | -0.09 | 0 |  | 0.39 | 0.34 | 0.23 | 59.73 | 1327.919 | 3.27
D | 4002 | 2021-12-17 | 9 | ON | 54.41 | 6.41 | 0.68 | 1.64 | 1.16 | 0.28 | 0.01 | 0.12 | -0.4 | -0.09 | 0 |  | 0.39 | 0.34 | 0.23 | 65.18 | 1350.406 | 3.77
D | 4002 | 2021-12-17 | 10 | ON | 30.57 | 6.41 | 0.68 | 1.64 | 0.18 | 0.29 | 0 | 0.06 | -0.26 | -0.09 | 0 |  | 0.39 | 0.34 | 0.23 | 40.44 | 1334.661 | 2.79
D | 4002 | 2021-12-17 | 11 | ON | 33.16 | 6.41 | 0.68 | 1.64 | 0.11 | 0.3 | 0 | 0.13 | -0.29 | -0.09 | 0 |  | 0.39 | 0.34 | 0.23 | 43.01 | 1318.677 | 2.73
D | 4002 | 2021-12-17 | 12 | ON | 30.5 | 6.41 | 0.68 | 1.64 | 0.12 | 0.3 | 0 | 0.05 | -0.29 | -0.09 | 0 |  | 0.39 | 0.34 | 0.23 | 40.28 | 1302.031 | 2.74
D | 4002 | 2021-12-17 | 13 | ON | 28.32 | 6.41 | 0.68 | 1.64 | 0.14 | 0.3 | 0 | 0.01 | -0.25 | -0.09 | 0 |  | 0.39 | 0.34 | 0.23 | 38.12 | 1283.255 | 2.76
D | 4002 | 2021-12-17 | 14 | ON | 31.28 | 6.41 | 0.68 | 1.64 | 0.1 | 0.3 | 0 | 0.04 | -0.27 | -0.09 | 0 |  | 0.39 | 0.34 | 0.23 | 41.05 | 1284.179 | 2.72
D | 4002 | 2021-12-17 | 15 | ON | 31.94 | 6.41 | 0.68 | 1.64 | 0.12 | 0.29 | 0 | 0.05 | -0.32 | -0.09 | 0 |  | 0.39 | 0.34 | 0.23 | 41.68 | 1296.753 | 2.73
D | 4002 | 2021-12-17 | 16 | ON | 44.41 | 6.41 | 0.68 | 1.64 | 0.13 | 0.28 | 0 | 0.13 | -0.24 | -0.09 | 0 |  | 0.39 | 0.34 | 0.23 | 54.31 | 1332.712 | 2.73
D | 4002 | 2021-12-17 | 17 | ON | 55.44 | 6.41 | 0.68 | 1.64 | 0.14 | 0.26 | 0 | 0.32 | -0.23 | -0.09 | 0 |  | 0.39 | 0.34 | 0.23 | 65.53 | 1447.894 | 2.72
D | 4002 | 2021-12-17 | 18 | ON | 75.13 | 6.41 | 0.68 | 1.64 | 0.26 | 0.24 | 0 | 0.15 | -0.62 | -0.09 | 0 |  | 0.39 | 0.34 | 0.23 | 84.76 | 1514.122 | 2.82
D | 4002 | 2021-12-17 | 19 | ON | 59.86 | 6.41 | 0.68 | 1.64 | 0.25 | 0.25 | 0 | 0.11 | -0.5 | -0.09 | 0 |  | 0.39 | 0.34 | 0.23 | 69.57 | 1492.666 | 2.82
D | 4002 | 2021-12-17 | 20 | ON | 51.83 | 6.41 | 0.68 | 1.64 | 0.14 | 0.25 | 0.12 | 0.02 | -0.46 | -0.09 | 0 |  | 0.39 | 0.34 | 0.23 | 61.5 | 1451.994 | 2.83
D | 4002 | 2021-12-17 | 21 | ON | 57.09 | 6.41 | 0.68 | 1.64 | 0.17 | 0.26 | 0.08 | 0.09 | -0.5 | -0.09 | 0 |  | 0.39 | 0.34 | 0.23 | 66.79 | 1397.517 | 2.83
D | 4002 | 2021-12-17 | 22 | ON | 51.86 | 6.41 | 0.68 | 1.64 | 0.11 | 0.28 | 0.03 | 0.08 | -0.42 | -0.09 | 0 |  | 0.39 | 0.34 | 0.23 | 61.54 | 1323.015 | 2.74
D | 4002 | 2021-12-17 | 23 | ON | 41.72 | 6.41 | 0.68 | 1.64 | 0.19 | 0.29 | 0.07 | 0.02 | -0.26 | -0.09 | 0 |  | 0.39 | 0.34 | 0.23 | 51.63 | 1225.955 | 2.87
D | 4002 | 2021-12-17 | 24 | OFF | 37.16 | 6.41 | 0.68 | 1.64 | 0.25 | 0 | 0 | 0.04 | -0.36 | -0.09 | 0 |  | 0.39 | 0.34 | 0.23 | 46.69 | 1134.627 | 2.57
D | 4002 | 2021-12-18 | 1 | OFF | 35.21 | 6.41 | 0.37 | 1.43 | 0.11 | 0 | 0 | 0.02 | -0.34 | -0.09 | 0 |  | 0.39 | 0.34 | 0.23 | 44.08 | 1070.011 | 1.91
D | 4002 | 2021-12-18 | 2 | OFF | 32 | 6.41 | 0.37 | 1.43 | 0.08 | 0 | 0 | 0.01 | -0.29 | -0.09 | 0 |  | 0.39 | 0.34 | 0.23 | 40.88 | 1035.051 | 1.88
D | 4002 | 2021-12-18 | 3 | OFF | 32.19 | 6.41 | 0.37 | 1.43 | 0.11 | 0 | 0 | 0.01 | -0.24 | -0.09 | 0 |  | 0.39 | 0.34 | 0.23 | 41.15 | 1017.328 | 1.91
D | 4002 | 2021-12-18 | 4 | OFF | 29.98 | 6.41 | 0.37 | 1.43 | 0.21 | 0 | 0 | 0.01 | -0.24 | -0.09 | 0 |  | 0.39 | 0.34 | 0.23 | 39.04 | 1015.755 | 2.01
D | 4002 | 2021-12-18 | 5 | OFF | 26.99 | 6.41 | 0.37 | 1.43 | 0.24 | 0 | 0 | 0 | -0.28 | -0.09 | 0 |  | 0.39 | 0.34 | 0.23 | 36.03 | 1032.914 | 2.04
D | 4002 | 2021-12-18 | 6 | OFF | 18.74 | 6.41 | 0.37 | 1.43 | 0.3 | 0 | 0 | 0.03 | -0.2 | -0.09 | 0 |  | 0.39 | 0.34 | 0.23 | 27.95 | 1083.238 | 2.1
D | 4002 | 2021-12-18 | 7 | OFF | 27.01 | 6.41 | 0.37 | 1.43 | 0.36 | 0 | 0 | 0.02 | -0.39 | -0.09 | 0 |  | 0.39 | 0.34 | 0.23 | 36.08 | 1154.95 | 2.16
D | 4002 | 2021-12-18 | 8 | OFF | 29.41 | 6.41 | 0.37 | 1.43 | 0.16 | 0 | 0 | 0.02 | -0.27 | -0.09 | 0 |  | 0.39 | 0.34 | 0.23 | 38.4 | 1250.292 | 1.96
D | 4002 | 2021-12-18 | 9 | OFF | 31.17 | 6.41 | 0.37 | 1.43 | 0.13 | 0 | 0 | 0.03 | -0.3 | -0.09 | 0 |  | 0.39 | 0.34 | 0.23 | 40.11 | 1339.647 | 1.93
D | 4002 | 2021-12-18 | 10 | OFF | 29.3 | 6.41 | 0.37 | 1.43 | 0.08 | 0 | 0 | 0.09 | -0.41 | -0.09 | 0 |  | 0.39 | 0.34 | 0.23 | 38.14 | 1391.279 | 1.88
D | 4002 | 2021-12-18 | 11 | OFF | 93.88 | 6.41 | 0.37 | 1.43 | 0.15 | 0 | 0 | 0.22 | -0.88 | -0.09 | 0 |  | 0.39 | 0.34 | 0.23 | 102.45 | 1421.145 | 1.95
D | 4002 | 2021-12-18 | 12 | OFF | 85.05 | 6.41 | 0.37 | 1.43 | 0.19 | 0 | 0 | 0.18 | -0.95 | -0.09 | 0 |  | 0.39 | 0.34 | 0.23 | 93.55 | 1441.365 | 1.99
D | 4002 | 2021-12-18 | 13 | OFF | 95.5 | 6.41 | 0.37 | 1.43 | 0.23 | 0 | 0 | 0.17 | -0.93 | -0.09 | 0 |  | 0.39 | 0.34 | 0.23 | 104.05 | 1457.932 | 2.03
D | 4002 | 2021-12-18 | 14 | OFF | 101.6 | 6.41 | 0.37 | 1.43 | 0.14 | 0 | 0 | 0.16 | -0.88 | -0.09 | 0 |  | 0.39 | 0.34 | 0.23 | 110.1 | 1475.071 | 1.94
D | 4002 | 2021-12-18 | 15 | OFF | 100.23 | 6.41 | 0.37 | 1.43 | 0.17 | 0 | 0 | 0.21 | -0.81 | -0.09 | 0 |  | 0.39 | 0.34 | 0.23 | 108.88 | 1486.344 | 1.97
D | 4002 | 2021-12-18 | 16 | OFF | 83.21 | 6.41 | 0.37 | 1.43 | 0.11 | 0 | 0 | 0.17 | -0.62 | -0.09 | 0 |  | 0.39 | 0.34 | 0.23 | 91.95 | 1514.431 | 1.91
D | 4002 | 2021-12-18 | 17 | OFF | 83.59 | 6.41 | 0.37 | 1.43 | 0.18 | 0 | 0 | 0.12 | -0.81 | -0.09 | 0 |  | 0.39 | 0.34 | 0.23 | 92.16 | 1589.963 | 1.98
D | 4002 | 2021-12-18 | 18 | OFF | 84.25 | 6.41 | 0.37 | 1.43 | 0.11 | 0 | 0 | 0.22 | -0.93 | -0.09 | 0 |  | 0.39 | 0.34 | 0.23 | 92.73 | 1624.605 | 1.91
D | 4002 | 2021-12-18 | 19 | OFF | 71.08 | 6.41 | 0.37 | 1.43 | 0.06 | 0 | 0 | 0.06 | -0.78 | -0.09 | 0 |  | 0.39 | 0.34 | 0.23 | 79.5 | 1588.845 | 1.86
D | 4002 | 2021-12-18 | 20 | OFF | 64.91 | 6.41 | 0.37 | 1.43 | 0.2 | 0 | 0 | 0.04 | -0.65 | -0.09 | 0 |  | 0.39 | 0.34 | 0.23 | 73.58 | 1526.846 | 2
D | 4002 | 2021-12-18 | 21 | OFF | 61.85 | 6.41 | 0.37 | 1.43 | 0.16 | 0 | 0 | 0.02 | -0.65 | -0.09 | 0 |  | 0.39 | 0.34 | 0.23 | 70.46 | 1465.073 | 1.96
D | 4002 | 2021-12-18 | 22 | OFF | 52.18 | 6.41 | 0.37 | 1.43 | 0.32 | 0 | 0 | 0.04 | -0.43 | -0.09 | 0 |  | 0.39 | 0.34 | 0.23 | 61.19 | 1378.146 | 2.12
D | 4002 | 2021-12-18 | 23 | OFF | 30.29 | 6.41 | 0.37 | 1.43 | 0.84 | 0 | 0 | 0 | -0.2 | -0.09 | 0 |  | 0.39 | 0.34 | 0.23 | 40.01 | 1274.898 | 2.64
D | 4002 | 2021-12-18 | 24 | OFF | 24.86 | 6.41 | 0.37 | 1.43 | 0.81 | 0 | 0 | 0 | -0.35 | -0.09 | 0 |  | 0.39 | 0.34 | 0.23 | 34.4 | 1184.633 | 2.61
D | 4002 | 2021-12-19 | 1 | OFF | 53.16 | 6.41 | 0.6 | 0.33 | 0.35 | 0 | 0 | -0.48 | 0.64 | -0.09 | 0 |  | 0.39 | 0.34 | 0.23 | 61.88 | 1118.39 | 1.28
D | 4002 | 2021-12-19 | 2 | OFF | 42.41 | 6.41 | 0.6 | 0.33 | 0.11 | 0 | 0 | -0.28 | 0.43 | -0.09 | 0 |  | 0.39 | 0.34 | 0.23 | 50.88 | 1092.434 | 1.04
D | 4002 | 2021-12-19 | 3 | OFF | 34.03 | 6.41 | 0.6 | 0.33 | 0.11 | 0 | 0 | -0.23 | 0.15 | -0.09 | 0 |  | 0.39 | 0.34 | 0.23 | 42.27 | 1071.425 | 1.04
D | 4002 | 2021-12-19 | 4 | OFF | 39.28 | 6.41 | 0.6 | 0.33 | 0.05 | 0 | 0 | -0.33 | 0.46 | -0.09 | 0 |  | 0.39 | 0.34 | 0.23 | 47.67 | 1069.852 | 0.98
D | 4002 | 2021-12-19 | 5 | OFF | 25.85 | 6.41 | 0.6 | 0.33 | 0.39 | 0 | 0 | -0.17 | 0.02 | -0.09 | 0 |  | 0.39 | 0.34 | 0.23 | 34.3 | 1084.77 | 1.32
D | 4002 | 2021-12-19 | 6 | OFF | 43.37 | 6.41 | 0.6 | 0.33 | 0.16 | 0 | 0 | -0.3 | 0.1 | -0.09 | 0 |  | 0.39 | 0.34 | 0.23 | 51.54 | 1116.675 | 1.09
D | 4002 | 2021-12-19 | 7 | OFF | 39.34 | 6.41 | 0.6 | 0.33 | 0.11 | 0 | 0 | -0.25 | 0.24 | -0.09 | 0 |  | 0.39 | 0.34 | 0.23 | 47.65 | 1168.656 | 1.04
D | 4002 | 2021-12-19 | 8 | OFF | 31.74 | 6.41 | 0.6 | 0.33 | 0.51 | 0 | 0 | -0.39 | 0.31 | -0.09 | 0 |  | 0.39 | 0.34 | 0.23 | 40.38 | 1232.852 | 1.44
D | 4002 | 2021-12-19 | 9 | OFF | 75.95 | 6.41 | 0.6 | 0.33 | 0.4 | 0 | 0 | -1.19 | 2.41 | -0.09 | 0 |  | 0.39 | 0.34 | 0.23 | 85.78 | 1321.34 | 1.33
D | 4002 | 2021-12-19 | 10 | OFF | 69.99 | 6.41 | 0.6 | 0.33 | 0.22 | 0 | 0 | -0.28 | 0.1 | -0.09 | 0 |  | 0.39 | 0.34 | 0.23 | 78.24 | 1384.866 | 1.15
D | 4002 | 2021-12-19 | 11 | OFF | 134.92 | 6.41 | 0.6 | 0.33 | 0.46 | 0 | 0 | -1.05 | 1.65 | -0.09 | 0 |  | 0.39 | 0.34 | 0.23 | 144.19 | 1423.003 | 1.39
D | 4002 | 2021-12-19 | 12 | OFF | 142.08 | 6.41 | 0.6 | 0.33 | 0.4 | 0 | 0 | -0.48 | 0.68 | -0.09 | 0 |  | 0.39 | 0.34 | 0.23 | 150.89 | 1445.218 | 1.33
D | 4002 | 2021-12-19 | 13 | OFF | 108.29 | 6.41 | 0.6 | 0.33 | 0.33 | 0 | 0 | 0.09 | -0.27 | -0.09 | 0 |  | 0.39 | 0.34 | 0.23 | 116.65 | 1447.695 | 1.26
D | 4002 | 2021-12-19 | 14 | OFF | 69.45 | 6.41 | 0.6 | 0.33 | 0.12 | 0 | 0 | -0.2 | -0.36 | -0.09 | 0 |  | 0.39 | 0.34 | 0.23 | 77.22 | 1438.545 | 1.05
D | 4002 | 2021-12-19 | 15 | OFF | 83.12 | 6.41 | 0.6 | 0.33 | 0.45 | 0 | 0 | -0.24 | -0.11 | -0.09 | 0 |  | 0.39 | 0.34 | 0.23 | 91.43 | 1431.447 | 1.38
D | 4002 | 2021-12-19 | 16 | OFF | 124.58 | 6.41 | 0.6 | 0.33 | 0.15 | 0 | 0 | -1.51 | 2.38 | -0.09 | 0 |  | 0.39 | 0.34 | 0.23 | 133.81 | 1466.485 | 1.08
D | 4002 | 2021-12-19 | 17 | OFF | 148 | 6.41 | 0.6 | 0.33 | 1.18 | 0 | 0 | -0.52 | 0.08 | -0.09 | 0 |  | 0.39 | 0.34 | 0.23 | 156.95 | 1596.162 | 2.11
D | 4002 | 2021-12-19 | 18 | OFF | 149.34 | 6.41 | 0.6 | 0.33 | 0.26 | 0 | 0 | -0.11 | -0.6 | -0.09 | 0 |  | 0.39 | 0.34 | 0.23 | 157.1 | 1686.703 | 1.19
D | 4002 | 2021-12-19 | 19 | OFF | 138.95 | 6.41 | 0.6 | 0.33 | 0.77 | 0 | 0 | -0.09 | -1.05 | -0.09 | 0 |  | 0.39 | 0.34 | 0.23 | 146.79 | 1672.15 | 1.7
D | 4002 | 2021-12-19 | 20 | OFF | 136.22 | 6.41 | 0.6 | 0.33 | 0.49 | 0 | 0 | 0.11 | -1.54 | -0.09 | 0 |  | 0.39 | 0.34 | 0.23 | 143.49 | 1622.989 | 1.42
D | 4002 | 2021-12-19 | 21 | OFF | 148.47 | 6.41 | 0.6 | 0.33 | 0.32 | 0 | 0 | -0.14 | -1.56 | -0.09 | 0 |  | 0.39 | 0.34 | 0.23 | 155.3 | 1558.374 | 1.25
D | 4002 | 2021-12-19 | 22 | OFF | 149.51 | 6.41 | 0.6 | 0.33 | 0.23 | 0 | 0 | -0.15 | -0.87 | -0.09 | 0 |  | 0.39 | 0.34 | 0.23 | 156.93 | 1463.904 | 1.16
D | 4002 | 2021-12-19 | 23 | OFF | 118.81 | 6.41 | 0.6 | 0.33 | 0.86 | 0 | 0 | 0.37 | -1.69 | -0.09 | 0 |  | 0.39 | 0.34 | 0.23 | 126.56 | 1351.338 | 1.79
D | 4002 | 2021-12-19 | 24 | OFF | 35.13 | 6.41 | 0.6 | 0.33 | 1.15 | 0 | 0 | 0.21 | -0.83 | -0.09 | 0 |  | 0.39 | 0.34 | 0.23 | 43.87 | 1256.967 | 2.08
D | 4002 | 2021-12-20 | 1 | OFF | 51.67 | 6.41 | 0.34 | 0.27 | 0.73 | 0 | 0 | -0.04 | -1.54 | -0.09 | 0 |  | 0.39 | 0.34 | 0.23 | 58.71 | 1205.333 | 1.34
D | 4002 | 2021-12-20 | 2 | OFF | 89.58 | 6.41 | 0.34 | 0.27 | 0.26 | 0 | 0 | 0.03 | -0.87 | -0.09 | 0 |  | 0.39 | 0.34 | 0.23 | 96.89 | 1186.855 | 0.87
D | 4002 | 2021-12-20 | 3 | OFF | 73.17 | 6.41 | 0.34 | 0.27 | 0.1 | 0 | 0 | -0.07 | -0.87 | -0.09 | 0 |  | 0.39 | 0.34 | 0.23 | 80.22 | 1178.719 | 0.71
D | 4002 | 2021-12-20 | 4 | OFF | 70.91 | 6.41 | 0.34 | 0.27 | 0.07 | 0 | 0 | 0.07 | -0.84 | -0.09 | 0 |  | 0.39 | 0.34 | 0.23 | 78.1 | 1189.891 | 0.68
D | 4002 | 2021-12-20 | 5 | OFF | 72.93 | 6.41 | 0.34 | 0.27 | 0.06 | 0 | 0 | 0.07 | -1.12 | -0.09 | 0 |  | 0.39 | 0.34 | 0.23 | 79.83 | 1242.587 | 0.67
D | 4002 | 2021-12-20 | 6 | OFF | 60.42 | 6.41 | 0.34 | 0.27 | 0.5 | 0 | 0 | 0.05 | -1.24 | -0.09 | 0 |  | 0.39 | 0.34 | 0.23 | 67.62 | 1343.355 | 1.11
D | 4002 | 2021-12-20 | 7 | OFF | 108.07 | 6.41 | 0.34 | 0.27 | 0.91 | 0 | 0 | 0.03 | -0.5 | -0.09 | 0 |  | 0.39 | 0.34 | 0.23 | 116.4 | 1503.602 | 1.52
D | 4002 | 2021-12-20 | 8 | ON | 129.76 | 6.41 | 0.34 | 0.27 | 0.85 | 0.23 | 0 | 0.23 | -1.76 | -0.09 | 0 |  | 0.39 | 0.34 | 0.23 | 137.2 | 1606.868 | 1.69
D | 4002 | 2021-12-20 | 9 | ON | 113.76 | 6.41 | 0.34 | 0.27 | 1.51 | 0.23 | 0 | 0.15 | -1.43 | -0.09 | 0 |  | 0.39 | 0.34 | 0.23 | 122.11 | 1637.658 | 2.35
D | 4002 | 2021-12-20 | 10 | ON | 83.69 | 6.41 | 0.34 | 0.27 | 0.23 | 0.24 | 0 | -0.04 | -1.16 | -0.09 | 0 |  | 0.39 | 0.34 | 0.23 | 90.85 | 1645.078 | 1.08
D | 4002 | 2021-12-20 | 11 | ON | 124.54 | 6.41 | 0.34 | 0.27 | 0.16 | 0.24 | 0 | 0.12 | -1.34 | -0.09 | 0 |  | 0.39 | 0.34 | 0.23 | 131.61 | 1635.784 | 1.01
D | 4002 | 2021-12-20 | 12 | ON | 106.77 | 6.41 | 0.34 | 0.27 | 0.25 | 0.25 | 0 | 0.07 | -1.27 | -0.09 | 0 |  | 0.39 | 0.34 | 0.23 | 113.96 | 1602.792 | 1.11
D | 4002 | 2021-12-20 | 13 | ON | 109.37 | 6.41 | 0.34 | 0.27 | 0.11 | 0.25 | 0 | 0.12 | -1.23 | -0.09 | 0 |  | 0.39 | 0.34 | 0.23 | 116.51 | 1571.466 | 0.97
D | 4002 | 2021-12-20 | 14 | ON | 103.13 | 6.41 | 0.34 | 0.27 | 0.15 | 0.25 | 0 | 0.14 | -1.13 | -0.09 | 0 |  | 0.39 | 0.34 | 0.23 | 110.43 | 1563.512 | 1.01
D | 4002 | 2021-12-20 | 15 | ON | 96.99 | 6.41 | 0.34 | 0.27 | 0.24 | 0.25 | 0 | 0.06 | -0.95 | -0.09 | 0 |  | 0.39 | 0.34 | 0.23 | 104.48 | 1556.113 | 1.1
D | 4002 | 2021-12-20 | 16 | ON | 135.68 | 6.41 | 0.34 | 0.27 | 0.19 | 0.24 | 0 | 0.25 | -1.39 | -0.09 | 0 |  | 0.39 | 0.34 | 0.23 | 142.86 | 1576.445 | 1.04
D | 4002 | 2021-12-20 | 17 | ON | 133.84 | 6.41 | 0.34 | 0.27 | 0.28 | 0.22 | 0 | 0.25 | -1.29 | -0.09 | 0 |  | 0.39 | 0.34 | 0.23 | 141.19 | 1692.135 | 1.11
D | 4002 | 2021-12-20 | 18 | ON | 148.39 | 6.41 | 0.34 | 0.27 | 0.39 | 0.21 | 0 | 0.26 | -1.98 | -0.09 | 0 |  | 0.39 | 0.34 | 0.23 | 155.16 | 1783.009 | 1.21
D | 4002 | 2021-12-20 | 19 | ON | 125.9 | 6.41 | 0.34 | 0.27 | 0.39 | 0.21 | 0 | 0.03 | -1.66 | -0.09 | 0 |  | 0.39 | 0.34 | 0.23 | 132.76 | 1763.527 | 1.21
D | 4002 | 2021-12-20 | 20 | ON | 133.68 | 6.41 | 0.34 | 0.27 | 0.37 | 0.22 | 0 | 0.12 | -1.55 | -0.09 | 0 |  | 0.39 | 0.34 | 0.23 | 140.73 | 1705.854 | 1.2
D | 4002 | 2021-12-20 | 21 | ON | 134.24 | 6.41 | 0.34 | 0.27 | 0.18 | 0.22 | 0 | 0.17 | -1.21 | -0.09 | 0 |  | 0.39 | 0.34 | 0.23 | 141.49 | 1632.117 | 1.01
D | 4002 | 2021-12-20 | 22 | ON | 120.33 | 6.41 | 0.34 | 0.27 | 0.11 | 0.24 | 0 | 0.14 | -0.95 | -0.09 | 0 |  | 0.39 | 0.34 | 0.23 | 127.76 | 1529.205 | 0.96
D | 4002 | 2021-12-20 | 23 | ON | 118.35 | 6.41 | 0.34 | 0.27 | 0.3 | 0.26 | 0.03 | -0.09 | -1.47 | -0.09 | 0 |  | 0.39 | 0.34 | 0.23 | 125.27 | 1398.694 | 1.2
D | 4002 | 2021-12-20 | 24 | OFF | 150.15 | 6.41 | 0.34 | 0.27 | 1.44 | 0 | 0.72 | 0.13 | -0.76 | -0.09 | 0 |  | 0.39 | 0.34 | 0.23 | 159.57 | 1294.137 | 2.77
D | 4002 | 2021-12-21 | 1 | OFF | 140.54 | 6.41 | 1.5 | 0.09 | 0.18 | 0 | 1.31 | 0.05 | -0.94 | -0.09 | 0 |  | 0.39 | 0.34 | 0.23 | 150.01 | 1229.884 | 3.08
D | 4002 | 2021-12-21 | 2 | OFF | 115.25 | 6.41 | 1.5 | 0.09 | 0.08 | 0 | 0 | 0.14 | -0.83 | -0.09 | 0 |  | 0.39 | 0.34 | 0.23 | 123.51 | 1194.788 | 1.67
D | 4002 | 2021-12-21 | 3 | OFF | 114.49 | 6.41 | 1.5 | 0.09 | 0.2 | 0 | 0.18 | 0.15 | -0.84 | -0.09 | 0 |  | 0.39 | 0.34 | 0.23 | 123.05 | 1177.555 | 1.97
D | 4002 | 2021-12-21 | 4 | OFF | 133.77 | 6.41 | 1.5 | 0.09 | 0.1 | 0 | 1.07 | 0.11 | -1.01 | -0.09 | 0 |  | 0.39 | 0.34 | 0.23 | 142.91 | 1185.562 | 2.76
D | 4002 | 2021-12-21 | 5 | OFF | 143.52 | 6.41 | 1.5 | 0.09 | 0.21 | 0 | 0.87 | -0.13 | -0.89 | -0.09 | 0 |  | 0.39 | 0.34 | 0.23 | 152.45 | 1220.73 | 2.67
D | 4002 | 2021-12-21 | 6 | OFF | 132.07 | 6.41 | 1.5 | 0.09 | 0.72 | 0 | 1.21 | 0.18 | -1.12 | -0.09 | 0 |  | 0.39 | 0.34 | 0.23 | 141.93 | 1321.42 | 3.52
D | 4002 | 2021-12-21 | 7 | OFF | 116.98 | 6.41 | 1.5 | 0.09 | 1.1 | 0 | 0 | 0.1 | -1.1 | -0.09 | 0 |  | 0.39 | 0.34 | 0.23 | 125.95 | 1468.216 | 2.69
D | 4002 | 2021-12-21 | 8 | ON | 154.85 | 6.41 | 1.5 | 0.09 | 1.19 | 0.24 | 0 | 0.25 | -1.75 | -0.09 | 0 |  | 0.39 | 0.34 | 0.23 | 163.65 | 1555.499 | 3.02
D | 4002 | 2021-12-21 | 9 | ON | 132.1 | 6.41 | 1.5 | 0.09 | 1.24 | 0.24 | 0.27 | 0.22 | -1.49 | -0.09 | 0 |  | 0.39 | 0.34 | 0.23 | 141.45 | 1578.311 | 3.34
D | 4002 | 2021-12-21 | 10 | ON | 103.15 | 6.41 | 1.5 | 0.09 | 0.62 | 0.25 | 0 | 0.11 | -1.16 | -0.09 | 0 |  | 0.39 | 0.34 | 0.23 | 111.84 | 1564.135 | 2.46
D | 4002 | 2021-12-21 | 11 | ON | 79.99 | 6.41 | 1.5 | 0.09 | 0.36 | 0.25 | 0 | 0.09 | -0.69 | -0.09 | 0 |  | 0.39 | 0.34 | 0.23 | 88.87 | 1536.645 | 2.2
D | 4002 | 2021-12-21 | 12 | ON | 68.33 | 6.41 | 1.5 | 0.09 | 0.11 | 0.26 | 0 | 0.11 | -0.84 | -0.09 | 0 |  | 0.39 | 0.34 | 0.23 | 76.84 | 1510.974 | 1.96
D | 4002 | 2021-12-21 | 13 | ON | 69.76 | 6.41 | 1.5 | 0.09 | 0.07 | 0.26 | 0 | 0.11 | -0.8 | -0.09 | 0 |  | 0.39 | 0.34 | 0.23 | 78.27 | 1483.474 | 1.92
D | 4002 | 2021-12-21 | 14 | ON | 73.44 | 6.41 | 1.5 | 0.09 | 0.13 | 0.26 | 0 | 0.08 | -0.76 | -0.09 | 0 |  | 0.39 | 0.34 | 0.23 | 82.02 | 1469.139 | 1.98
D | 4002 | 2021-12-21 | 15 | ON | 85.55 | 6.41 | 1.5 | 0.09 | 0.09 | 0.26 | 0 | 0.13 | -0.6 | -0.09 | 0 |  | 0.39 | 0.34 | 0.23 | 94.3 | 1472.693 | 1.94
D | 4002 | 2021-12-21 | 16 | ON | 89 | 6.41 | 1.5 | 0.09 | 0.28 | 0.25 | 0 | 0.1 | -0.7 | -0.09 | 0 |  | 0.39 | 0.34 | 0.23 | 97.8 | 1505.55 | 2.12
D | 4002 | 2021-12-21 | 17 | ON | 89.7 | 6.41 | 1.5 | 0.09 | 0.15 | 0.23 | 0.03 | 0.11 | -0.59 | -0.09 | 0 |  | 0.39 | 0.34 | 0.23 | 98.5 | 1619.759 | 2
D | 4002 | 2021-12-21 | 18 | ON | 92.29 | 6.41 | 1.5 | 0.09 | 0.1 | 0.22 | 0.14 | 0.11 | -1.41 | -0.09 | 0 |  | 0.39 | 0.34 | 0.23 | 100.32 | 1701.509 | 2.05
D | 4002 | 2021-12-21 | 19 | ON | 90.21 | 6.41 | 1.5 | 0.09 | 0.21 | 0.22 | 0.03 | 0.06 | -1.13 | -0.09 | 0 |  | 0.39 | 0.34 | 0.23 | 98.47 | 1689.266 | 2.05
D | 4002 | 2021-12-21 | 20 | ON | 110.63 | 6.41 | 1.5 | 0.09 | 0.28 | 0.23 | 0.01 | 0.03 | -0.86 | -0.09 | 0 |  | 0.39 | 0.34 | 0.23 | 119.19 | 1646.499 | 2.11
D | 4002 | 2021-12-21 | 21 | ON | 123.34 | 6.41 | 1.5 | 0.09 | 0.41 | 0.23 | 0.01 | 0.09 | -0.76 | -0.09 | 0 |  | 0.39 | 0.34 | 0.23 | 132.19 | 1582.685 | 2.24
D | 4002 | 2021-12-21 | 22 | ON | 80.08 | 6.41 | 1.5 | 0.09 | 0.19 | 0.25 | 0 | 0.1 | -0.57 | -0.09 | 0 |  | 0.39 | 0.34 | 0.23 | 88.92 | 1488.944 | 2.03
D | 4002 | 2021-12-21 | 23 | ON | 65.82 | 6.41 | 1.5 | 0.09 | 0.16 | 0.27 | 0 | 0.1 | -0.58 | -0.09 | 0 |  | 0.39 | 0.34 | 0.23 | 74.64 | 1367.193 | 2.02
D | 4002 | 2021-12-21 | 24 | OFF | 56.52 | 6.41 | 1.5 | 0.09 | 0.49 | 0 | 0 | 0.06 | -0.83 | -0.09 | 0 |  | 0.39 | 0.34 | 0.23 | 65.11 | 1266.024 | 2.08
D | 4002 | 2021-12-22 | 1 | OFF | 59.4 | 6.41 | 0.53 | 0.06 | 0.22 | 0 | 0 | 0.03 | -0.64 | -0.09 | 0 |  | 0.39 | 0.34 | 0.23 | 66.88 | 1199.505 | 0.81
D | 4002 | 2021-12-22 | 2 | OFF | 53.33 | 6.41 | 0.53 | 0.06 | 0.22 | 0 | 0 | 0.06 | -0.67 | -0.09 | 0 |  | 0.39 | 0.34 | 0.23 | 60.81 | 1158.125 | 0.81
D | 4002 | 2021-12-22 | 3 | OFF | 49.7 | 6.41 | 0.53 | 0.06 | 0.1 | 0 | 0 | 0.06 | -0.61 | -0.09 | 0 |  | 0.39 | 0.34 | 0.23 | 57.12 | 1137.467 | 0.69
D | 4002 | 2021-12-22 | 4 | OFF | 50.83 | 6.41 | 0.53 | 0.06 | 0.09 | 0 | 0 | 0.08 | -0.59 | -0.09 | 0 |  | 0.39 | 0.34 | 0.23 | 58.28 | 1134.478 | 0.68
D | 4002 | 2021-12-22 | 5 | OFF | 50.78 | 6.41 | 0.53 | 0.06 | 0.09 | 0 | 0 | 0.11 | -0.6 | -0.09 | 0 |  | 0.39 | 0.34 | 0.23 | 58.25 | 1162.05 | 0.68
D | 4002 | 2021-12-22 | 6 | OFF | 50.78 | 6.41 | 0.53 | 0.06 | 0.22 | 0 | 0 | 0.06 | -0.43 | -0.09 | 0 |  | 0.39 | 0.34 | 0.23 | 58.5 | 1244.737 | 0.81
D | 4002 | 2021-12-22 | 7 | OFF | 65.33 | 6.41 | 0.53 | 0.06 | 0.57 | 0 | 0 | 0.15 | -0.77 | -0.09 | 0 |  | 0.39 | 0.34 | 0.23 | 73.15 | 1370.145 | 1.16
D | 4002 | 2021-12-22 | 8 | ON | 73.9 | 6.41 | 0.53 | 0.06 | 1.96 | 0.25 | 0.06 | 0.07 | -0.75 | -0.09 | 0 |  | 0.39 | 0.34 | 0.23 | 83.36 | 1477.876 | 2.86
D | 4002 | 2021-12-22 | 9 | ON | 82.56 | 6.41 | 0.53 | 0.06 | 0.27 | 0.25 | 0.02 | 0.07 | 2.19 | -0.09 | 0 |  | 0.39 | 0.34 | 0.23 | 93.23 | 1545.789 | 1.13
D | 4002 | 2021-12-22 | 10 | ON | 133.76 | 6.41 | 0.53 | 0.06 | 0.28 | 0.24 | 0.4 | 0.16 | 2.1 | -0.09 | 0 |  | 0.39 | 0.34 | 0.23 | 144.81 | 1585.817 | 1.51
D | 4002 | 2021-12-22 | 11 | ON | 125.68 | 6.41 | 0.53 | 0.06 | 0.35 | 0.23 | 0.04 | 0.12 | -5.17 | -0.09 | 0 |  | 0.39 | 0.34 | 0.23 | 129.12 | 1599.348 | 1.21
D | 4002 | 2021-12-22 | 12 | ON | 104.69 | 6.41 | 0.53 | 0.06 | 0.22 | 0.23 | 0.26 | 0.18 | -7.53 | -0.09 | 0 |  | 0.39 | 0.34 | 0.23 | 105.92 | 1601.264 | 1.3
D | 4002 | 2021-12-22 | 13 | ON | 74.22 | 6.41 | 0.53 | 0.06 | 0.08 | 0.25 | 0 | 0.19 | 2.37 | -0.09 | 0 |  | 0.39 | 0.34 | 0.23 | 84.98 | 1563.57 | 0.92
D | 4002 | 2021-12-22 | 14 | ON | 68.99 | 6.41 | 0.53 | 0.06 | 0.07 | 0.25 | 0 | 0.06 | 5.28 | -0.09 | 0 |  | 0.39 | 0.34 | 0.23 | 82.52 | 1523.815 | 0.91
D | 4002 | 2021-12-22 | 15 | ON | 69.29 | 6.41 | 0.53 | 0.06 | 0.07 | 0.25 | 0 | 0.05 | -1.02 | -0.09 | 0 |  | 0.39 | 0.34 | 0.23 | 76.51 | 1497.536 | 0.91
D | 4002 | 2021-12-22 | 16 | ON | 78.76 | 6.41 | 0.53 | 0.06 | 0.09 | 0.25 | 0.25 | 0.12 | -0.78 | -0.09 | 0 |  | 0.39 | 0.34 | 0.23 | 86.56 | 1514.414 | 1.18
D | 4002 | 2021-12-22 | 17 | ON | 76.52 | 6.41 | 0.53 | 0.06 | 0.06 | 0.22 | 0 | 0.1 | -3.69 | -0.09 | 0 |  | 0.39 | 0.34 | 0.23 | 81.08 | 1598.869 | 0.87
D | 4002 | 2021-12-22 | 18 | ON | 77.99 | 6.41 | 0.53 | 0.06 | 0.06 | 0.22 | 0 | 0.09 | -1.38 | -0.09 | 0 |  | 0.39 | 0.34 | 0.23 | 84.85 | 1669.616 | 0.87
D | 4002 | 2021-12-22 | 19 | ON | 79.13 | 6.41 | 0.53 | 0.06 | 0.06 | 0.22 | 0.03 | 0.03 | -0.33 | -0.09 | 0 |  | 0.39 | 0.34 | 0.23 | 87.01 | 1648.233 | 0.9
D | 4002 | 2021-12-22 | 20 | ON | 79.44 | 6.41 | 0.53 | 0.06 | 0.1 | 0.23 | 0.03 | 0.07 | 1.15 | -0.09 | 0 |  | 0.39 | 0.34 | 0.23 | 88.89 | 1601.045 | 0.95
D | 4002 | 2021-12-22 | 21 | ON | 70.61 | 6.41 | 0.53 | 0.06 | 0.09 | 0.23 | 0 | 0.11 | 4.12 | -0.09 | 0 |  | 0.39 | 0.34 | 0.23 | 83.03 | 1541.011 | 0.91
D | 4002 | 2021-12-22 | 22 | ON | 66.89 | 6.41 | 0.53 | 0.06 | 0.07 | 0.25 | 0.02 | 0.07 | 1.72 | -0.09 | 0 |  | 0.39 | 0.34 | 0.23 | 76.89 | 1447.635 | 0.93
D | 4002 | 2021-12-22 | 23 | ON | 63.29 | 6.41 | 0.53 | 0.06 | 0.18 | 0.26 | 0 | 0.1 | -0.82 | -0.09 | 0 |  | 0.39 | 0.34 | 0.23 | 70.88 | 1329.4 | 1.03
D | 4002 | 2021-12-22 | 24 | OFF | 55.34 | 6.41 | 0.53 | 0.06 | 0.14 | 0 | 0 | 0.04 | -2.32 | -0.09 | 0 |  | 0.39 | 0.34 | 0.23 | 61.07 | 1234.263 | 0.73
D | 4002 | 2021-12-23 | 1 | OFF | 61.34 | 6.41 | 0.83 | 0.02 | 0.19 | 0 | 0 | 0.06 | -5.11 | -0.09 | 0 |  | 0.39 | 0.34 | 0.23 | 64.61 | 1174.471 | 1.04
D | 4002 | 2021-12-23 | 2 | OFF | 57.38 | 6.41 | 0.83 | 0.02 | 0.19 | 0 | 0 | 0.05 | -4.62 | -0.09 | 0 |  | 0.39 | 0.34 | 0.23 | 61.13 | 1147.127 | 1.04
D | 4002 | 2021-12-23 | 3 | OFF | 53.57 | 6.41 | 0.83 | 0.02 | 0.1 | 0 | 0 | 0.08 | 0.53 | -0.09 | 0 |  | 0.39 | 0.34 | 0.23 | 62.41 | 1137.185 | 0.95
D | 4002 | 2021-12-23 | 4 | OFF | 53.94 | 6.41 | 0.83 | 0.02 | 0.06 | 0 | 0 | 0.1 | 1.4 | -0.09 | 0 |  | 0.39 | 0.34 | 0.23 | 63.63 | 1149.95 | 0.91
D | 4002 | 2021-12-23 | 5 | OFF | 53.46 | 6.41 | 0.83 | 0.02 | 0.07 | 0 | 0 | 0.22 | 0.26 | -0.09 | 0 |  | 0.39 | 0.34 | 0.23 | 62.14 | 1190.477 | 0.92
D | 4002 | 2021-12-23 | 6 | OFF | 25.28 | 6.41 | 0.83 | 0.02 | 1.02 | 0 | 0 | 0.03 | 1.24 | -0.09 | 0 |  | 0.39 | 0.34 | 0.23 | 35.7 | 1278.749 | 1.87
D | 4002 | 2021-12-23 | 7 | OFF | 45.69 | 6.41 | 0.83 | 0.02 | 0.5 | 0 | 0 | 0.04 | -0.36 | -0.09 | 0 |  | 0.39 | 0.34 | 0.23 | 54 | 1418.689 | 1.35
D | 4002 | 2021-12-23 | 8 | ON | 68.23 | 6.41 | 0.83 | 0.02 | 0.3 | 0.24 | 0 | 0.11 | -1.42 | -0.09 | 0 |  | 0.39 | 0.34 | 0.23 | 75.59 | 1525.584 | 1.39
D | 4002 | 2021-12-23 | 9 | ON | 62.93 | 6.41 | 0.83 | 0.02 | 0.27 | 0.24 | 0 | 0.06 | -1.75 | -0.09 | 0 |  | 0.39 | 0.34 | 0.23 | 69.88 | 1573.19 | 1.36
D | 4002 | 2021-12-23 | 10 | ON | 34.26 | 6.41 | 0.83 | 0.02 | 0.16 | 0.23 | 0 | 0.11 | -2.41 | -0.09 | 0 |  | 0.39 | 0.34 | 0.23 | 40.48 | 1572.867 | 1.24
D | 4002 | 2021-12-23 | 11 | ON | 21.02 | 6.41 | 0.83 | 0.02 | 0.35 | 0.23 | 0 | 0.04 | -2.78 | -0.09 | 0 |  | 0.39 | 0.34 | 0.23 | 26.99 | 1559.705 | 1.43
D | 4002 | 2021-12-23 | 12 | ON | 45.19 | 6.41 | 0.83 | 0.02 | 0.13 | 0.24 | 0 | 0.04 | -4.83 | -0.09 | 0 |  | 0.39 | 0.34 | 0.23 | 48.9 | 1542.374 | 1.22
D | 4002 | 2021-12-23 | 13 | ON | 15.32 | 6.41 | 0.83 | 0.02 | 0.47 | 0.24 | 0 | 0.02 | -1.8 | -0.09 | 0 |  | 0.39 | 0.34 | 0.23 | 22.38 | 1518.822 | 1.56
D | 4002 | 2021-12-23 | 14 | ON | 71.84 | 6.41 | 0.83 | 0.02 | 0.14 | 0.24 | 0 | 0.01 | -4.01 | -0.09 | 0 |  | 0.39 | 0.34 | 0.23 | 76.35 | 1523.588 | 1.23
D | 4002 | 2021-12-23 | 15 | ON | 79.03 | 6.41 | 0.83 | 0.02 | 0.11 | 0.25 | 0 | 0.19 | 1.65 | -0.09 | 0 |  | 0.39 | 0.34 | 0.23 | 89.36 | 1533.238 | 1.21
D | 4002 | 2021-12-23 | 16 | ON | 81.87 | 6.41 | 0.83 | 0.02 | 0.25 | 0.23 | 0 | 0.06 | -4.34 | -0.09 | 0 |  | 0.39 | 0.34 | 0.23 | 86.2 | 1552.635 | 1.33
D | 4002 | 2021-12-23 | 17 | ON | 97.93 | 6.41 | 0.83 | 0.02 | 0.38 | 0.22 | 0 | 0.12 | -1.92 | -0.09 | 0 |  | 0.39 | 0.34 | 0.23 | 104.86 | 1663.189 | 1.45
D | 4002 | 2021-12-23 | 18 | ON | 95.15 | 6.41 | 0.83 | 0.02 | 0.2 | 0.21 | 0 | 0.11 | -2.59 | -0.09 | 0 |  | 0.39 | 0.34 | 0.23 | 101.21 | 1736.803 | 1.26
D | 4002 | 2021-12-23 | 19 | ON | 84.72 | 6.41 | 0.83 | 0.02 | 0.09 | 0.22 | 0 | 0.07 | -2.22 | -0.09 | 0 |  | 0.39 | 0.34 | 0.23 | 91.01 | 1724.329 | 1.16
D | 4002 | 2021-12-23 | 20 | ON | 83.45 | 6.41 | 0.83 | 0.02 | 0.1 | 0.22 | 0 | 0.09 | -0.25 | -0.09 | 0 |  | 0.39 | 0.34 | 0.23 | 91.74 | 1684.134 | 1.17
D | 4002 | 2021-12-23 | 21 | ON | 99.69 | 6.41 | 0.83 | 0.02 | 0.13 | 0.23 | 0 | 0.06 | 0.33 | -0.09 | 0 |  | 0.39 | 0.34 | 0.23 | 108.57 | 1626.628 | 1.21
D | 4002 | 2021-12-23 | 22 | ON | 104.7 | 6.41 | 0.83 | 0.02 | 0.14 | 0.24 | 0 | -0.03 | 1.26 | -0.09 | 0 |  | 0.39 | 0.34 | 0.23 | 114.44 | 1541.998 | 1.23
D | 4002 | 2021-12-23 | 23 | ON | 105.84 | 6.41 | 0.83 | 0.02 | 0.23 | 0.25 | 0 | 0.13 | 0.32 | -0.09 | 0 |  | 0.39 | 0.34 | 0.23 | 114.9 | 1429.9 | 1.33
D | 4002 | 2021-12-23 | 24 | OFF | 107.33 | 6.41 | 0.83 | 0.02 | 0.71 | 0 | 0.05 | -0.03 | 1.18 | -0.09 | 0 |  | 0.39 | 0.34 | 0.23 | 117.37 | 1331.385 | 1.61
D | 4002 | 2021-12-24 | 1 | OFF | 79.05 | 6.41 | 1.17 | 0.26 | 0.18 | 0 | 0.02 | 0.03 | -0.64 | -0.09 | 0 |  | 0.39 | 0.34 | 0.23 | 87.35 | 1259.561 | 1.63
D | 4002 | 2021-12-24 | 2 | OFF | 45.65 | 6.41 | 1.17 | 0.26 | 0.21 | 0 | 0 | 0.07 | -0.61 | -0.09 | 0 |  | 0.39 | 0.34 | 0.23 | 54.03 | 1214.041 | 1.64
D | 4002 | 2021-12-24 | 3 | OFF | 54.43 | 6.41 | 1.17 | 0.26 | 0.1 | 0 | 0 | 0.02 | -0.48 | -0.09 | 0 |  | 0.39 | 0.34 | 0.23 | 62.78 | 1189.249 | 1.53
D | 4002 | 2021-12-24 | 4 | OFF | 59.16 | 6.41 | 1.17 | 0.26 | 0.21 | 0 | 0 | -0.03 | -0.54 | -0.09 | 0 |  | 0.39 | 0.34 | 0.23 | 67.51 | 1184.34 | 1.64
D | 4002 | 2021-12-24 | 5 | OFF | 67.38 | 6.41 | 1.17 | 0.26 | 0.12 | 0 | 0 | 0.07 | -0.56 | -0.09 | 0 |  | 0.39 | 0.34 | 0.23 | 75.72 | 1208.724 | 1.55
D | 4002 | 2021-12-24 | 6 | OFF | 82.63 | 6.41 | 1.17 | 0.26 | 0.12 | 0 | 0 | 0.03 | -0.43 | -0.09 | 0 |  | 0.39 | 0.34 | 0.23 | 91.06 | 1256.087 | 1.55
D | 4002 | 2021-12-24 | 7 | OFF | 107 | 6.41 | 1.17 | 0.26 | 0.34 | 0 | 0 | 0.01 | -0.55 | -0.09 | 0 |  | 0.39 | 0.34 | 0.23 | 115.51 | 1326.236 | 1.77
D | 4002 | 2021-12-24 | 8 | ON | 107.72 | 6.41 | 1.17 | 0.26 | 0.32 | 0.02 | 0 | 0.01 | -0.65 | -0.09 | 0 |  | 0.39 | 0.34 | 0.23 | 116.13 | 1416.676 | 1.77
D | 4002 | 2021-12-24 | 9 | ON | 116.65 | 6.41 | 1.17 | 0.26 | 0.3 | 0.02 | 0.03 | 0 | -0.67 | -0.09 | 0 |  | 0.39 | 0.34 | 0.23 | 125.04 | 1504.771 | 1.78
D | 4002 | 2021-12-24 | 10 | ON | 172.18 | 6.41 | 1.17 | 0.26 | 0.85 | 0.02 | 0.61 | 0.02 | -0.74 | -0.09 | 0 |  | 0.39 | 0.34 | 0.23 | 181.65 | 1572.262 | 2.91
D | 4002 | 2021-12-24 | 11 | ON | 149.29 | 6.41 | 1.17 | 0.26 | 0.47 | 0.02 | 0 | -0.11 | -0.93 | -0.09 | 0 |  | 0.39 | 0.34 | 0.23 | 157.45 | 1599.583 | 1.92
D | 4002 | 2021-12-24 | 12 | ON | 133.06 | 6.41 | 1.17 | 0.26 | 0.29 | 0.02 | 0.94 | 0.11 | -0.83 | -0.09 | 0 |  | 0.39 | 0.34 | 0.23 | 142.3 | 1601.984 | 2.68
D | 4002 | 2021-12-24 | 13 | ON | 114.72 | 6.41 | 1.17 | 0.26 | 0.34 | 0.02 | 0.89 | 0 | -0.76 | -0.09 | 0 |  | 0.39 | 0.34 | 0.23 | 123.92 | 1586.284 | 2.68
D | 4002 | 2021-12-24 | 14 | ON | 103.86 | 6.41 | 1.17 | 0.26 | 0.27 | 0.02 | 0.73 | -0.05 | -0.73 | -0.09 | 0 |  | 0.39 | 0.34 | 0.23 | 112.81 | 1565.378 | 2.45
D | 4002 | 2021-12-24 | 15 | ON | 116.78 | 6.41 | 1.17 | 0.26 | 0.47 | 0.02 | 1 | 0.16 | -0.63 | -0.09 | 0 |  | 0.39 | 0.34 | 0.23 | 126.51 | 1540 | 2.92
D | 4002 | 2021-12-24 | 16 | ON | 121.35 | 6.41 | 1.17 | 0.26 | 0.32 | 0.02 | 0.73 | 0.17 | -0.61 | -0.09 | 0 |  | 0.39 | 0.34 | 0.23 | 130.69 | 1549.56 | 2.5
D | 4002 | 2021-12-24 | 17 | ON | 151.32 | 6.41 | 1.17 | 0.26 | 0.43 | 0.02 | 0 | 0.12 | -0.63 | -0.09 | 0 |  | 0.39 | 0.34 | 0.23 | 159.97 | 1607.78 | 1.88
D | 4002 | 2021-12-24 | 18 | ON | 109.11 | 6.41 | 1.17 | 0.26 | 1.1 | 0.02 | 0 | 0.14 | -0.74 | -0.09 | 0 |  | 0.39 | 0.34 | 0.23 | 118.34 | 1607.808 | 2.55
D | 4002 | 2021-12-24 | 19 | ON | 63.91 | 6.41 | 1.17 | 0.26 | 0.23 | 0.02 | 0.02 | 0.06 | -0.6 | -0.09 | 0 |  | 0.39 | 0.34 | 0.23 | 72.35 | 1544.146 | 1.7
D | 4002 | 2021-12-24 | 20 | ON | 58.97 | 6.41 | 1.17 | 0.26 | 0.27 | 0.02 | 0 | 0.04 | -0.62 | -0.09 | 0 |  | 0.39 | 0.34 | 0.23 | 67.39 | 1489.142 | 1.72
D | 4002 | 2021-12-24 | 21 | ON | 55.46 | 6.41 | 1.17 | 0.26 | 0.15 | 0.02 | 0 | 0 | -0.52 | -0.09 | 0 |  | 0.39 | 0.34 | 0.23 | 63.82 | 1447.403 | 1.6
D | 4002 | 2021-12-24 | 22 | ON | 64.56 | 6.41 | 1.17 | 0.26 | 0.2 | 0.02 | 0.21 | 0.04 | -0.64 | -0.09 | 0 |  | 0.39 | 0.34 | 0.23 | 73.1 | 1393.492 | 1.86
D | 4002 | 2021-12-24 | 23 | ON | 70.19 | 6.41 | 1.17 | 0.26 | 0.61 | 0.02 | 0.47 | 0.06 | -0.58 | -0.09 | 0 |  | 0.39 | 0.34 | 0.23 | 79.48 | 1313.288 | 2.53
D | 4002 | 2021-12-24 | 24 | OFF | 73.5 | 6.41 | 1.17 | 0.26 | 0.83 | 0 | 0 | -0.04 | -0.44 | -0.09 | 0 |  | 0.39 | 0.34 | 0.23 | 82.56 | 1228.337 | 2.26
D | 4002 | 2021-12-25 | 1 | OFF | 61.55 | 6.41 | 0.37 | 0.03 | 0.89 | 0 | 0 | 0.05 | -0.82 | -0.09 | 0 |  | 0.39 | 0.34 | 0.23 | 69.35 | 1158.487 | 1.29
D | 4002 | 2021-12-25 | 2 | OFF | 48.99 | 6.41 | 0.37 | 0.03 | 0.17 | 0 | 0 | 0.07 | -0.77 | -0.09 | 0 |  | 0.39 | 0.34 | 0.23 | 56.14 | 1116.427 | 0.57
D | 4002 | 2021-12-25 | 3 | OFF | 48.39 | 6.41 | 0.37 | 0.03 | 0.46 | 0 | 0 | 0.04 | -0.63 | -0.09 | 0 |  | 0.39 | 0.34 | 0.23 | 55.94 | 1092.784 | 0.86
D | 4002 | 2021-12-25 | 4 | OFF | 46.8 | 6.41 | 0.37 | 0.03 | 0.52 | 0 | 0 | 0.03 | -0.5 | -0.09 | 0 |  | 0.39 | 0.34 | 0.23 | 54.53 | 1083.833 | 0.92
D | 4002 | 2021-12-25 | 5 | OFF | 52.25 | 6.41 | 0.37 | 0.03 | 0.49 | 0 | 0 | 0.07 | -0.57 | -0.09 | 0 |  | 0.39 | 0.34 | 0.23 | 59.92 | 1087.971 | 0.89
D | 4002 | 2021-12-25 | 6 | OFF | 49.86 | 6.41 | 0.37 | 0.03 | 0.13 | 0 | 0 | 0.12 | -0.7 | -0.09 | 0 |  | 0.39 | 0.34 | 0.23 | 57.09 | 1113.449 | 0.53
D | 4002 | 2021-12-25 | 7 | OFF | 46.8 | 6.41 | 0.37 | 0.03 | 0.31 | 0 | 0 | 0.09 | -0.5 | -0.09 | 0 |  | 0.39 | 0.34 | 0.23 | 54.38 | 1164.925 | 0.71
D | 4002 | 2021-12-25 | 8 | OFF | 52.69 | 6.41 | 0.37 | 0.03 | 0.09 | 0 | 0 | 0.06 | -0.42 | -0.09 | 0 |  | 0.39 | 0.34 | 0.23 | 60.1 | 1254.434 | 0.49
D | 4002 | 2021-12-25 | 9 | OFF | 49.23 | 6.41 | 0.37 | 0.03 | 0.1 | 0 | 0 | 0.08 | -0.65 | -0.09 | 0 |  | 0.39 | 0.34 | 0.23 | 56.44 | 1343.045 | 0.5
D | 4002 | 2021-12-25 | 10 | OFF | 56.36 | 6.41 | 0.37 | 0.03 | 0.08 | 0 | 0 | 0.07 | -0.63 | -0.09 | 0 |  | 0.39 | 0.34 | 0.23 | 63.56 | 1398.397 | 0.48
D | 4002 | 2021-12-25 | 11 | OFF | 66.47 | 6.41 | 0.37 | 0.03 | 0.07 | 0 | 0 | 0.06 | -0.7 | -0.09 | 0 |  | 0.39 | 0.34 | 0.23 | 73.58 | 1428.212 | 0.47
D | 4002 | 2021-12-25 | 12 | OFF | 80.14 | 6.41 | 0.37 | 0.03 | 0.11 | 0 | 0.03 | 0.11 | -0.62 | -0.09 | 0 |  | 0.39 | 0.34 | 0.23 | 87.45 | 1449.698 | 0.54
D | 4002 | 2021-12-25 | 13 | OFF | 110.82 | 6.41 | 0.37 | 0.03 | 0.2 | 0 | 0.05 | 0.07 | -0.58 | -0.09 | 0 |  | 0.39 | 0.34 | 0.23 | 118.24 | 1446.554 | 0.65
D | 4002 | 2021-12-25 | 14 | OFF | 83.16 | 6.41 | 0.37 | 0.03 | 0.17 | 0 | 0.07 | 0.19 | -0.41 | -0.09 | 0 |  | 0.39 | 0.34 | 0.23 | 90.86 | 1425.069 | 0.64
D | 4002 | 2021-12-25 | 15 | OFF | 64.13 | 6.41 | 0.37 | 0.03 | 0.1 | 0 | 0 | 0.12 | -0.6 | -0.09 | 0 |  | 0.39 | 0.34 | 0.23 | 71.43 | 1394.298 | 0.5
D | 4002 | 2021-12-25 | 16 | OFF | 60.37 | 6.41 | 0.37 | 0.03 | 0.07 | 0 | 0 | 0.08 | -0.59 | -0.09 | 0 |  | 0.39 | 0.34 | 0.23 | 67.61 | 1394.174 | 0.47
D | 4002 | 2021-12-25 | 17 | OFF | 55.94 | 6.41 | 0.37 | 0.03 | 0.07 | 0 | 0 | 0.12 | -0.67 | -0.09 | 0 |  | 0.39 | 0.34 | 0.23 | 63.14 | 1444.503 | 0.47
D | 4002 | 2021-12-25 | 18 | OFF | 58.69 | 6.41 | 0.37 | 0.03 | 0.07 | 0 | 0 | 0.08 | -0.78 | -0.09 | 0 |  | 0.39 | 0.34 | 0.23 | 65.74 | 1458.071 | 0.47
D | 4002 | 2021-12-25 | 19 | OFF | 55.11 | 6.41 | 0.37 | 0.03 | 0.09 | 0 | 0 | 0.1 | -0.56 | -0.09 | 0 |  | 0.39 | 0.34 | 0.23 | 62.42 | 1425.854 | 0.49
D | 4002 | 2021-12-25 | 20 | OFF | 40.28 | 6.41 | 0.37 | 0.03 | 0.08 | 0 | 0 | 0.03 | -0.42 | -0.09 | 0 |  | 0.39 | 0.34 | 0.23 | 47.65 | 1386.49 | 0.48
D | 4002 | 2021-12-25 | 21 | OFF | 40.88 | 6.41 | 0.37 | 0.03 | 0.13 | 0 | 0 | 0.06 | -0.37 | -0.09 | 0 |  | 0.39 | 0.34 | 0.23 | 48.38 | 1345.5 | 0.53
D | 4002 | 2021-12-25 | 22 | OFF | 40.11 | 6.41 | 0.37 | 0.03 | 0.1 | 0 | 0 | 0.03 | -0.45 | -0.09 | 0 |  | 0.39 | 0.34 | 0.23 | 47.47 | 1283.694 | 0.5
D | 4002 | 2021-12-25 | 23 | OFF | 45.88 | 6.41 | 0.37 | 0.03 | 0.31 | 0 | 0 | 0.02 | -0.48 | -0.09 | 0 |  | 0.39 | 0.34 | 0.23 | 53.41 | 1202.27 | 0.71
D | 4002 | 2021-12-25 | 24 | OFF | 41.81 | 6.41 | 0.37 | 0.03 | 0.57 | 0 | 0 | 0.08 | -0.37 | -0.09 | 0 |  | 0.39 | 0.34 | 0.23 | 49.77 | 1129.577 | 0.97
D | 4002 | 2021-12-26 | 1 | OFF | 43.9 | 6.41 | 0.18 | 0.01 | 0.41 | 0 | 0 | 0.04 | -0.36 | -0.09 | 0 |  | 0.39 | 0.34 | 0.23 | 51.46 | 1070.182 | 0.6
D | 4002 | 2021-12-26 | 2 | OFF | 42.8 | 6.41 | 0.18 | 0.01 | 0.19 | 0 | 0 | 0.03 | -0.3 | -0.09 | 0 |  | 0.39 | 0.34 | 0.23 | 50.19 | 1039.166 | 0.38
D | 4002 | 2021-12-26 | 3 | OFF | 44.5 | 6.41 | 0.18 | 0.01 | 0.15 | 0 | 0 | 0.06 | -0.27 | -0.09 | 0 |  | 0.39 | 0.34 | 0.23 | 51.91 | 1019.014 | 0.34
D | 4002 | 2021-12-26 | 4 | OFF | 43.02 | 6.41 | 0.18 | 0.01 | 0.14 | 0 | 0 | 0.03 | -0.28 | -0.09 | 0 |  | 0.39 | 0.34 | 0.23 | 50.38 | 1008.19 | 0.33
D | 4002 | 2021-12-26 | 5 | OFF | 42.19 | 6.41 | 0.18 | 0.01 | 0.12 | 0 | 0 | 0.05 | -0.36 | -0.09 | 0 |  | 0.39 | 0.34 | 0.23 | 49.47 | 1017.333 | 0.31
D | 4002 | 2021-12-26 | 6 | OFF | 48.76 | 6.41 | 0.18 | 0.01 | 0.13 | 0 | 0 | 0.11 | -0.36 | -0.09 | 0 |  | 0.39 | 0.34 | 0.23 | 56.11 | 1048.413 | 0.32
D | 4002 | 2021-12-26 | 7 | OFF | 43.3 | 6.41 | 0.18 | 0.01 | 0.19 | 0 | 0 | 0.09 | -0.36 | -0.09 | 0 |  | 0.39 | 0.34 | 0.23 | 50.69 | 1100.86 | 0.38
D | 4002 | 2021-12-26 | 8 | OFF | 51.73 | 6.41 | 0.18 | 0.01 | 0.13 | 0 | 0 | 0.07 | -0.44 | -0.09 | 0 |  | 0.39 | 0.34 | 0.23 | 58.96 | 1174.001 | 0.32
D | 4002 | 2021-12-26 | 9 | OFF | 51.02 | 6.41 | 0.18 | 0.01 | 0.16 | 0 | 0 | 0.05 | -0.51 | -0.09 | 0 |  | 0.39 | 0.34 | 0.23 | 58.19 | 1266.21 | 0.35
D | 4002 | 2021-12-26 | 10 | OFF | 46.28 | 6.41 | 0.18 | 0.01 | 0.13 | 0 | 0 | 0.06 | -0.5 | -0.09 | 0 |  | 0.39 | 0.34 | 0.23 | 53.44 | 1332.76 | 0.32
D | 4002 | 2021-12-26 | 11 | OFF | 54.89 | 6.41 | 0.18 | 0.01 | 0.08 | 0 | 0.04 | 0.04 | -0.58 | -0.09 | 0 |  | 0.39 | 0.34 | 0.23 | 61.94 | 1382.155 | 0.31
D | 4002 | 2021-12-26 | 12 | OFF | 62.75 | 6.41 | 0.18 | 0.01 | 0.09 | 0 | 0.13 | 0.08 | -0.52 | -0.09 | 0 |  | 0.39 | 0.34 | 0.23 | 70 | 1410.629 | 0.41
D | 4002 | 2021-12-26 | 13 | OFF | 51.77 | 6.41 | 0.18 | 0.01 | 0.07 | 0 | 0 | 0.08 | -0.49 | -0.09 | 0 |  | 0.39 | 0.34 | 0.23 | 58.9 | 1410.434 | 0.26
D | 4002 | 2021-12-26 | 14 | OFF | 46.84 | 6.41 | 0.18 | 0.01 | 0.07 | 0 | 0 | 0.05 | -0.46 | -0.09 | 0 |  | 0.39 | 0.34 | 0.23 | 53.97 | 1401.413 | 0.26
D | 4002 | 2021-12-26 | 15 | OFF | 40.63 | 6.41 | 0.18 | 0.01 | 0.1 | 0 | 0 | 0.05 | -0.49 | -0.09 | 0 |  | 0.39 | 0.34 | 0.23 | 47.76 | 1388.839 | 0.29
D | 4002 | 2021-12-26 | 16 | OFF | 40.02 | 6.41 | 0.18 | 0.01 | 0.1 | 0 | 0 | 0.06 | -0.51 | -0.09 | 0 |  | 0.39 | 0.34 | 0.23 | 47.14 | 1396.875 | 0.29
D | 4002 | 2021-12-26 | 17 | OFF | 51.74 | 6.41 | 0.18 | 0.01 | 0.13 | 0 | 0.28 | 0.05 | -0.33 | -0.09 | 0 |  | 0.39 | 0.34 | 0.23 | 59.34 | 1496.632 | 0.6
D | 4002 | 2021-12-26 | 18 | OFF | 49.47 | 6.41 | 0.18 | 0.01 | 0.2 | 0 | 0.25 | 0.06 | -0.81 | -0.09 | 0 |  | 0.39 | 0.34 | 0.23 | 56.64 | 1564.536 | 0.64
D | 4002 | 2021-12-26 | 19 | OFF | 43.72 | 6.41 | 0.18 | 0.01 | 0.26 | 0 | 0 | 0.03 | -0.67 | -0.09 | 0 |  | 0.39 | 0.34 | 0.23 | 50.81 | 1545.428 | 0.45
D | 4002 | 2021-12-26 | 20 | OFF | 41.26 | 6.41 | 0.18 | 0.01 | 0.28 | 0 | 0 | 0.03 | -0.57 | -0.09 | 0 |  | 0.39 | 0.34 | 0.23 | 48.47 | 1500.184 | 0.47
D | 4002 | 2021-12-26 | 21 | OFF | 36.79 | 6.41 | 0.18 | 0.01 | 0.24 | 0 | 0 | 0.01 | -0.42 | -0.09 | 0 |  | 0.39 | 0.34 | 0.23 | 44.09 | 1437.991 | 0.43
D | 4002 | 2021-12-26 | 22 | OFF | 33.84 | 6.41 | 0.18 | 0.01 | 0.1 | 0 | 0 | 0.07 | -0.54 | -0.09 | 0 |  | 0.39 | 0.34 | 0.23 | 40.94 | 1357.205 | 0.29
D | 4002 | 2021-12-26 | 23 | OFF | 19.71 | 6.41 | 0.18 | 0.01 | 0.46 | 0 | 0 | 0.02 | -0.3 | -0.09 | 0 |  | 0.39 | 0.34 | 0.23 | 27.36 | 1260.4 | 0.65
D | 4002 | 2021-12-26 | 24 | OFF | 14.76 | 6.41 | 0.18 | 0.01 | 0.34 | 0 | 0 | 0.02 | -0.43 | -0.09 | 0 |  | 0.39 | 0.34 | 0.23 | 22.16 | 1176.645 | 0.53
D | 4002 | 2021-12-27 | 1 | OFF | 26.14 | 6.41 | 0.46 | 0.07 | 0.08 | 0 | 0 | 0.1 | -0.61 | -0.09 | 0 |  | 0.39 | 0.34 | 0.23 | 33.52 | 1125.099 | 0.61
D | 4002 | 2021-12-27 | 2 | OFF | 18.35 | 6.41 | 0.46 | 0.07 | 0.05 | 0 | 0 | 0.13 | -0.6 | -0.09 | 0 |  | 0.39 | 0.34 | 0.23 | 25.74 | 1093.318 | 0.58
D | 4002 | 2021-12-27 | 3 | OFF | 13.34 | 6.41 | 0.46 | 0.07 | 0.09 | 0 | 0 | 0.05 | -0.4 | -0.09 | 0 |  | 0.39 | 0.34 | 0.23 | 20.89 | 1080.687 | 0.62
D | 4002 | 2021-12-27 | 4 | OFF | 25.84 | 6.41 | 0.46 | 0.07 | 0.03 | 0 | 0 | 0.21 | -0.7 | -0.09 | 0 |  | 0.39 | 0.34 | 0.23 | 33.19 | 1088.92 | 0.56
D | 4002 | 2021-12-27 | 5 | OFF | 26.33 | 6.41 | 0.46 | 0.07 | 0.03 | 0 | 0 | 0.18 | -0.55 | -0.09 | 0 |  | 0.39 | 0.34 | 0.23 | 33.8 | 1126.875 | 0.56
D | 4002 | 2021-12-27 | 6 | OFF | 42.4 | 6.41 | 0.46 | 0.07 | 0.44 | 0 | 0 | 0.27 | -0.95 | -0.09 | 0 |  | 0.39 | 0.34 | 0.23 | 49.97 | 1201.72 | 0.97
D | 4002 | 2021-12-27 | 7 | OFF | 37.67 | 6.41 | 0.46 | 0.07 | 0.41 | 0 | 0 | 0.36 | -1.32 | -0.09 | 0 |  | 0.39 | 0.34 | 0.23 | 44.93 | 1308.674 | 0.94
D | 4002 | 2021-12-27 | 8 | ON | 34.86 | 6.41 | 0.46 | 0.07 | 0.56 | 0.25 | 0 | 0.24 | -1.42 | -0.09 | 0 |  | 0.39 | 0.34 | 0.23 | 42.3 | 1402.577 | 1.34
D | 4002 | 2021-12-27 | 9 | ON | 33.95 | 6.41 | 0.46 | 0.07 | 0.17 | 0.24 | 0 | 0.23 | -1.13 | -0.09 | 0 |  | 0.39 | 0.34 | 0.23 | 41.27 | 1470.921 | 0.94
D | 4002 | 2021-12-27 | 10 | ON | 50.52 | 6.41 | 0.46 | 0.07 | 0.13 | 0.24 | 0 | 0.22 | -1.12 | -0.09 | 0 |  | 0.39 | 0.34 | 0.23 | 57.8 | 1520.279 | 0.9
D | 4002 | 2021-12-27 | 11 | ON | 91.09 | 6.41 | 0.46 | 0.07 | 0.13 | 0.23 | 0.18 | 0.24 | -1.34 | -0.09 | 0 |  | 0.39 | 0.34 | 0.23 | 98.34 | 1555.651 | 1.07
D | 4002 | 2021-12-27 | 12 | ON | 111.14 | 6.41 | 0.46 | 0.07 | 0.24 | 0.23 | 0.07 | 0.28 | -1.34 | -0.09 | 0 |  | 0.39 | 0.34 | 0.23 | 118.43 | 1564.99 | 1.07
D | 4002 | 2021-12-27 | 13 | ON | 81.9 | 6.41 | 0.46 | 0.07 | 0.14 | 0.23 | 0 | 0.19 | -1.13 | -0.09 | 0 |  | 0.39 | 0.34 | 0.23 | 89.14 | 1550.097 | 0.9
D | 4002 | 2021-12-27 | 14 | ON | 83.31 | 6.41 | 0.46 | 0.07 | 0.22 | 0.23 | 0.19 | 0.35 | -1.32 | -0.09 | 0 |  | 0.39 | 0.34 | 0.23 | 90.79 | 1540.428 | 1.17
D | 4002 | 2021-12-27 | 15 | ON | 78.24 | 6.41 | 0.46 | 0.07 | 0.15 | 0.23 | 0.05 | 0.43 | -1.77 | -0.09 | 0 |  | 0.39 | 0.34 | 0.23 | 85.14 | 1522.601 | 0.96
D | 4002 | 2021-12-27 | 16 | ON | 85.95 | 6.41 | 0.46 | 0.07 | 0.13 | 0.23 | 0 | 0.6 | -1.86 | -0.09 | 0 |  | 0.39 | 0.34 | 0.23 | 92.86 | 1537.234 | 0.89
D | 4002 | 2021-12-27 | 17 | ON | 127.13 | 6.41 | 0.46 | 0.07 | 0.66 | 0.22 | 0.36 | 0.42 | -1.47 | -0.09 | 0 |  | 0.39 | 0.34 | 0.23 | 135.13 | 1633.373 | 1.77
D | 4002 | 2021-12-27 | 18 | ON | 159.47 | 6.41 | 0.46 | 0.07 | 0.74 | 0.19 | 0.19 | 0.62 | -2.14 | -0.09 | 0 |  | 0.39 | 0.34 | 0.23 | 166.88 | 1703.341 | 1.65
D | 4002 | 2021-12-27 | 19 | ON | 133.61 | 6.41 | 0.46 | 0.07 | 0.34 | 0.2 | 0.04 | 0.47 | -1.81 | -0.09 | 0 |  | 0.39 | 0.34 | 0.23 | 140.66 | 1673.039 | 1.11
D | 4002 | 2021-12-27 | 20 | ON | 98.35 | 6.41 | 0.46 | 0.07 | 0.26 | 0.2 | 0 | 0.33 | -1.35 | -0.09 | 0 |  | 0.39 | 0.34 | 0.23 | 105.6 | 1602.368 | 0.99
D | 4002 | 2021-12-27 | 21 | ON | 63.44 | 6.41 | 0.46 | 0.07 | 0.1 | 0.23 | 0 | 0.2 | -1.2 | -0.09 | 0 |  | 0.39 | 0.34 | 0.23 | 70.58 | 1536.361 | 0.86
D | 4002 | 2021-12-27 | 22 | ON | 74.44 | 6.41 | 0.46 | 0.07 | 0.12 | 0.24 | 0 | 0.34 | -1.51 | -0.09 | 0 |  | 0.39 | 0.34 | 0.23 | 81.44 | 1436.695 | 0.89
D | 4002 | 2021-12-27 | 23 | ON | 56.3 | 6.41 | 0.46 | 0.07 | 0.22 | 0.26 | 0 | 0.4 | -1.5 | -0.09 | 0 |  | 0.39 | 0.34 | 0.23 | 63.49 | 1316.504 | 1.01
D | 4002 | 2021-12-27 | 24 | OFF | 75.31 | 6.41 | 0.46 | 0.07 | 0.41 | 0 | 0 | 0.46 | -1.72 | -0.09 | 0 |  | 0.39 | 0.34 | 0.23 | 82.27 | 1225.836 | 0.94
D | 4002 | 2021-12-28 | 1 | OFF | 60.8 | 6.41 | 0.54 | 0.09 | 0.2 | 0 | 0 | 0.06 | -0.44 | -0.09 | 0 |  | 0.39 | 0.34 | 0.23 | 68.53 | 1162.015 | 0.83
D | 4002 | 2021-12-28 | 2 | OFF | 44.2 | 6.41 | 0.54 | 0.09 | 0.32 | 0 | 0 | 0.04 | -0.45 | -0.09 | 0 |  | 0.39 | 0.34 | 0.23 | 52.02 | 1131.017 | 0.95
D | 4002 | 2021-12-28 | 3 | OFF | 45.05 | 6.41 | 0.54 | 0.09 | 0.31 | 0 | 0 | 0.05 | -0.44 | -0.09 | 0 |  | 0.39 | 0.34 | 0.23 | 52.88 | 1115.883 | 0.94
D | 4002 | 2021-12-28 | 4 | OFF | 48.37 | 6.41 | 0.54 | 0.09 | 0.27 | 0 | 0 | 0.04 | -0.39 | -0.09 | 0 |  | 0.39 | 0.34 | 0.23 | 56.2 | 1118.809 | 0.9
D | 4002 | 2021-12-28 | 5 | OFF | 45.76 | 6.41 | 0.54 | 0.09 | 0.16 | 0 | 0 | 0.08 | -0.4 | -0.09 | 0 |  | 0.39 | 0.34 | 0.23 | 53.51 | 1142.002 | 0.79
D | 4002 | 2021-12-28 | 6 | OFF | 48.77 | 6.41 | 0.54 | 0.09 | 1.39 | 0 | 0 | 0.13 | -0.54 | -0.09 | 0 |  | 0.39 | 0.34 | 0.23 | 57.66 | 1212.412 | 2.02
D | 4002 | 2021-12-28 | 7 | OFF | 67.96 | 6.41 | 0.54 | 0.09 | 0.92 | 0 | 0 | 0.08 | -0.34 | -0.09 | 0 |  | 0.39 | 0.34 | 0.23 | 76.53 | 1323.307 | 1.55
D | 4002 | 2021-12-28 | 8 | ON | 69.91 | 6.41 | 0.54 | 0.09 | 0.41 | 0.26 | 0.05 | 0.1 | -0.62 | -0.09 | 0 |  | 0.39 | 0.34 | 0.23 | 78.02 | 1422.403 | 1.35
D | 4002 | 2021-12-28 | 9 | ON | 83.41 | 6.41 | 0.54 | 0.09 | 0.22 | 0.25 | 0.01 | 0.09 | -0.82 | -0.09 | 0 |  | 0.39 | 0.34 | 0.23 | 91.07 | 1494.422 | 1.11
D | 4002 | 2021-12-28 | 10 | ON | 84.58 | 6.41 | 0.54 | 0.09 | 0.25 | 0.22 | 0 | 0.1 | -0.69 | -0.09 | 0 |  | 0.39 | 0.34 | 0.23 | 92.37 | 1532.019 | 1.1
D | 4002 | 2021-12-28 | 11 | ON | 55.1 | 6.41 | 0.54 | 0.09 | 0.27 | 0.22 | 0 | 0.09 | -0.52 | -0.09 | 0 |  | 0.39 | 0.34 | 0.23 | 63.07 | 1536.828 | 1.12
D | 4002 | 2021-12-28 | 12 | ON | 44.03 | 6.41 | 0.54 | 0.09 | 0.08 | 0.22 | 0 | 0.15 | -0.57 | -0.09 | 0 |  | 0.39 | 0.34 | 0.23 | 51.82 | 1511.468 | 0.93
D | 4002 | 2021-12-28 | 13 | ON | 41.93 | 6.41 | 0.54 | 0.09 | 0.07 | 0.26 | 0 | -0.04 | -0.58 | -0.09 | 0 |  | 0.39 | 0.34 | 0.23 | 49.55 | 1483.286 | 0.96
D | 4002 | 2021-12-28 | 14 | ON | 43.64 | 6.41 | 0.54 | 0.09 | 0.06 | 0.25 | 0 | -0.05 | -0.54 | -0.09 | 0 |  | 0.39 | 0.34 | 0.23 | 51.27 | 1468.017 | 0.94
D | 4002 | 2021-12-28 | 15 | ON | 44.25 | 6.41 | 0.54 | 0.09 | 0.15 | 0.25 | 0.03 | 0.04 | -0.57 | -0.09 | 0 |  | 0.39 | 0.34 | 0.23 | 52.06 | 1470.099 | 1.06
D | 4002 | 2021-12-28 | 16 | ON | 53.08 | 6.41 | 0.54 | 0.09 | 0.13 | 0.24 | 0 | 0.02 | -0.68 | -0.09 | 0 |  | 0.39 | 0.34 | 0.23 | 60.7 | 1491.204 | 1
D | 4002 | 2021-12-28 | 17 | ON | 79.48 | 6.41 | 0.54 | 0.09 | 0.14 | 0.23 | 0.37 | 0.02 | -0.49 | -0.09 | 0 |  | 0.39 | 0.34 | 0.23 | 87.66 | 1584.721 | 1.37
D | 4002 | 2021-12-28 | 18 | ON | 99.16 | 6.41 | 0.54 | 0.09 | 0.43 | 0.22 | 0.59 | 0.14 | -0.98 | -0.09 | 0 |  | 0.39 | 0.34 | 0.23 | 107.47 | 1651.111 | 1.87
D | 4002 | 2021-12-28 | 19 | ON | 59.5 | 6.41 | 0.54 | 0.09 | 0.28 | 0.22 | 0 | 0.12 | -0.7 | -0.09 | 0 |  | 0.39 | 0.34 | 0.23 | 67.33 | 1618.419 | 1.13
D | 4002 | 2021-12-28 | 20 | ON | 51.58 | 6.41 | 0.54 | 0.09 | 0.19 | 0.23 | 0.1 | 0.07 | -0.53 | -0.09 | 0 |  | 0.39 | 0.34 | 0.23 | 59.55 | 1547.146 | 1.15
D | 4002 | 2021-12-28 | 21 | ON | 45.57 | 6.41 | 0.54 | 0.09 | 0.09 | 0.24 | 0.13 | 0.05 | -0.42 | -0.09 | 0 |  | 0.39 | 0.34 | 0.23 | 53.57 | 1471.27 | 1.09
D | 4002 | 2021-12-28 | 22 | ON | 40.25 | 6.41 | 0.54 | 0.09 | 0.06 | 0.25 | 0.01 | 0.02 | -0.57 | -0.09 | 0 |  | 0.39 | 0.34 | 0.23 | 47.93 | 1369.594 | 0.95
D | 4002 | 2021-12-28 | 23 | ON | 39.34 | 6.41 | 0.54 | 0.09 | 0.12 | 0.27 | 0 | -0.06 | -0.49 | -0.09 | 0 |  | 0.39 | 0.34 | 0.23 | 47.09 | 1254.913 | 1.02
D | 4002 | 2021-12-28 | 24 | OFF | 38.04 | 6.41 | 0.54 | 0.09 | 0.72 | 0 | 0 | 0.02 | -0.42 | -0.09 | 0 |  | 0.39 | 0.34 | 0.23 | 46.27 | 1164.156 | 1.35
D | 4002 | 2021-12-29 | 1 | OFF | 32.53 | 6.41 | 0.14 | 0.01 | 0.35 | 0 | 0 | 0.04 | -0.41 | -0.09 | 0 |  | 0.39 | 0.34 | 0.23 | 39.94 | 1097.757 | 0.5
D | 4002 | 2021-12-29 | 2 | OFF | 32.21 | 6.41 | 0.14 | 0.01 | 0.12 | 0 | 0 | 0.03 | -0.36 | -0.09 | 0 |  | 0.39 | 0.34 | 0.23 | 39.43 | 1060.265 | 0.27
D | 4002 | 2021-12-29 | 3 | OFF | 38.18 | 6.41 | 0.14 | 0.01 | 0.06 | 0 | 0 | 0.02 | -0.37 | -0.09 | 0 |  | 0.39 | 0.34 | 0.23 | 45.32 | 1044.701 | 0.21
D | 4002 | 2021-12-29 | 4 | OFF | 31.66 | 6.41 | 0.14 | 0.01 | 0.08 | 0 | 0 | 0.06 | -0.38 | -0.09 | 0 |  | 0.39 | 0.34 | 0.23 | 38.85 | 1046.859 | 0.23
D | 4002 | 2021-12-29 | 5 | OFF | 33.08 | 6.41 | 0.14 | 0.01 | 0.06 | 0 | 0 | 0.08 | -0.43 | -0.09 | 0 |  | 0.39 | 0.34 | 0.23 | 40.22 | 1079.841 | 0.21
D | 4002 | 2021-12-29 | 6 | OFF | 34.28 | 6.41 | 0.14 | 0.01 | 0.13 | 0 | 0 | 0.09 | -0.49 | -0.09 | 0 |  | 0.39 | 0.34 | 0.23 | 41.44 | 1156.298 | 0.28
D | 4002 | 2021-12-29 | 7 | OFF | 36.27 | 6.41 | 0.14 | 0.01 | 0.35 | 0 | 0 | 0.05 | -0.51 | -0.09 | 0 |  | 0.39 | 0.34 | 0.23 | 43.59 | 1272.47 | 0.5
D | 4002 | 2021-12-29 | 8 | ON | 35.08 | 6.41 | 0.14 | 0.01 | 0.17 | 0.26 | 0 | 0.05 | -0.57 | -0.09 | 0 |  | 0.39 | 0.34 | 0.23 | 42.42 | 1370.012 | 0.58
D | 4002 | 2021-12-29 | 9 | ON | 35.51 | 6.41 | 0.14 | 0.01 | 0.11 | 0.25 | 0 | 0 | -0.59 | -0.09 | 0 |  | 0.39 | 0.34 | 0.23 | 42.71 | 1431.196 | 0.51
D | 4002 | 2021-12-29 | 10 | ON | 35.81 | 6.41 | 0.14 | 0.01 | 0.66 | 0.25 | 0 | 0.07 | -0.42 | -0.09 | 0 |  | 0.39 | 0.34 | 0.23 | 43.8 | 1448.625 | 1.06
D | 4002 | 2021-12-29 | 11 | ON | 35.43 | 6.41 | 0.14 | 0.01 | 0.3 | 0.25 | 0 | 0.06 | -0.7 | -0.09 | 0 |  | 0.39 | 0.34 | 0.23 | 42.77 | 1456.6 | 0.7
D | 4002 | 2021-12-29 | 12 | ON | 35.75 | 6.41 | 0.14 | 0.01 | 0.08 | 0.24 | 0 | 0.03 | -0.69 | -0.09 | 0 |  | 0.39 | 0.34 | 0.23 | 42.84 | 1463.416 | 0.47
D | 4002 | 2021-12-29 | 13 | ON | 36.44 | 6.41 | 0.14 | 0.01 | 0.06 | 0.24 | 0 | 0.02 | -0.59 | -0.09 | 0 |  | 0.39 | 0.34 | 0.23 | 43.6 | 1460.006 | 0.45
D | 4002 | 2021-12-29 | 14 | ON | 36.84 | 6.41 | 0.14 | 0.01 | 0.06 | 0.24 | 0 | 0.03 | -0.57 | -0.09 | 0 |  | 0.39 | 0.34 | 0.23 | 44.03 | 1456.906 | 0.45
D | 4002 | 2021-12-29 | 15 | ON | 37.27 | 6.41 | 0.14 | 0.01 | 0.08 | 0.24 | 0 | 0.02 | -0.58 | -0.09 | 0 |  | 0.39 | 0.34 | 0.23 | 44.46 | 1458.013 | 0.47
D | 4002 | 2021-12-29 | 16 | ON | 38.49 | 6.41 | 0.14 | 0.01 | 0.08 | 0.24 | 0 | 0.01 | -0.65 | -0.09 | 0 |  | 0.39 | 0.34 | 0.23 | 45.6 | 1471.704 | 0.47
D | 4002 | 2021-12-29 | 17 | ON | 42.45 | 6.41 | 0.14 | 0.01 | 0.08 | 0.23 | 0 | -0.04 | -0.62 | -0.09 | 0 |  | 0.39 | 0.34 | 0.23 | 49.53 | 1563.436 | 0.46
D | 4002 | 2021-12-29 | 18 | ON | 47.65 | 6.41 | 0.14 | 0.01 | 0.08 | 0.22 | 0 | 0.07 | -0.76 | -0.09 | 0 |  | 0.39 | 0.34 | 0.23 | 54.69 | 1620.756 | 0.45
D | 4002 | 2021-12-29 | 19 | ON | 42.46 | 6.41 | 0.14 | 0.01 | 0.05 | 0.22 | 0 | 0.03 | -0.54 | -0.09 | 0 |  | 0.39 | 0.34 | 0.23 | 49.65 | 1587.234 | 0.42
D | 4002 | 2021-12-29 | 20 | ON | 39.86 | 6.41 | 0.14 | 0.01 | 0.05 | 0.23 | 0 | 0.05 | -0.45 | -0.09 | 0 |  | 0.39 | 0.34 | 0.23 | 47.17 | 1522.457 | 0.43
D | 4002 | 2021-12-29 | 21 | ON | 38.4 | 6.41 | 0.14 | 0.01 | 0.06 | 0.24 | 0 | 0 | -0.49 | -0.09 | 0 |  | 0.39 | 0.34 | 0.23 | 45.64 | 1450.92 | 0.45
D | 4002 | 2021-12-29 | 22 | ON | 38.5 | 6.41 | 0.14 | 0.01 | 0.06 | 0.26 | 0 | -0.04 | -0.51 | -0.09 | 0 |  | 0.39 | 0.34 | 0.23 | 45.7 | 1356.763 | 0.47
D | 4002 | 2021-12-29 | 23 | ON | 39.27 | 6.41 | 0.14 | 0.01 | 0.22 | 0.28 | 0 | 0.04 | -0.47 | -0.09 | 0 |  | 0.39 | 0.34 | 0.23 | 46.77 | 1243.146 | 0.65
D | 4002 | 2021-12-29 | 24 | OFF | 38.49 | 6.41 | 0.14 | 0.01 | 0.16 | 0 | 0 | 0.08 | -0.49 | -0.09 | 0 |  | 0.39 | 0.34 | 0.23 | 45.67 | 1154.257 | 0.31
D | 4002 | 2021-12-30 | 1 | OFF | 35.96 | 6.41 | 0.15 | 0.01 | 0.07 | 0 | 0 | 0.02 | -0.38 | -0.09 | 0 |  | 0.39 | 0.34 | 0.23 | 43.11 | 1086.729 | 0.23
D | 4002 | 2021-12-30 | 2 | OFF | 32.52 | 6.41 | 0.15 | 0.01 | 0.08 | 0 | 0 | 0.08 | -0.29 | -0.09 | 0 |  | 0.39 | 0.34 | 0.23 | 39.83 | 1048.527 | 0.24
D | 4002 | 2021-12-30 | 3 | OFF | 31.63 | 6.41 | 0.15 | 0.01 | 0.11 | 0 | 0 | 0.01 | -0.26 | -0.09 | 0 |  | 0.39 | 0.34 | 0.23 | 38.93 | 1030.521 | 0.27
D | 4002 | 2021-12-30 | 4 | OFF | 31.46 | 6.41 | 0.15 | 0.01 | 0.11 | 0 | 0 | 0.05 | -0.28 | -0.09 | 0 |  | 0.39 | 0.34 | 0.23 | 38.78 | 1032.228 | 0.27
D | 4002 | 2021-12-30 | 5 | OFF | 32.74 | 6.41 | 0.15 | 0.01 | 0.1 | 0 | 0 | 0.11 | -0.32 | -0.09 | 0 |  | 0.39 | 0.34 | 0.23 | 40.07 | 1061.678 | 0.26
D | 4002 | 2021-12-30 | 6 | OFF | 34.49 | 6.41 | 0.15 | 0.01 | 0.17 | 0 | 0 | 0.08 | -0.4 | -0.09 | 0 |  | 0.39 | 0.34 | 0.23 | 41.78 | 1133.255 | 0.33
D | 4002 | 2021-12-30 | 7 | OFF | 36.59 | 6.41 | 0.15 | 0.01 | 0.15 | 0 | 0 | 0.07 | -0.4 | -0.09 | 0 |  | 0.39 | 0.34 | 0.23 | 43.85 | 1240.962 | 0.31
D | 4002 | 2021-12-30 | 8 | ON | 36.4 | 6.41 | 0.15 | 0.01 | 0.14 | 0.27 | 0 | 0.07 | -0.4 | -0.09 | 0 |  | 0.39 | 0.34 | 0.23 | 43.92 | 1337.762 | 0.57
D | 4002 | 2021-12-30 | 9 | ON | 36.3 | 6.41 | 0.15 | 0.01 | 0.08 | 0.26 | 0 | 0.04 | -0.5 | -0.09 | 0 |  | 0.39 | 0.34 | 0.23 | 43.62 | 1407.24 | 0.5
D | 4002 | 2021-12-30 | 10 | ON | 36.67 | 6.41 | 0.15 | 0.01 | 0.06 | 0.25 | 0 | 0.03 | -0.52 | -0.09 | 0 |  | 0.39 | 0.34 | 0.23 | 43.93 | 1450.084 | 0.47
D | 4002 | 2021-12-30 | 11 | ON | 35.53 | 6.41 | 0.15 | 0.01 | 0.06 | 0.25 | 0 | 0.07 | -0.58 | -0.09 | 0 |  | 0.39 | 0.34 | 0.23 | 42.77 | 1474.997 | 0.47
D | 4002 | 2021-12-30 | 12 | ON | 35.4 | 6.41 | 0.15 | 0.01 | 0.61 | 0.25 | 0 | 0.04 | -0.67 | -0.09 | 0 |  | 0.39 | 0.34 | 0.23 | 43.07 | 1468.668 | 1.02
D | 4002 | 2021-12-30 | 13 | ON | 35.22 | 6.41 | 0.15 | 0.01 | 0.14 | 0.25 | 0 | 0.05 | -0.64 | -0.09 | 0 |  | 0.39 | 0.34 | 0.23 | 42.46 | 1453.854 | 0.55
D | 4002 | 2021-12-30 | 14 | ON | 35.43 | 6.41 | 0.15 | 0.01 | 0.05 | 0.25 | 0 | 0.03 | -0.56 | -0.09 | 0 |  | 0.39 | 0.34 | 0.23 | 42.64 | 1448.431 | 0.46
D | 4002 | 2021-12-30 | 15 | ON | 33.55 | 6.41 | 0.15 | 0.01 | 0.05 | 0.25 | 0 | 0.03 | -0.52 | -0.09 | 0 |  | 0.39 | 0.34 | 0.23 | 40.8 | 1438.127 | 0.46
D | 4002 | 2021-12-30 | 16 | ON | 34.02 | 6.41 | 0.15 | 0.01 | 0.05 | 0.25 | 0 | 0.03 | -0.55 | -0.09 | 0 |  | 0.39 | 0.34 | 0.23 | 41.24 | 1440.642 | 0.46
D | 4002 | 2021-12-30 | 17 | ON | 36.95 | 6.41 | 0.15 | 0.01 | 0.05 | 0.23 | 0 | 0.05 | -0.56 | -0.09 | 0 |  | 0.39 | 0.34 | 0.23 | 44.16 | 1518.23 | 0.44
D | 4002 | 2021-12-30 | 18 | ON | 39.04 | 6.41 | 0.15 | 0.01 | 0.05 | 0.23 | 0 | 0.05 | -0.68 | -0.09 | 0 |  | 0.39 | 0.34 | 0.23 | 46.13 | 1579.32 | 0.44
D | 4002 | 2021-12-30 | 19 | ON | 42.24 | 6.41 | 0.15 | 0.01 | 0.11 | 0.23 | 0 | 0.04 | -0.42 | -0.09 | 0 |  | 0.39 | 0.34 | 0.23 | 49.64 | 1548.658 | 0.5
D | 4002 | 2021-12-30 | 20 | ON | 37.97 | 6.41 | 0.15 | 0.01 | 0.08 | 0.24 | 0 | 0.01 | -0.4 | -0.09 | 0 |  | 0.39 | 0.34 | 0.23 | 45.34 | 1485.042 | 0.48
D | 4002 | 2021-12-30 | 21 | ON | 43.47 | 6.41 | 0.15 | 0.01 | 0.07 | 0.25 | 0.17 | -0.02 | -0.42 | -0.09 | 0 |  | 0.39 | 0.34 | 0.23 | 50.96 | 1417.188 | 0.65
D | 4002 | 2021-12-30 | 22 | ON | 36.63 | 6.41 | 0.15 | 0.01 | 0.07 | 0.26 | 0 | 0.01 | -0.51 | -0.09 | 0 |  | 0.39 | 0.34 | 0.23 | 43.9 | 1323.433 | 0.49
D | 4002 | 2021-12-30 | 23 | ON | 33.26 | 6.41 | 0.15 | 0.01 | 0.17 | 0.28 | 0 | 0 | -0.38 | -0.09 | 0 |  | 0.39 | 0.34 | 0.23 | 40.77 | 1216.566 | 0.61
D | 4002 | 2021-12-30 | 24 | OFF | 30.99 | 6.41 | 0.15 | 0.01 | 0.16 | 0 | 0 | 0.06 | -0.33 | -0.09 | 0 |  | 0.39 | 0.34 | 0.23 | 38.32 | 1119.424 | 0.32
D | 4002 | 2021-12-31 | 1 | OFF | 31.96 | 6.41 | 0.31 | 0.01 | 0.12 | 0 | 0 | 0 | -0.31 | -0.09 | 0 |  | 0.39 | 0.34 | 0.23 | 39.37 | 1050.78 | 0.44
D | 4002 | 2021-12-31 | 2 | OFF | 30.84 | 6.41 | 0.31 | 0.01 | 0.04 | 0 | 0 | 0.03 | -0.32 | -0.09 | 0 |  | 0.39 | 0.34 | 0.23 | 38.19 | 1013.6 | 0.36
D | 4002 | 2021-12-31 | 3 | OFF | 30.51 | 6.41 | 0.31 | 0.01 | 0.03 | 0 | 0 | 0.02 | -0.33 | -0.09 | 0 |  | 0.39 | 0.34 | 0.23 | 37.83 | 994.592 | 0.35
D | 4002 | 2021-12-31 | 4 | OFF | 29.73 | 6.41 | 0.31 | 0.01 | 0.03 | 0 | 0 | 0.05 | -0.41 | -0.09 | 0 |  | 0.39 | 0.34 | 0.23 | 37 | 991.802 | 0.35
D | 4002 | 2021-12-31 | 5 | OFF | 29.33 | 6.41 | 0.31 | 0.01 | 0.05 | 0 | 0 | 0.06 | -0.42 | -0.09 | 0 |  | 0.39 | 0.34 | 0.23 | 36.62 | 1011.684 | 0.37
D | 4002 | 2021-12-31 | 6 | OFF | 31.56 | 6.41 | 0.31 | 0.01 | 0.06 | 0 | 0 | 0.05 | -0.39 | -0.09 | 0 |  | 0.39 | 0.34 | 0.23 | 38.88 | 1060.099 | 0.38
D | 4002 | 2021-12-31 | 7 | OFF | 33.3 | 6.41 | 0.31 | 0.01 | 0.13 | 0 | 0 | 0.04 | -0.37 | -0.09 | 0 |  | 0.39 | 0.34 | 0.23 | 40.7 | 1130.434 | 0.45
D | 4002 | 2021-12-31 | 8 | ON | 32.55 | 6.41 | 0.31 | 0.01 | 0.11 | 0.3 | 0 | 0.06 | -0.43 | -0.09 | 0 |  | 0.39 | 0.34 | 0.23 | 40.19 | 1210.9 | 0.73
D | 4002 | 2021-12-31 | 9 | ON | 32.53 | 6.41 | 0.31 | 0.01 | 0.1 | 0.28 | 0 | 0.07 | -0.48 | -0.09 | 0 |  | 0.39 | 0.34 | 0.23 | 40.1 | 1291.686 | 0.7
D | 4002 | 2021-12-31 | 10 | ON | 32.68 | 6.41 | 0.31 | 0.01 | 0.07 | 0.27 | 0 | 0.06 | -0.76 | -0.09 | 0 |  | 0.39 | 0.34 | 0.23 | 39.92 | 1347.272 | 0.66
D | 4002 | 2021-12-31 | 11 | ON | 32.39 | 6.41 | 0.31 | 0.01 | 0.06 | 0.26 | 0 | 0.05 | -1.53 | -0.09 | 0 |  | 0.39 | 0.34 | 0.23 | 38.83 | 1378.847 | 0.64
D | 4002 | 2021-12-31 | 12 | ON | 31.91 | 6.41 | 0.31 | 0.01 | 0.22 | 0.26 | 0 | 0.03 | -0.84 | -0.09 | 0 |  | 0.39 | 0.34 | 0.23 | 39.18 | 1387.324 | 0.8
D | 4002 | 2021-12-31 | 13 | ON | 32.3 | 6.41 | 0.31 | 0.01 | 0.09 | 0.26 | 0 | 0.04 | -0.85 | -0.09 | 0 |  | 0.39 | 0.34 | 0.23 | 39.44 | 1382.859 | 0.67
D | 4002 | 2021-12-31 | 14 | ON | 33.66 | 6.41 | 0.31 | 0.01 | 0.06 | 0.26 | 0 | 0.04 | -0.82 | -0.09 | 0 |  | 0.39 | 0.34 | 0.23 | 40.8 | 1373.185 | 0.64
D | 4002 | 2021-12-31 | 15 | ON | 35.9 | 6.41 | 0.31 | 0.01 | 0.06 | 0.25 | 0 | 0.04 | -1.74 | -0.09 | 0 |  | 0.39 | 0.34 | 0.23 | 42.11 | 1377.215 | 0.63
D | 4002 | 2021-12-31 | 16 | ON | 39.8 | 6.41 | 0.31 | 0.01 | 0.08 | 0.25 | 0.01 | 0.05 | -1.24 | -0.09 | 0 |  | 0.39 | 0.34 | 0.23 | 46.55 | 1400.923 | 0.66
D | 4002 | 2021-12-31 | 17 | ON | 49.7 | 6.41 | 0.31 | 0.01 | 0.1 | 0.24 | 0.11 | 0.06 | -1.47 | -0.09 | 0 |  | 0.39 | 0.34 | 0.23 | 56.34 | 1478.402 | 0.77
D | 4002 | 2021-12-31 | 18 | ON | 45.53 | 6.41 | 0.31 | 0.01 | 0.14 | 0.23 | 0.02 | 0.07 | -1.29 | -0.09 | 0 |  | 0.39 | 0.34 | 0.23 | 52.3 | 1513.444 | 0.71
D | 4002 | 2021-12-31 | 19 | ON | 43.46 | 6.41 | 0.31 | 0.01 | 0.16 | 0.24 | 0 | 0.01 | -0.84 | -0.09 | 0 |  | 0.39 | 0.34 | 0.23 | 50.63 | 1455.785 | 0.72
D | 4002 | 2021-12-31 | 20 | ON | 34.64 | 6.41 | 0.31 | 0.01 | 0.09 | 0.25 | 0 | 0.07 | -0.62 | -0.09 | 0 |  | 0.39 | 0.34 | 0.23 | 42.03 | 1380.023 | 0.66
D | 4002 | 2021-12-31 | 21 | ON | 31.9 | 6.41 | 0.31 | 0.01 | 0.07 | 0.26 | 0 | 0.04 | -0.79 | -0.09 | 0 |  | 0.39 | 0.34 | 0.23 | 39.08 | 1315.01 | 0.65
D | 4002 | 2021-12-31 | 22 | ON | 32 | 6.41 | 0.31 | 0.01 | 0.07 | 0.27 | 0 | -0.03 | -1.08 | -0.09 | 0 |  | 0.39 | 0.34 | 0.23 | 38.83 | 1244.476 | 0.66
D | 4002 | 2021-12-31 | 23 | ON | 31.86 | 6.41 | 0.31 | 0.01 | 0.12 | 0.29 | 0 | 0 | -0.62 | -0.09 | 0 |  | 0.39 | 0.34 | 0.23 | 39.25 | 1170.268 | 0.73
D | 4002 | 2021-12-31 | 24 | OFF | 30.32 | 6.41 | 0.31 | 0.01 | 0.15 | 0 | 0 | 0 | -0.52 | -0.09 | 0 |  | 0.39 | 0.34 | 0.23 | 37.55 | 1104.693 | 0.47
T | 744 lines

## whlsecost_hourly_4002_202201
C | Hourly Wholesale Load Cost Report
C | Filename: whlsecost_hourly_4002_202201.csv
C | Report for: 01 2022
C | Report generated: 04/08/2022 14:41:49 EDT
H | Location ID | Local Date | Local Hour | OnOffPeak | RTLMP | Capacity | First Contingency | Second Contingency | Regulation | Forward Reserves | Real-Time Reserves | Inadvertent | Marginal Loss Rev Fund | Auction Rev Rights | Real-Time Demand Reduction Cost | Price Responsive Demand Cost | ISO Sched 2 | ISO Sched 3 | NEPOOL Exp | Total Cost | RTLO | Total Ancillary & NCPC
H | Number | Date | Number | String | Number | Number | Number | Number | Number | Number | Number | Number | Number | Number | Number | Number | Number | Number | Number | Number | Number
D | 4002 | 2022-01-01 | 1 | OFF | 26.38 | 6.2 | 0.24 | 0.01 | 0.2 | 0 | 0 | 0.01 | -0.23 | -0.34 | 0 |  | 0.4 | 0.34 | 0.23 | 33.44 | 1042.181 | 0.45
D | 4002 | 2022-01-01 | 2 | OFF | 26.28 | 6.2 | 0.24 | 0.01 | 0.13 | 0 | 0 | 0.08 | -0.26 | -0.34 | 0 |  | 0.4 | 0.34 | 0.23 | 33.31 | 994.703 | 0.38
D | 4002 | 2022-01-01 | 3 | OFF | 27.94 | 6.2 | 0.24 | 0.01 | 0.11 | 0 | 0 | 0.06 | -0.26 | -0.34 | 0 |  | 0.4 | 0.34 | 0.23 | 34.93 | 964.326 | 0.36
D | 4002 | 2022-01-01 | 4 | OFF | 25.53 | 6.2 | 0.24 | 0.01 | 0.13 | 0 | 0 | 0.03 | -0.23 | -0.34 | 0 |  | 0.4 | 0.34 | 0.23 | 32.54 | 951.081 | 0.38
D | 4002 | 2022-01-01 | 5 | OFF | 29.76 | 6.2 | 0.24 | 0.01 | 0.11 | 0 | 0 | 0 | -0.27 | -0.34 | 0 |  | 0.4 | 0.34 | 0.23 | 36.68 | 953.029 | 0.36
D | 4002 | 2022-01-01 | 6 | OFF | 28.89 | 6.2 | 0.24 | 0.01 | 0.09 | 0 | 0 | 0.07 | -0.25 | -0.34 | 0 |  | 0.4 | 0.34 | 0.23 | 35.88 | 978.346 | 0.34
D | 4002 | 2022-01-01 | 7 | OFF | 25.31 | 6.2 | 0.24 | 0.01 | 0.1 | 0 | 0 | 0.06 | -0.19 | -0.34 | 0 |  | 0.4 | 0.34 | 0.23 | 32.36 | 1021.357 | 0.35
D | 4002 | 2022-01-01 | 8 | OFF | 23.25 | 6.2 | 0.24 | 0.01 | 0.1 | 0 | 0 | 0.05 | -0.23 | -0.34 | 0 |  | 0.4 | 0.34 | 0.23 | 30.25 | 1078.335 | 0.35
D | 4002 | 2022-01-01 | 9 | OFF | 24.28 | 6.2 | 0.24 | 0.01 | 0.08 | 0 | 0 | 0.07 | -0.25 | -0.34 | 0 |  | 0.4 | 0.34 | 0.23 | 31.26 | 1158.921 | 0.33
D | 4002 | 2022-01-01 | 10 | OFF | 22.65 | 6.2 | 0.24 | 0.01 | 0.09 | 0 | 0 | 0.05 | -0.26 | -0.34 | 0 |  | 0.4 | 0.34 | 0.23 | 29.61 | 1249.877 | 0.34
D | 4002 | 2022-01-01 | 11 | OFF | 31.54 | 6.2 | 0.24 | 0.01 | 0.06 | 0 | 0 | 0.1 | -0.28 | -0.34 | 0 |  | 0.4 | 0.34 | 0.23 | 38.5 | 1315.794 | 0.31
D | 4002 | 2022-01-01 | 12 | OFF | 35.15 | 6.2 | 0.24 | 0.01 | 0.1 | 0 | 0 | 0.1 | -0.39 | -0.34 | 0 |  | 0.4 | 0.34 | 0.23 | 42.04 | 1353.004 | 0.35
D | 4002 | 2022-01-01 | 13 | OFF | 33.57 | 6.2 | 0.24 | 0.01 | 0.08 | 0 | 0 | 0.03 | -0.34 | -0.34 | 0 |  | 0.4 | 0.34 | 0.23 | 40.42 | 1360.268 | 0.33
D | 4002 | 2022-01-01 | 14 | OFF | 33.84 | 6.2 | 0.24 | 0.01 | 0.09 | 0 | 0 | 0 | -0.26 | -0.34 | 0 |  | 0.4 | 0.34 | 0.23 | 40.75 | 1348.298 | 0.34
D | 4002 | 2022-01-01 | 15 | OFF | 32.95 | 6.2 | 0.24 | 0.01 | 0.06 | 0 | 0 | 0.07 | -0.21 | -0.34 | 0 |  | 0.4 | 0.34 | 0.23 | 39.95 | 1330.432 | 0.31
D | 4002 | 2022-01-01 | 16 | OFF | 31.81 | 6.2 | 0.24 | 0.01 | 0.05 | 0 | 0 | 0.06 | -0.25 | -0.34 | 0 |  | 0.4 | 0.34 | 0.23 | 38.75 | 1332.829 | 0.3
D | 4002 | 2022-01-01 | 17 | OFF | 39.58 | 6.2 | 0.24 | 0.01 | 0.07 | 0 | 0.01 | 0.08 | -0.17 | -0.34 | 0 |  | 0.4 | 0.34 | 0.23 | 46.65 | 1408.54 | 0.33
D | 4002 | 2022-01-01 | 18 | OFF | 42.64 | 6.2 | 0.24 | 0.01 | 0.07 | 0 | 0 | 0.11 | -0.39 | -0.34 | 0 |  | 0.4 | 0.34 | 0.23 | 49.51 | 1457.183 | 0.32
D | 4002 | 2022-01-01 | 19 | OFF | 37.92 | 6.2 | 0.24 | 0.01 | 0.06 | 0 | 0 | 0.05 | -0.23 | -0.34 | 0 |  | 0.4 | 0.34 | 0.23 | 44.88 | 1422.466 | 0.31
D | 4002 | 2022-01-01 | 20 | OFF | 33.95 | 6.2 | 0.24 | 0.01 | 0.06 | 0 | 0 | 0.05 | -0.21 | -0.34 | 0 |  | 0.4 | 0.34 | 0.23 | 40.93 | 1360.922 | 0.31
D | 4002 | 2022-01-01 | 21 | OFF | 31.95 | 6.2 | 0.24 | 0.01 | 0.05 | 0 | 0 | 0.09 | -0.19 | -0.34 | 0 |  | 0.4 | 0.34 | 0.23 | 38.98 | 1298.427 | 0.3
D | 4002 | 2022-01-01 | 22 | OFF | 31.37 | 6.2 | 0.24 | 0.01 | 0.08 | 0 | 0 | 0.08 | -0.19 | -0.34 | 0 |  | 0.4 | 0.34 | 0.23 | 38.42 | 1224.324 | 0.33
D | 4002 | 2022-01-01 | 23 | OFF | 28.37 | 6.2 | 0.24 | 0.01 | 0.13 | 0 | 0 | 0.05 | -0.14 | -0.34 | 0 |  | 0.4 | 0.34 | 0.23 | 35.49 | 1133.506 | 0.38
D | 4002 | 2022-01-01 | 24 | OFF | 25.35 | 6.2 | 0.24 | 0.01 | 0.15 | 0 | 0 | 0 | -0.15 | -0.34 | 0 |  | 0.4 | 0.34 | 0.23 | 32.43 | 1051.687 | 0.4
D | 4002 | 2022-01-02 | 1 | OFF | 18.62 | 6.2 | 0.21 | 0.23 | 0.18 | 0 | 0 | -0.01 | -0.12 | -0.34 | 0 |  | 0.4 | 0.34 | 0.23 | 25.94 | 990.918 | 0.62
D | 4002 | 2022-01-02 | 2 | OFF | 19.07 | 6.2 | 0.21 | 0.23 | 0.08 | 0 | 0 | 0 | -0.15 | -0.34 | 0 |  | 0.4 | 0.34 | 0.23 | 26.27 | 954.778 | 0.52
D | 4002 | 2022-01-02 | 3 | OFF | -3.65 | 6.2 | 0.21 | 0.23 | 0.12 | 0 | 0 | -0.04 | -0.07 | -0.34 | 0 |  | 0.4 | 0.34 | 0.23 | 3.63 | 936.818 | 0.56
D | 4002 | 2022-01-02 | 4 | OFF | 19.18 | 6.2 | 0.21 | 0.23 | 0.08 | 0 | 0 | -0.01 | -0.11 | -0.34 | 0 |  | 0.4 | 0.34 | 0.23 | 26.41 | 930.57 | 0.52
D | 4002 | 2022-01-02 | 5 | OFF | 20.05 | 6.2 | 0.21 | 0.23 | 0.06 | 0 | 0 | 0.03 | -0.08 | -0.34 | 0 |  | 0.4 | 0.34 | 0.23 | 27.33 | 939.747 | 0.5
D | 4002 | 2022-01-02 | 6 | OFF | 22.97 | 6.2 | 0.21 | 0.23 | 0.06 | 0 | 0 | -0.01 | -0.09 | -0.34 | 0 |  | 0.4 | 0.34 | 0.23 | 30.2 | 970.532 | 0.5
D | 4002 | 2022-01-02 | 7 | OFF | 26.19 | 6.2 | 0.21 | 0.23 | 0.1 | 0 | 0 | 0.03 | -0.16 | -0.34 | 0 |  | 0.4 | 0.34 | 0.23 | 33.43 | 1018.266 | 0.54
D | 4002 | 2022-01-02 | 8 | OFF | 28.69 | 6.2 | 0.21 | 0.23 | 0.06 | 0 | 0 | 0.03 | -0.21 | -0.34 | 0 |  | 0.4 | 0.34 | 0.23 | 35.84 | 1087.483 | 0.5
D | 4002 | 2022-01-02 | 9 | OFF | 31.04 | 6.2 | 0.21 | 0.23 | 0.05 | 0 | 0 | 0.01 | -0.2 | -0.34 | 0 |  | 0.4 | 0.34 | 0.23 | 38.17 | 1176.546 | 0.49
D | 4002 | 2022-01-02 | 10 | OFF | 32.3 | 6.2 | 0.21 | 0.23 | 0.02 | 0 | 0 | 0.07 | -0.3 | -0.34 | 0 |  | 0.4 | 0.34 | 0.23 | 39.36 | 1256.646 | 0.46
D | 4002 | 2022-01-02 | 11 | OFF | 42.68 | 6.2 | 0.21 | 0.23 | 0.08 | 0 | 0 | 0.07 | -0.41 | -0.34 | 0 |  | 0.4 | 0.34 | 0.23 | 49.69 | 1311.697 | 0.52
D | 4002 | 2022-01-02 | 12 | OFF | 47.95 | 6.2 | 0.21 | 0.23 | 0.1 | 0 | 0.03 | -0.03 | -0.32 | -0.34 | 0 |  | 0.4 | 0.34 | 0.23 | 55 | 1355.826 | 0.57
D | 4002 | 2022-01-02 | 13 | OFF | 66.07 | 6.2 | 0.21 | 0.23 | 0.71 | 0 | 0.42 | 0.06 | -0.32 | -0.34 | 0 |  | 0.4 | 0.34 | 0.23 | 74.21 | 1378.363 | 1.57
D | 4002 | 2022-01-02 | 14 | OFF | 62.31 | 6.2 | 0.21 | 0.23 | 0.19 | 0 | 0.02 | 0.01 | -0.3 | -0.34 | 0 |  | 0.4 | 0.34 | 0.23 | 69.5 | 1376.282 | 0.65
D | 4002 | 2022-01-02 | 15 | OFF | 65.46 | 6.2 | 0.21 | 0.23 | 0.14 | 0 | 0.03 | 0.01 | -0.37 | -0.34 | 0 |  | 0.4 | 0.34 | 0.23 | 72.54 | 1368.21 | 0.61
D | 4002 | 2022-01-02 | 16 | OFF | 57.55 | 6.2 | 0.21 | 0.23 | 0.09 | 0 | 0.02 | 0.01 | -0.4 | -0.34 | 0 |  | 0.4 | 0.34 | 0.23 | 64.54 | 1372.947 | 0.55
D | 4002 | 2022-01-02 | 17 | OFF | 87.87 | 6.2 | 0.21 | 0.23 | 0.15 | 0 | 0.33 | 0.01 | -0.16 | -0.34 | 0 |  | 0.4 | 0.34 | 0.23 | 95.47 | 1468.147 | 0.92
D | 4002 | 2022-01-02 | 18 | OFF | 140.04 | 6.2 | 0.21 | 0.23 | 4.66 | 0 | 0.58 | 0.21 | -0.7 | -0.34 | 0 |  | 0.4 | 0.34 | 0.23 | 152.06 | 1537.604 | 5.68
D | 4002 | 2022-01-02 | 19 | OFF | 118.77 | 6.2 | 0.21 | 0.23 | 1.47 | 0 | 0.58 | -0.22 | -0.44 | -0.34 | 0 |  | 0.4 | 0.34 | 0.23 | 127.43 | 1511.049 | 2.49
D | 4002 | 2022-01-02 | 20 | OFF | 66.51 | 6.2 | 0.21 | 0.23 | 0.08 | 0 | 0.16 | 0.09 | -0.31 | -0.34 | 0 |  | 0.4 | 0.34 | 0.23 | 73.8 | 1458.951 | 0.68
D | 4002 | 2022-01-02 | 21 | OFF | 46.19 | 6.2 | 0.21 | 0.23 | 0.07 | 0 | 0 | 0.02 | -0.55 | -0.34 | 0 |  | 0.4 | 0.34 | 0.23 | 53 | 1394.063 | 0.51
D | 4002 | 2022-01-02 | 22 | OFF | 42.38 | 6.2 | 0.21 | 0.23 | 0.07 | 0 | 0 | 0 | -0.5 | -0.34 | 0 |  | 0.4 | 0.34 | 0.23 | 49.22 | 1312.371 | 0.51
D | 4002 | 2022-01-02 | 23 | OFF | 41.1 | 6.2 | 0.21 | 0.23 | 0.09 | 0 | 0 | 0.02 | -0.33 | -0.34 | 0 |  | 0.4 | 0.34 | 0.23 | 48.15 | 1224.879 | 0.53
D | 4002 | 2022-01-02 | 24 | OFF | 35.7 | 6.2 | 0.21 | 0.23 | 0.19 | 0 | 0 | 0.08 | -0.24 | -0.34 | 0 |  | 0.4 | 0.34 | 0.23 | 43 | 1153.523 | 0.63
D | 4002 | 2022-01-03 | 1 | OFF | 34.22 | 6.2 | 0.82 | 0.17 | 0.05 | 0 | 0 | -0.03 | -0.31 | -0.34 | 0 |  | 0.4 | 0.34 | 0.23 | 41.75 | 1112.174 | 1.04
D | 4002 | 2022-01-03 | 2 | OFF | 15.52 | 6.2 | 0.82 | 0.17 | 0.2 | 0 | 0 | 0.03 | -0.25 | -0.34 | 0 |  | 0.4 | 0.34 | 0.23 | 23.32 | 1089.405 | 1.19
D | 4002 | 2022-01-03 | 3 | OFF | 5.36 | 6.2 | 0.82 | 0.17 | 0.31 | 0 | 0 | 0.01 | -0.26 | -0.34 | 0 |  | 0.4 | 0.34 | 0.23 | 13.24 | 1084.308 | 1.3
D | 4002 | 2022-01-03 | 4 | OFF | 30.84 | 6.2 | 0.82 | 0.17 | 0.08 | 0 | 0 | 0.04 | -0.3 | -0.34 | 0 |  | 0.4 | 0.34 | 0.23 | 38.48 | 1099.546 | 1.07
D | 4002 | 2022-01-03 | 5 | OFF | 21.03 | 6.2 | 0.82 | 0.17 | 0.07 | 0 | 0 | 0.04 | -0.47 | -0.34 | 0 |  | 0.4 | 0.34 | 0.23 | 28.49 | 1146.363 | 1.06
D | 4002 | 2022-01-03 | 6 | OFF | 14.58 | 6.2 | 0.82 | 0.17 | 0.36 | 0 | 0 | 0.06 | 0.03 | -0.34 | 0 |  | 0.4 | 0.34 | 0.23 | 22.85 | 1246.558 | 1.35
D | 4002 | 2022-01-03 | 7 | OFF | 30.12 | 6.2 | 0.82 | 0.17 | 0.34 | 0 | 0 | 0.03 | -0.6 | -0.34 | 0 |  | 0.4 | 0.34 | 0.23 | 37.71 | 1401.078 | 1.33
D | 4002 | 2022-01-03 | 8 | ON | 37.64 | 6.2 | 0.82 | 0.17 | 0.24 | 0.26 | 0 | 0.04 | -0.43 | -0.34 | 0 |  | 0.4 | 0.34 | 0.23 | 45.57 | 1501.814 | 1.49
D | 4002 | 2022-01-03 | 9 | ON | 42.54 | 6.2 | 0.82 | 0.17 | 0.08 | 0.25 | 0 | -0.04 | -0.43 | -0.34 | 0 |  | 0.4 | 0.34 | 0.23 | 50.22 | 1548.22 | 1.32
D | 4002 | 2022-01-03 | 10 | ON | 53.6 | 6.2 | 0.82 | 0.17 | 0.08 | 0.24 | 0.25 | 0.02 | -0.37 | -0.34 | 0 |  | 0.4 | 0.34 | 0.23 | 61.64 | 1579.208 | 1.56
D | 4002 | 2022-01-03 | 11 | ON | 103.49 | 6.2 | 0.82 | 0.17 | 0.25 | 0.24 | 0.05 | -0.07 | -0.55 | -0.34 | 0 |  | 0.4 | 0.34 | 0.23 | 111.23 | 1605.278 | 1.53
D | 4002 | 2022-01-03 | 12 | ON | 131.36 | 6.2 | 0.82 | 0.17 | 0.26 | 0.24 | 0.18 | 0.06 | -0.68 | -0.34 | 0 |  | 0.4 | 0.34 | 0.23 | 139.24 | 1620.184 | 1.67
D | 4002 | 2022-01-03 | 13 | ON | 175.49 | 6.2 | 0.82 | 0.17 | 0.71 | 0.24 | 0.29 | 0.08 | -0.79 | -0.34 | 0 |  | 0.4 | 0.34 | 0.23 | 183.84 | 1622.24 | 2.23
D | 4002 | 2022-01-03 | 14 | ON | 182.77 | 6.2 | 0.82 | 0.17 | 0.56 | 0.24 | 0.26 | 0.01 | -0.82 | -0.34 | 0 |  | 0.4 | 0.34 | 0.23 | 190.84 | 1622.469 | 2.05
D | 4002 | 2022-01-03 | 15 | ON | 167.03 | 6.2 | 0.82 | 0.17 | 0.27 | 0.24 | 0.29 | 0.1 | -0.74 | -0.34 | 0 |  | 0.4 | 0.34 | 0.23 | 175.01 | 1613.88 | 1.79
D | 4002 | 2022-01-03 | 16 | ON | 144.07 | 6.2 | 0.82 | 0.17 | 0.28 | 0.23 | 0.98 | 0.14 | -0.67 | -0.34 | 0 |  | 0.4 | 0.34 | 0.23 | 152.85 | 1626.135 | 2.48
D | 4002 | 2022-01-03 | 17 | ON | 162 | 6.2 | 0.82 | 0.17 | 0.35 | 0.22 | 0 | 0.12 | -0.27 | -0.34 | 0 |  | 0.4 | 0.34 | 0.23 | 170.24 | 1709.933 | 1.56
D | 4002 | 2022-01-03 | 18 | ON | 194.32 | 6.2 | 0.82 | 0.17 | 0.59 | 0.22 | 0 | 0.13 | -0.98 | -0.34 | 0 |  | 0.4 | 0.34 | 0.23 | 202.1 | 1783.107 | 1.8
D | 4002 | 2022-01-03 | 19 | ON | 177.59 | 6.2 | 0.82 | 0.17 | 0.35 | 0.22 | 0 | 0.09 | -0.86 | -0.34 | 0 |  | 0.4 | 0.34 | 0.23 | 185.21 | 1752.788 | 1.56
D | 4002 | 2022-01-03 | 20 | ON | 156.32 | 6.2 | 0.82 | 0.17 | 0.38 | 0.22 | 0.03 | 0.13 | -0.51 | -0.34 | 0 |  | 0.4 | 0.34 | 0.23 | 164.39 | 1693.156 | 1.62
D | 4002 | 2022-01-03 | 21 | ON | 130.58 | 6.2 | 0.82 | 0.17 | 0.3 | 0.23 | 0.03 | 0.05 | -0.87 | -0.34 | 0 |  | 0.4 | 0.34 | 0.23 | 138.14 | 1620.975 | 1.55
D | 4002 | 2022-01-03 | 22 | ON | 100.65 | 6.2 | 0.82 | 0.17 | 0.56 | 0.25 | 0.02 | -0.01 | -0.82 | -0.34 | 0 |  | 0.4 | 0.34 | 0.23 | 108.47 | 1512.317 | 1.82
D | 4002 | 2022-01-03 | 23 | ON | 131.18 | 6.2 | 0.82 | 0.17 | 1.14 | 0.26 | 0.08 | 0.01 | -1.02 | -0.34 | 0 |  | 0.4 | 0.34 | 0.23 | 139.47 | 1397.61 | 2.47
D | 4002 | 2022-01-03 | 24 | OFF | 96.55 | 6.2 | 0.82 | 0.17 | 1.15 | 0 | 0 | 0.16 | -0.73 | -0.34 | 0 |  | 0.4 | 0.34 | 0.23 | 104.95 | 1311.437 | 2.14
D | 4002 | 2022-01-04 | 1 | OFF | 123.07 | 6.2 | 0.52 | 0.14 | 0.08 | 0 | 0 | 0.07 | -1.2 | -0.34 | 0 |  | 0.4 | 0.34 | 0.23 | 129.51 | 1266.857 | 0.74
D | 4002 | 2022-01-04 | 2 | OFF | 113.3 | 6.2 | 0.52 | 0.14 | 0 | 0 | 0 | 0.1 | -0.97 | -0.34 | 0 |  | 0.4 | 0.34 | 0.23 | 119.92 | 1242.521 | 0.66
D | 4002 | 2022-01-04 | 3 | OFF | 111.32 | 6.2 | 0.52 | 0.14 | 0.07 | 0 | 0 | 0.2 | -0.89 | -0.34 | 0 |  | 0.4 | 0.34 | 0.23 | 118.19 | 1241.347 | 0.73
D | 4002 | 2022-01-04 | 4 | OFF | 104.83 | 6.2 | 0.52 | 0.14 | 0.01 | 0 | 0 | 0.35 | -0.95 | -0.34 | 0 |  | 0.4 | 0.34 | 0.23 | 111.73 | 1246.265 | 0.67
D | 4002 | 2022-01-04 | 5 | OFF | 137.89 | 6.2 | 0.52 | 0.14 | 0 | 0 | 0.07 | 0.03 | -0.9 | -0.34 | 0 |  | 0.4 | 0.34 | 0.23 | 144.58 | 1290.78 | 0.73
D | 4002 | 2022-01-04 | 6 | OFF | 136.75 | 6.2 | 0.52 | 0.14 | 0.32 | 0 | 0 | 0.46 | -0.93 | -0.34 | 0 |  | 0.4 | 0.34 | 0.23 | 144.09 | 1398.143 | 0.98
D | 4002 | 2022-01-04 | 7 | OFF | 180.98 | 6.2 | 0.52 | 0.14 | 0.98 | 0 | 0.14 | -0.06 | -0.84 | -0.34 | 0 |  | 0.4 | 0.34 | 0.23 | 188.69 | 1552.256 | 1.78
D | 4002 | 2022-01-04 | 8 | ON | 244.9 | 6.2 | 0.52 | 0.14 | 2.6 | 0.24 | 0.05 | 0.12 | -1.38 | -0.34 | 0 |  | 0.4 | 0.34 | 0.23 | 254.02 | 1645.762 | 3.55
D | 4002 | 2022-01-04 | 9 | ON | 202.18 | 6.2 | 0.52 | 0.14 | 1.33 | 0.23 | 0.01 | 0.25 | -1.05 | -0.34 | 0 |  | 0.4 | 0.34 | 0.23 | 210.44 | 1656.745 | 2.23
D | 4002 | 2022-01-04 | 10 | ON | 127.49 | 6.2 | 0.52 | 0.14 | 0.67 | 0.25 | 0.02 | 0.12 | -0.6 | -0.34 | 0 |  | 0.4 | 0.34 | 0.23 | 135.44 | 1629.996 | 1.6
D | 4002 | 2022-01-04 | 11 | ON | 91.61 | 6.2 | 0.52 | 0.14 | 0.4 | 0.26 | 0.1 | 0.36 | -0.83 | -0.34 | 0 |  | 0.4 | 0.34 | 0.23 | 99.39 | 1601.257 | 1.42
D | 4002 | 2022-01-04 | 12 | ON | 88.38 | 6.2 | 0.52 | 0.14 | 0.32 | 0.26 | 0 | 0.14 | -0.84 | -0.34 | 0 |  | 0.4 | 0.34 | 0.23 | 95.75 | 1574.659 | 1.24
D | 4002 | 2022-01-04 | 13 | ON | 80.66 | 6.2 | 0.52 | 0.14 | 0.32 | 0.27 | 0 | 0.1 | -0.65 | -0.34 | 0 |  | 0.4 | 0.34 | 0.23 | 88.19 | 1547.106 | 1.25
D | 4002 | 2022-01-04 | 14 | ON | 81.08 | 6.2 | 0.52 | 0.14 | 0.18 | 0.27 | 0 | 0.05 | -0.59 | -0.34 | 0 |  | 0.4 | 0.34 | 0.23 | 88.48 | 1533.635 | 1.11
D | 4002 | 2022-01-04 | 15 | ON | 90.16 | 6.2 | 0.52 | 0.14 | 0.53 | 0.25 | 0 | 0.09 | -0.51 | -0.34 | 0 |  | 0.4 | 0.34 | 0.23 | 98.01 | 1534.446 | 1.44
D | 4002 | 2022-01-04 | 16 | ON | 120.32 | 6.2 | 0.52 | 0.14 | 0.32 | 0.25 | 0.24 | -0.02 | -0.33 | -0.34 | 0 |  | 0.4 | 0.34 | 0.23 | 128.27 | 1568.086 | 1.47
D | 4002 | 2022-01-04 | 17 | ON | 219.39 | 6.2 | 0.52 | 0.14 | 1.1 | 0.23 | 0.7 | 0.49 | -0.99 | -0.34 | 0 |  | 0.4 | 0.34 | 0.23 | 228.41 | 1667.006 | 2.69
D | 4002 | 2022-01-04 | 18 | ON | 218.01 | 6.2 | 0.52 | 0.14 | 0.74 | 0.21 | 0.67 | 0.21 | -1.14 | -0.34 | 0 |  | 0.4 | 0.34 | 0.23 | 226.19 | 1762.369 | 2.28
D | 4002 | 2022-01-04 | 19 | ON | 213.71 | 6.2 | 0.52 | 0.14 | 0.89 | 0.23 | 0.35 | -0.09 | -0.93 | -0.34 | 0 |  | 0.4 | 0.34 | 0.23 | 221.65 | 1745.807 | 2.13
D | 4002 | 2022-01-04 | 20 | ON | 188 | 6.2 | 0.52 | 0.14 | 0.89 | 0.23 | 0.6 | 0.18 | -0.71 | -0.34 | 0 |  | 0.4 | 0.34 | 0.23 | 196.68 | 1685.896 | 2.38
D | 4002 | 2022-01-04 | 21 | ON | 163.8 | 6.2 | 0.52 | 0.14 | 0.75 | 0.24 | 0.35 | 0.21 | -0.52 | -0.34 | 0 |  | 0.4 | 0.34 | 0.23 | 172.32 | 1609.846 | 2
D | 4002 | 2022-01-04 | 22 | ON | 156.52 | 6.2 | 0.52 | 0.14 | 0.96 | 0.25 | 0.1 | 0.26 | -0.6 | -0.34 | 0 |  | 0.4 | 0.34 | 0.23 | 164.98 | 1505.833 | 1.97
D | 4002 | 2022-01-04 | 23 | ON | 113.15 | 6.2 | 0.52 | 0.14 | 0.86 | 0.27 | 0 | 0.05 | -1.09 | -0.34 | 0 |  | 0.4 | 0.34 | 0.23 | 120.73 | 1384.997 | 1.79
D | 4002 | 2022-01-04 | 24 | OFF | 131.99 | 6.2 | 0.52 | 0.14 | 0.38 | 0 | 0 | 0.15 | -0.72 | -0.34 | 0 |  | 0.4 | 0.34 | 0.23 | 139.29 | 1303.874 | 1.04
D | 4002 | 2022-01-05 | 1 | OFF | 143.15 | 6.2 | 0.66 | 0.26 | 0.09 | 0 | 0 | 0.25 | -0.96 | -0.34 | 0 |  | 0.4 | 0.34 | 0.23 | 150.28 | 1244.069 | 1.01
D | 4002 | 2022-01-05 | 2 | OFF | 127.75 | 6.2 | 0.66 | 0.26 | 0.15 | 0 | 0 | 0.23 | -0.77 | -0.34 | 0 |  | 0.4 | 0.34 | 0.23 | 135.11 | 1212.694 | 1.07
D | 4002 | 2022-01-05 | 3 | OFF | 123.61 | 6.2 | 0.66 | 0.26 | 0.12 | 0 | 0 | -0.03 | -0.68 | -0.34 | 0 |  | 0.4 | 0.34 | 0.23 | 130.77 | 1206.296 | 1.04
D | 4002 | 2022-01-05 | 4 | OFF | 111.47 | 6.2 | 0.66 | 0.26 | 0.17 | 0 | 0 | 0.18 | -0.71 | -0.34 | 0 |  | 0.4 | 0.34 | 0.23 | 118.86 | 1199.681 | 1.09
D | 4002 | 2022-01-05 | 5 | OFF | 126.41 | 6.2 | 0.66 | 0.26 | 0.45 | 0 | 0 | 0.39 | -0.71 | -0.34 | 0 |  | 0.4 | 0.34 | 0.23 | 134.29 | 1231.707 | 1.37
D | 4002 | 2022-01-05 | 6 | OFF | 123.42 | 6.2 | 0.66 | 0.26 | 0.54 | 0 | 0 | 0.27 | -0.74 | -0.34 | 0 |  | 0.4 | 0.34 | 0.23 | 131.24 | 1327.922 | 1.46
D | 4002 | 2022-01-05 | 7 | OFF | 143.31 | 6.2 | 0.66 | 0.26 | 0.47 | 0 | 0 | 0.14 | -0.73 | -0.34 | 0 |  | 0.4 | 0.34 | 0.23 | 150.94 | 1466.022 | 1.39
D | 4002 | 2022-01-05 | 8 | ON | 127.28 | 6.2 | 0.66 | 0.26 | 0.5 | 0.26 | 0.04 | -0.03 | -0.93 | -0.34 | 0 |  | 0.4 | 0.34 | 0.23 | 134.87 | 1557.6 | 1.72
D | 4002 | 2022-01-05 | 9 | ON | 146.48 | 6.2 | 0.66 | 0.26 | 0.11 | 0.25 | 0.05 | 0.03 | -0.96 | -0.34 | 0 |  | 0.4 | 0.34 | 0.23 | 153.71 | 1585.906 | 1.33
D | 4002 | 2022-01-05 | 10 | ON | 144.2 | 6.2 | 0.66 | 0.26 | 0.11 | 0.25 | 0.18 | 0.31 | -0.98 | -0.34 | 0 |  | 0.4 | 0.34 | 0.23 | 151.82 | 1594.515 | 1.46
D | 4002 | 2022-01-05 | 11 | ON | 72.51 | 6.2 | 0.66 | 0.26 | 0.07 | 0.25 | 0 | 0 | -0.59 | -0.34 | 0 |  | 0.4 | 0.34 | 0.23 | 79.99 | 1598.879 | 1.24
D | 4002 | 2022-01-05 | 12 | ON | 73.02 | 6.2 | 0.66 | 0.26 | 0.06 | 0.25 | 0 | -0.04 | -0.5 | -0.34 | 0 |  | 0.4 | 0.34 | 0.23 | 80.54 | 1606.564 | 1.23
D | 4002 | 2022-01-05 | 13 | ON | 80.4 | 6.2 | 0.66 | 0.26 | 0.08 | 0.25 | 0 | -0.09 | -0.45 | -0.34 | 0 |  | 0.4 | 0.34 | 0.23 | 87.94 | 1590.964 | 1.25
D | 4002 | 2022-01-05 | 14 | ON | 79.68 | 6.2 | 0.66 | 0.26 | 0.11 | 0.25 | 0.02 | 0.04 | -0.41 | -0.34 | 0 |  | 0.4 | 0.34 | 0.23 | 87.44 | 1578.471 | 1.3
D | 4002 | 2022-01-05 | 15 | ON | 63.47 | 6.2 | 0.66 | 0.26 | 0.07 | 0.26 | 0 | 0.04 | -0.4 | -0.34 | 0 |  | 0.4 | 0.34 | 0.23 | 71.19 | 1552.015 | 1.25
D | 4002 | 2022-01-05 | 16 | ON | 62.38 | 6.2 | 0.66 | 0.26 | 0.07 | 0.26 | 0 | -0.03 | -0.39 | -0.34 | 0 |  | 0.4 | 0.34 | 0.23 | 70.04 | 1549.18 | 1.25
D | 4002 | 2022-01-05 | 17 | ON | 68.4 | 6.2 | 0.66 | 0.26 | 0.07 | 0.25 | 0 | 0.02 | -0.49 | -0.34 | 0 |  | 0.4 | 0.34 | 0.23 | 76 | 1614.05 | 1.24
D | 4002 | 2022-01-05 | 18 | ON | 78.83 | 6.2 | 0.66 | 0.26 | 0.07 | 0.24 | 0 | -0.01 | -0.66 | -0.34 | 0 |  | 0.4 | 0.34 | 0.23 | 86.22 | 1664.814 | 1.23
D | 4002 | 2022-01-05 | 19 | ON | 69.76 | 6.2 | 0.66 | 0.26 | 0.1 | 0.24 | 0 | 0.07 | -0.44 | -0.34 | 0 |  | 0.4 | 0.34 | 0.23 | 77.48 | 1625.125 | 1.26
D | 4002 | 2022-01-05 | 20 | ON | 57.56 | 6.2 | 0.66 | 0.26 | 0.07 | 0.25 | 0 | 0.06 | -0.44 | -0.34 | 0 |  | 0.4 | 0.34 | 0.23 | 65.25 | 1553.714 | 1.24
D | 4002 | 2022-01-05 | 21 | ON | 56.42 | 6.2 | 0.66 | 0.26 | 0.07 | 0.26 | 0 | 0.03 | -0.46 | -0.34 | 0 |  | 0.4 | 0.34 | 0.23 | 64.07 | 1474.579 | 1.25
D | 4002 | 2022-01-05 | 22 | ON | 59.08 | 6.2 | 0.66 | 0.26 | 0.06 | 0.28 | 0 | 0.04 | -0.42 | -0.34 | 0 |  | 0.4 | 0.34 | 0.23 | 66.79 | 1371.739 | 1.26
D | 4002 | 2022-01-05 | 23 | ON | 86.58 | 6.2 | 0.66 | 0.26 | 0.33 | 0.3 | 0 | -0.18 | -0.56 | -0.34 | 0 |  | 0.4 | 0.34 | 0.23 | 94.22 | 1260.848 | 1.55
D | 4002 | 2022-01-05 | 24 | OFF | 94 | 6.2 | 0.66 | 0.26 | 2.32 | 0 | 0 | -0.07 | -0.21 | -0.34 | 0 |  | 0.4 | 0.34 | 0.23 | 103.79 | 1167.773 | 3.24
D | 4002 | 2022-01-06 | 1 | OFF | 59.06 | 6.2 | 0.19 | 0.05 | 0.21 | 0 | 0 | 0.14 | -0.39 | -0.34 | 0 |  | 0.4 | 0.34 | 0.23 | 66.09 | 1111.634 | 0.45
D | 4002 | 2022-01-06 | 2 | OFF | 37.24 | 6.2 | 0.19 | 0.05 | 0.04 | 0 | 0 | 0.08 | -0.39 | -0.34 | 0 |  | 0.4 | 0.34 | 0.23 | 44.04 | 1082.036 | 0.28
D | 4002 | 2022-01-06 | 3 | OFF | 38.52 | 6.2 | 0.19 | 0.05 | 0.06 | 0 | 0 | 0.03 | -0.35 | -0.34 | 0 |  | 0.4 | 0.34 | 0.23 | 45.33 | 1068.433 | 0.3
D | 4002 | 2022-01-06 | 4 | OFF | 37.98 | 6.2 | 0.19 | 0.05 | 0.05 | 0 | 0 | 0.03 | -0.37 | -0.34 | 0 |  | 0.4 | 0.34 | 0.23 | 44.76 | 1076.698 | 0.29
D | 4002 | 2022-01-06 | 5 | OFF | 41.69 | 6.2 | 0.19 | 0.05 | 0.07 | 0 | 0 | 0.05 | -0.36 | -0.34 | 0 |  | 0.4 | 0.34 | 0.23 | 48.52 | 1116.465 | 0.31
D | 4002 | 2022-01-06 | 6 | OFF | 54.69 | 6.2 | 0.19 | 0.05 | 0.3 | 0 | 0 | 0.1 | -0.29 | -0.34 | 0 |  | 0.4 | 0.34 | 0.23 | 61.87 | 1218.952 | 0.54
D | 4002 | 2022-01-06 | 7 | OFF | 57.18 | 6.2 | 0.19 | 0.05 | 0.18 | 0 | 0 | 0.03 | -0.31 | -0.34 | 0 |  | 0.4 | 0.34 | 0.23 | 64.15 | 1367.504 | 0.42
D | 4002 | 2022-01-06 | 8 | ON | 86.09 | 6.2 | 0.19 | 0.05 | 0.48 | 0.27 | 0 | 0.05 | -0.79 | -0.34 | 0 |  | 0.4 | 0.34 | 0.23 | 93.17 | 1459.06 | 0.99
D | 4002 | 2022-01-06 | 9 | ON | 53.98 | 6.2 | 0.19 | 0.05 | 0.13 | 0.27 | 0 | 0.12 | -0.47 | -0.34 | 0 |  | 0.4 | 0.34 | 0.23 | 61.1 | 1477.879 | 0.64
D | 4002 | 2022-01-06 | 10 | ON | 41.14 | 6.2 | 0.19 | 0.05 | 0.08 | 0.28 | 0 | -0.03 | -0.42 | -0.34 | 0 |  | 0.4 | 0.34 | 0.23 | 48.12 | 1465.344 | 0.6
D | 4002 | 2022-01-06 | 11 | ON | 78.13 | 6.2 | 0.19 | 0.05 | 0.07 | 0.27 | 0 | 0.11 | -0.66 | -0.34 | 0 |  | 0.4 | 0.34 | 0.23 | 84.99 | 1458.791 | 0.58
D | 4002 | 2022-01-06 | 12 | ON | 83.54 | 6.2 | 0.19 | 0.05 | 0.06 | 0.27 | 0 | 0.02 | -0.63 | -0.34 | 0 |  | 0.4 | 0.34 | 0.23 | 90.33 | 1455.237 | 0.57
D | 4002 | 2022-01-06 | 13 | ON | 88.02 | 6.2 | 0.19 | 0.05 | 0.07 | 0.28 | 0 | 0.1 | -0.55 | -0.34 | 0 |  | 0.4 | 0.34 | 0.23 | 94.99 | 1447.422 | 0.59
D | 4002 | 2022-01-06 | 14 | ON | 77.71 | 6.2 | 0.19 | 0.05 | 0.1 | 0.28 | 0 | 0.15 | -0.57 | -0.34 | 0 |  | 0.4 | 0.34 | 0.23 | 84.74 | 1454.189 | 0.62
D | 4002 | 2022-01-06 | 15 | ON | 78.51 | 6.2 | 0.19 | 0.05 | 0.07 | 0.28 | 0 | 0.01 | -0.58 | -0.34 | 0 |  | 0.4 | 0.34 | 0.23 | 85.36 | 1451.948 | 0.59
D | 4002 | 2022-01-06 | 16 | ON | 95.11 | 6.2 | 0.19 | 0.05 | 0.07 | 0.27 | 0 | 0.06 | -0.58 | -0.34 | 0 |  | 0.4 | 0.34 | 0.23 | 102 | 1479.654 | 0.58
D | 4002 | 2022-01-06 | 17 | ON | 123.1 | 6.2 | 0.19 | 0.05 | 0.09 | 0.25 | 0 | -0.19 | -0.43 | -0.34 | 0 |  | 0.4 | 0.34 | 0.23 | 129.89 | 1577.307 | 0.58
D | 4002 | 2022-01-06 | 18 | ON | 200.69 | 6.2 | 0.19 | 0.05 | 0.36 | 0.24 | 0.03 | 0.16 | -1.12 | -0.34 | 0 |  | 0.4 | 0.34 | 0.23 | 207.43 | 1671.361 | 0.87
D | 4002 | 2022-01-06 | 19 | ON | 166.57 | 6.2 | 0.19 | 0.05 | 0.5 | 0.24 | 0.06 | 0.11 | -0.88 | -0.34 | 0 |  | 0.4 | 0.34 | 0.23 | 173.67 | 1659.115 | 1.04
D | 4002 | 2022-01-06 | 20 | ON | 114.45 | 6.2 | 0.19 | 0.05 | 0.19 | 0.24 | 0 | 0.02 | -0.9 | -0.34 | 0 |  | 0.4 | 0.34 | 0.23 | 121.07 | 1604.02 | 0.67
D | 4002 | 2022-01-06 | 21 | ON | 95.11 | 6.2 | 0.19 | 0.05 | 0.12 | 0.25 | 0.08 | 0.04 | -0.69 | -0.34 | 0 |  | 0.4 | 0.34 | 0.23 | 101.98 | 1535.663 | 0.69
D | 4002 | 2022-01-06 | 22 | ON | 86.18 | 6.2 | 0.19 | 0.05 | 0.08 | 0.27 | 0 | -0.04 | -0.8 | -0.34 | 0 |  | 0.4 | 0.34 | 0.23 | 92.76 | 1437.724 | 0.59
D | 4002 | 2022-01-06 | 23 | ON | 78.03 | 6.2 | 0.19 | 0.05 | 0.11 | 0.29 | 0 | 0.08 | -0.67 | -0.34 | 0 |  | 0.4 | 0.34 | 0.23 | 84.91 | 1325.781 | 0.64
D | 4002 | 2022-01-06 | 24 | OFF | 76.87 | 6.2 | 0.19 | 0.05 | 0.35 | 0 | 0 | 0.17 | -0.76 | -0.34 | 0 |  | 0.4 | 0.34 | 0.23 | 83.7 | 1237.992 | 0.59
D | 4002 | 2022-01-07 | 1 | OFF | 79.03 | 6.2 | 1.27 | 0.16 | 0.24 | 0 | 0 | 0.09 | -0.83 | -0.34 | 0 |  | 0.4 | 0.34 | 0.23 | 86.79 | 1174.292 | 1.67
D | 4002 | 2022-01-07 | 2 | OFF | 85.7 | 6.2 | 1.27 | 0.16 | 0.2 | 0 | 0 | 0.11 | -0.59 | -0.34 | 0 |  | 0.4 | 0.34 | 0.23 | 93.68 | 1134.531 | 1.63
D | 4002 | 2022-01-07 | 3 | OFF | 84.59 | 6.2 | 1.27 | 0.16 | 0.02 | 0 | 0 | 0.1 | -0.53 | -0.34 | 0 |  | 0.4 | 0.34 | 0.23 | 92.44 | 1106.303 | 1.45
D | 4002 | 2022-01-07 | 4 | OFF | 87.53 | 6.2 | 1.27 | 0.16 | 0 | 0 | 0 | 0.16 | -0.36 | -0.34 | 0 |  | 0.4 | 0.34 | 0.23 | 95.59 | 1108.28 | 1.43
D | 4002 | 2022-01-07 | 5 | OFF | 71.8 | 6.2 | 1.27 | 0.16 | 0 | 0 | 0 | 0.3 | -0.41 | -0.34 | 0 |  | 0.4 | 0.34 | 0.23 | 79.95 | 1152.181 | 1.43
D | 4002 | 2022-01-07 | 6 | OFF | 70.92 | 6.2 | 1.27 | 0.16 | 0.49 | 0 | 0 | 0.29 | -0.48 | -0.34 | 0 |  | 0.4 | 0.34 | 0.23 | 79.48 | 1235.059 | 1.92
D | 4002 | 2022-01-07 | 7 | OFF | 73.03 | 6.2 | 1.27 | 0.16 | 0.72 | 0 | 0 | 0.15 | -0.55 | -0.34 | 0 |  | 0.4 | 0.34 | 0.23 | 81.61 | 1348.46 | 2.15
D | 4002 | 2022-01-07 | 8 | ON | 93.08 | 6.2 | 1.27 | 0.16 | 0.44 | 0.21 | 0 | 0.07 | -0.59 | -0.34 | 0 |  | 0.4 | 0.34 | 0.23 | 101.47 | 1452.469 | 2.08
D | 4002 | 2022-01-07 | 9 | ON | 152.71 | 6.2 | 1.27 | 0.16 | 0.26 | 0.2 | 0.24 | 0.07 | -0.25 | -0.34 | 0 |  | 0.4 | 0.34 | 0.23 | 161.49 | 1519.663 | 2.13
D | 4002 | 2022-01-07 | 10 | ON | 180.99 | 6.2 | 1.27 | 0.16 | 0.77 | 0.19 | 0.17 | 0.04 | -0.39 | -0.34 | 0 |  | 0.4 | 0.34 | 0.23 | 190.03 | 1568 | 2.56
D | 4002 | 2022-01-07 | 11 | ON | 225.09 | 6.2 | 1.27 | 0.16 | 0.95 | 0.22 | 0.72 | 0.52 | -0.47 | -0.34 | 0 |  | 0.4 | 0.34 | 0.23 | 235.29 | 1605.919 | 3.32
D | 4002 | 2022-01-07 | 12 | ON | 258.14 | 6.2 | 1.27 | 0.16 | 1.06 | 0.22 | 0.35 | 0.3 | -0.6 | -0.34 | 0 |  | 0.4 | 0.34 | 0.23 | 267.73 | 1622.529 | 3.06
D | 4002 | 2022-01-07 | 13 | ON | 245.67 | 6.2 | 1.27 | 0.16 | 0.89 | 0.22 | 0.2 | 0.27 | -0.75 | -0.34 | 0 |  | 0.4 | 0.34 | 0.23 | 254.76 | 1618.35 | 2.74
D | 4002 | 2022-01-07 | 14 | ON | 209.4 | 6.2 | 1.27 | 0.16 | 0.72 | 0.22 | 0.03 | 0.51 | -0.6 | -0.34 | 0 |  | 0.4 | 0.34 | 0.23 | 218.54 | 1595.009 | 2.4
D | 4002 | 2022-01-07 | 15 | ON | 173.18 | 6.2 | 1.27 | 0.16 | 0.26 | 0.22 | 0.13 | 0.36 | -0.64 | -0.34 | 0 |  | 0.4 | 0.34 | 0.23 | 181.77 | 1570.456 | 2.04
D | 4002 | 2022-01-07 | 16 | ON | 160.41 | 6.2 | 1.27 | 0.16 | 0.13 | 0.22 | 0 | 0.19 | -0.81 | -0.34 | 0 |  | 0.4 | 0.34 | 0.23 | 168.4 | 1557.428 | 1.78
D | 4002 | 2022-01-07 | 17 | ON | 163.26 | 6.2 | 1.27 | 0.16 | 0.07 | 0.21 | 0.17 | -0.35 | -0.64 | -0.34 | 0 |  | 0.4 | 0.34 | 0.23 | 170.98 | 1611.45 | 1.88
D | 4002 | 2022-01-07 | 18 | ON | 268.65 | 6.2 | 1.27 | 0.16 | 0.51 | 0.21 | 0.14 | 0.4 | -1.35 | -0.34 | 0 |  | 0.4 | 0.34 | 0.23 | 276.82 | 1693.47 | 2.29
D | 4002 | 2022-01-07 | 19 | ON | 193.63 | 6.2 | 1.27 | 0.16 | 0.78 | 0.22 | 0.02 | 0.26 | -1.16 | -0.34 | 0 |  | 0.4 | 0.34 | 0.23 | 202.01 | 1666.701 | 2.45
D | 4002 | 2022-01-07 | 20 | ON | 149.25 | 6.2 | 1.27 | 0.16 | 0.4 | 0.22 | 0.08 | 0.09 | -1.12 | -0.34 | 0 |  | 0.4 | 0.34 | 0.23 | 157.18 | 1606.007 | 2.13
D | 4002 | 2022-01-07 | 21 | ON | 137.67 | 6.2 | 1.27 | 0.16 | 0.14 | 0.23 | 0 | 0.02 | -1.07 | -0.34 | 0 |  | 0.4 | 0.34 | 0.23 | 145.25 | 1541.379 | 1.8
D | 4002 | 2022-01-07 | 22 | ON | 130.02 | 6.2 | 1.27 | 0.16 | 0.23 | 0.24 | 0 | 0.06 | -1.13 | -0.34 | 0 |  | 0.4 | 0.34 | 0.23 | 137.68 | 1458.323 | 1.9
D | 4002 | 2022-01-07 | 23 | ON | 123.75 | 6.2 | 1.27 | 0.16 | 0.25 | 0.25 | 0 | -0.05 | -0.99 | -0.34 | 0 |  | 0.4 | 0.34 | 0.23 | 131.47 | 1359.808 | 1.93
D | 4002 | 2022-01-07 | 24 | OFF | 125.74 | 6.2 | 1.27 | 0.16 | 0.62 | 0 | 0 | 0.09 | -0.88 | -0.34 | 0 |  | 0.4 | 0.34 | 0.23 | 133.83 | 1271.947 | 2.05
D | 4002 | 2022-01-08 | 1 | OFF | 136.67 | 6.2 | 0.62 | 0.21 | 0.42 | 0 | 0 | 0.14 | -1.14 | -0.34 | 0 |  | 0.4 | 0.34 | 0.23 | 143.75 | 1218.541 | 1.25
D | 4002 | 2022-01-08 | 2 | OFF | 113.3 | 6.2 | 0.62 | 0.21 | 0.06 | 0 | 0 | 0.13 | -1.04 | -0.34 | 0 |  | 0.4 | 0.34 | 0.23 | 120.11 | 1194.79 | 0.89
D | 4002 | 2022-01-08 | 3 | OFF | 115.42 | 6.2 | 0.62 | 0.21 | 0.18 | 0 | 0 | 0.02 | -0.78 | -0.34 | 0 |  | 0.4 | 0.34 | 0.23 | 122.5 | 1187.637 | 1.01
D | 4002 | 2022-01-08 | 4 | OFF | 113 | 6.2 | 0.62 | 0.21 | 0.04 | 0 | 0 | 0.1 | -0.9 | -0.34 | 0 |  | 0.4 | 0.34 | 0.23 | 119.9 | 1195.697 | 0.87
D | 4002 | 2022-01-08 | 5 | OFF | 115.55 | 6.2 | 0.62 | 0.21 | 0.02 | 0 | 0 | 0.11 | -0.97 | -0.34 | 0 |  | 0.4 | 0.34 | 0.23 | 122.37 | 1217.347 | 0.85
D | 4002 | 2022-01-08 | 6 | OFF | 135.73 | 6.2 | 0.62 | 0.21 | 0.21 | 0 | 0 | 0.04 | -1.18 | -0.34 | 0 |  | 0.4 | 0.34 | 0.23 | 142.46 | 1256.361 | 1.04
D | 4002 | 2022-01-08 | 7 | OFF | 135.74 | 6.2 | 0.62 | 0.21 | 0.59 | 0 | 0 | 0.09 | -1.22 | -0.34 | 0 |  | 0.4 | 0.34 | 0.23 | 142.86 | 1330.965 | 1.42
D | 4002 | 2022-01-08 | 8 | OFF | 149.43 | 6.2 | 0.62 | 0.21 | 0.51 | 0 | 0.27 | 0.11 | -1.13 | -0.34 | 0 |  | 0.4 | 0.34 | 0.23 | 156.85 | 1414.741 | 1.61
D | 4002 | 2022-01-08 | 9 | OFF | 171.51 | 6.2 | 0.62 | 0.21 | 0.24 | 0 | 0.5 | 0.07 | -1.5 | -0.34 | 0 |  | 0.4 | 0.34 | 0.23 | 178.48 | 1492.87 | 1.57
D | 4002 | 2022-01-08 | 10 | OFF | 209.45 | 6.2 | 0.62 | 0.21 | 0.41 | 0 | 0.57 | -0.12 | -1.19 | -0.34 | 0 |  | 0.4 | 0.34 | 0.23 | 216.78 | 1535.659 | 1.81
D | 4002 | 2022-01-08 | 11 | OFF | 228.03 | 6.2 | 0.62 | 0.21 | 0.67 | 0 | 0.31 | 0.13 | -1.33 | -0.34 | 0 |  | 0.4 | 0.34 | 0.23 | 235.47 | 1539.817 | 1.81
D | 4002 | 2022-01-08 | 12 | OFF | 239.94 | 6.2 | 0.62 | 0.21 | 0.41 | 0 | 0.24 | 0.11 | -1.07 | -0.34 | 0 |  | 0.4 | 0.34 | 0.23 | 247.29 | 1526.53 | 1.48
D | 4002 | 2022-01-08 | 13 | OFF | 214.47 | 6.2 | 0.62 | 0.21 | 0.43 | 0 | 0.58 | 0.17 | -0.9 | -0.34 | 0 |  | 0.4 | 0.34 | 0.23 | 222.41 | 1500.404 | 1.84
D | 4002 | 2022-01-08 | 14 | OFF | 134.34 | 6.2 | 0.62 | 0.21 | 0.06 | 0 | 0 | 0.05 | -0.79 | -0.34 | 0 |  | 0.4 | 0.34 | 0.23 | 141.32 | 1477.199 | 0.89
D | 4002 | 2022-01-08 | 15 | OFF | 136.34 | 6.2 | 0.62 | 0.21 | 0.1 | 0 | 0 | 0.16 | -0.88 | -0.34 | 0 |  | 0.4 | 0.34 | 0.23 | 143.38 | 1463.962 | 0.93
D | 4002 | 2022-01-08 | 16 | OFF | 171.11 | 6.2 | 0.62 | 0.21 | 0.08 | 0 | 0.03 | 0.03 | -0.68 | -0.34 | 0 |  | 0.4 | 0.34 | 0.23 | 178.23 | 1484.765 | 0.94
D | 4002 | 2022-01-08 | 17 | OFF | 237.54 | 6.2 | 0.62 | 0.21 | 0.29 | 0 | 0.65 | 0.44 | -1.24 | -0.34 | 0 |  | 0.4 | 0.34 | 0.23 | 245.34 | 1574.258 | 1.77
D | 4002 | 2022-01-08 | 18 | OFF | 255.22 | 6.2 | 0.62 | 0.21 | 0.36 | 0 | 0.16 | 0.37 | -1.76 | -0.34 | 0 |  | 0.4 | 0.34 | 0.23 | 262.01 | 1677.471 | 1.35
D | 4002 | 2022-01-08 | 19 | OFF | 233.11 | 6.2 | 0.62 | 0.21 | 0.16 | 0 | 0.58 | 0.13 | -1.51 | -0.34 | 0 |  | 0.4 | 0.34 | 0.23 | 240.13 | 1660.26 | 1.57
D | 4002 | 2022-01-08 | 20 | OFF | 226.93 | 6.2 | 0.62 | 0.21 | 0.11 | 0 | 0.61 | 0.01 | -1.5 | -0.34 | 0 |  | 0.4 | 0.34 | 0.23 | 233.82 | 1610.708 | 1.55
D | 4002 | 2022-01-08 | 21 | OFF | 177.74 | 6.2 | 0.62 | 0.21 | 0.01 | 0 | 0.18 | 0.51 | -0.92 | -0.34 | 0 |  | 0.4 | 0.34 | 0.23 | 185.18 | 1554.312 | 1.02
D | 4002 | 2022-01-08 | 22 | OFF | 145.87 | 6.2 | 0.62 | 0.21 | 0.27 | 0 | 0.15 | 0.15 | -0.76 | -0.34 | 0 |  | 0.4 | 0.34 | 0.23 | 153.34 | 1476.58 | 1.25
D | 4002 | 2022-01-08 | 23 | OFF | 126.52 | 6.2 | 0.62 | 0.21 | 0.45 | 0 | 0 | 0.02 | -0.73 | -0.34 | 0 |  | 0.4 | 0.34 | 0.23 | 133.92 | 1388.706 | 1.28
D | 4002 | 2022-01-08 | 24 | OFF | 112.65 | 6.2 | 0.62 | 0.21 | 0.73 | 0 | 0 | 0.06 | -0.6 | -0.34 | 0 |  | 0.4 | 0.34 | 0.23 | 120.5 | 1305.212 | 1.56
D | 4002 | 2022-01-09 | 1 | OFF | 120.41 | 6.2 | 0.28 | 0.04 | 0.68 | 0 | 0 | 0.08 | -0.93 | -0.34 | 0 |  | 0.4 | 0.34 | 0.23 | 127.39 | 1242.264 | 1
D | 4002 | 2022-01-09 | 2 | OFF | 112.44 | 6.2 | 0.28 | 0.04 | 0.06 | 0 | 0 | 0.04 | -0.75 | -0.34 | 0 |  | 0.4 | 0.34 | 0.23 | 118.94 | 1204.536 | 0.38
D | 4002 | 2022-01-09 | 3 | OFF | 127.16 | 6.2 | 0.28 | 0.04 | 0 | 0 | 0 | 0.35 | -0.79 | -0.34 | 0 |  | 0.4 | 0.34 | 0.23 | 133.87 | 1179.929 | 0.32
D | 4002 | 2022-01-09 | 4 | OFF | 120.48 | 6.2 | 0.28 | 0.04 | 0.3 | 0 | 0 | 0.2 | -0.73 | -0.34 | 0 |  | 0.4 | 0.34 | 0.23 | 127.4 | 1167.382 | 0.62
D | 4002 | 2022-01-09 | 5 | OFF | 129.58 | 6.2 | 0.28 | 0.04 | 0.08 | 0 | 0 | 0.21 | -0.75 | -0.34 | 0 |  | 0.4 | 0.34 | 0.23 | 136.27 | 1169.075 | 0.4
D | 4002 | 2022-01-09 | 6 | OFF | 126.24 | 6.2 | 0.28 | 0.04 | 0 | 0 | 0 | 0.12 | -0.82 | -0.34 | 0 |  | 0.4 | 0.34 | 0.23 | 132.69 | 1191.774 | 0.32
D | 4002 | 2022-01-09 | 7 | OFF | 120.25 | 6.2 | 0.28 | 0.04 | 0.16 | 0 | 0 | 0.2 | -0.88 | -0.34 | 0 |  | 0.4 | 0.34 | 0.23 | 126.88 | 1239.003 | 0.48
D | 4002 | 2022-01-09 | 8 | OFF | 111.47 | 6.2 | 0.28 | 0.04 | 0.14 | 0 | 0 | 0.16 | -0.87 | -0.34 | 0 |  | 0.4 | 0.34 | 0.23 | 118.05 | 1302.163 | 0.46
D | 4002 | 2022-01-09 | 9 | OFF | 127.48 | 6.2 | 0.28 | 0.04 | 0.39 | 0 | 0 | -0.16 | -0.88 | -0.34 | 0 |  | 0.4 | 0.34 | 0.23 | 133.98 | 1377.084 | 0.71
D | 4002 | 2022-01-09 | 10 | OFF | 140.33 | 6.2 | 0.28 | 0.04 | 0.35 | 0 | 0 | -0.01 | -0.89 | -0.34 | 0 |  | 0.4 | 0.34 | 0.23 | 146.93 | 1445.516 | 0.67
D | 4002 | 2022-01-09 | 11 | OFF | 141.14 | 6.2 | 0.28 | 0.04 | 0.05 | 0 | 0 | 0.14 | -1.01 | -0.34 | 0 |  | 0.4 | 0.34 | 0.23 | 147.47 | 1495.805 | 0.37
D | 4002 | 2022-01-09 | 12 | OFF | 158.67 | 6.2 | 0.28 | 0.04 | 0.44 | 0 | 0.45 | 0.07 | -0.99 | -0.34 | 0 |  | 0.4 | 0.34 | 0.23 | 165.79 | 1528.236 | 1.21
D | 4002 | 2022-01-09 | 13 | OFF | 129.36 | 6.2 | 0.28 | 0.04 | 0.18 | 0 | 0 | 0.09 | -1.01 | -0.34 | 0 |  | 0.4 | 0.34 | 0.23 | 135.77 | 1528.882 | 0.5
D | 4002 | 2022-01-09 | 14 | OFF | 126.25 | 6.2 | 0.28 | 0.04 | 0.06 | 0 | 0 | 0.14 | -0.94 | -0.34 | 0 |  | 0.4 | 0.34 | 0.23 | 132.66 | 1506.374 | 0.38
D | 4002 | 2022-01-09 | 15 | OFF | 116.55 | 6.2 | 0.28 | 0.04 | 0.07 | 0 | 0 | 0.06 | -0.98 | -0.34 | 0 |  | 0.4 | 0.34 | 0.23 | 122.85 | 1498.507 | 0.39
D | 4002 | 2022-01-09 | 16 | OFF | 118.69 | 6.2 | 0.28 | 0.04 | 0.3 | 0 | 0 | 0.19 | -1.04 | -0.34 | 0 |  | 0.4 | 0.34 | 0.23 | 125.29 | 1497.292 | 0.62
D | 4002 | 2022-01-09 | 17 | OFF | 119.66 | 6.2 | 0.28 | 0.04 | 0.16 | 0 | 0 | 0.2 | -1.31 | -0.34 | 0 |  | 0.4 | 0.34 | 0.23 | 125.86 | 1562.862 | 0.48
D | 4002 | 2022-01-09 | 18 | OFF | 123.81 | 6.2 | 0.28 | 0.04 | 0.1 | 0 | 0 | 0.1 | -1.45 | -0.34 | 0 |  | 0.4 | 0.34 | 0.23 | 129.71 | 1609.895 | 0.42
D | 4002 | 2022-01-09 | 19 | OFF | 106.13 | 6.2 | 0.28 | 0.04 | 0.07 | 0 | 0 | 0.19 | -1.31 | -0.34 | 0 |  | 0.4 | 0.34 | 0.23 | 112.23 | 1563.927 | 0.39
D | 4002 | 2022-01-09 | 20 | OFF | 107.24 | 6.2 | 0.28 | 0.04 | 0.11 | 0 | 0 | 0.05 | -1.15 | -0.34 | 0 |  | 0.4 | 0.34 | 0.23 | 113.4 | 1490.805 | 0.43
D | 4002 | 2022-01-09 | 21 | OFF | 100.58 | 6.2 | 0.28 | 0.04 | 0.13 | 0 | 0 | 0.13 | -0.84 | -0.34 | 0 |  | 0.4 | 0.34 | 0.23 | 107.15 | 1415.172 | 0.45
D | 4002 | 2022-01-09 | 22 | OFF | 85.46 | 6.2 | 0.28 | 0.04 | 0.2 | 0 | 0 | 0.16 | -0.73 | -0.34 | 0 |  | 0.4 | 0.34 | 0.23 | 92.24 | 1310.359 | 0.52
D | 4002 | 2022-01-09 | 23 | OFF | 78.45 | 6.2 | 0.28 | 0.04 | 0.2 | 0 | 0 | 0.04 | -0.78 | -0.34 | 0 |  | 0.4 | 0.34 | 0.23 | 85.06 | 1207.185 | 0.52
D | 4002 | 2022-01-09 | 24 | OFF | 55.85 | 6.2 | 0.28 | 0.04 | 0.23 | 0 | 0 | 0.07 | -0.4 | -0.34 | 0 |  | 0.4 | 0.34 | 0.23 | 62.9 | 1131.677 | 0.55
D | 4002 | 2022-01-10 | 1 | OFF | -0.72 | 6.2 | 0.7 | 0.04 | 0.26 | 0 | 0 | 0.01 | -0.78 | -0.34 | 0 |  | 0.4 | 0.34 | 0.23 | 6.34 | 1085.802 | 1
D | 4002 | 2022-01-10 | 2 | OFF | 44.89 | 6.2 | 0.7 | 0.04 | 0 | 0 | 0 | 0.06 | -0.84 | -0.34 | 0 |  | 0.4 | 0.34 | 0.23 | 51.68 | 1065.058 | 0.74
D | 4002 | 2022-01-10 | 3 | OFF | 48.5 | 6.2 | 0.7 | 0.04 | 0.22 | 0 | 0 | 0.02 | -0.87 | -0.34 | 0 |  | 0.4 | 0.34 | 0.23 | 55.44 | 1066.102 | 0.96
D | 4002 | 2022-01-10 | 4 | OFF | 41.98 | 6.2 | 0.7 | 0.04 | 0.26 | 0 | 0 | 0.06 | -0.85 | -0.34 | 0 |  | 0.4 | 0.34 | 0.23 | 49.02 | 1088.365 | 1
D | 4002 | 2022-01-10 | 5 | OFF | 58.03 | 6.2 | 0.7 | 0.04 | 0.23 | 0 | 0 | 0.07 | -0.8 | -0.34 | 0 |  | 0.4 | 0.34 | 0.23 | 65.1 | 1142.142 | 0.97
D | 4002 | 2022-01-10 | 6 | OFF | 30.58 | 6.2 | 0.7 | 0.04 | 0.72 | 0 | 0 | 0.01 | -0.25 | -0.34 | 0 |  | 0.4 | 0.34 | 0.23 | 38.63 | 1256.543 | 1.46
D | 4002 | 2022-01-10 | 7 | OFF | 79.88 | 6.2 | 0.7 | 0.04 | 0.55 | 0 | 0 | 0.1 | -1.12 | -0.34 | 0 |  | 0.4 | 0.34 | 0.23 | 86.98 | 1410.522 | 1.29
D | 4002 | 2022-01-10 | 8 | ON | 98.76 | 6.2 | 0.7 | 0.04 | 0.54 | 0.21 | 0 | 0.12 | -1.19 | -0.34 | 0 |  | 0.4 | 0.34 | 0.23 | 106.01 | 1517.455 | 1.49
D | 4002 | 2022-01-10 | 9 | ON | 94.68 | 6.2 | 0.7 | 0.04 | 0.23 | 0.21 | 0 | 0.2 | -1.09 | -0.34 | 0 |  | 0.4 | 0.34 | 0.23 | 101.8 | 1546.351 | 1.18
D | 4002 | 2022-01-10 | 10 | ON | 80.54 | 6.2 | 0.7 | 0.04 | 0.1 | 0.21 | 0 | 0.09 | -1.17 | -0.34 | 0 |  | 0.4 | 0.34 | 0.23 | 87.34 | 1547.48 | 1.05
D | 4002 | 2022-01-10 | 11 | ON | 129.9 | 6.2 | 0.7 | 0.04 | 0.16 | 0.22 | 0 | 0.29 | -1.24 | -0.34 | 0 |  | 0.4 | 0.34 | 0.23 | 136.9 | 1556.438 | 1.12
D | 4002 | 2022-01-10 | 12 | ON | 128.51 | 6.2 | 0.7 | 0.04 | 0.1 | 0.22 | 0 | 0.41 | -1.1 | -0.34 | 0 |  | 0.4 | 0.34 | 0.23 | 135.71 | 1560.701 | 1.06
D | 4002 | 2022-01-10 | 13 | ON | 116.83 | 6.2 | 0.7 | 0.04 | 0.15 | 0.21 | 0 | 0.07 | -1.05 | -0.34 | 0 |  | 0.4 | 0.34 | 0.23 | 123.78 | 1559.034 | 1.1
D | 4002 | 2022-01-10 | 14 | ON | 120.32 | 6.2 | 0.7 | 0.04 | 0.18 | 0.22 | 0 | 0.19 | -1.13 | -0.34 | 0 |  | 0.4 | 0.34 | 0.23 | 127.35 | 1564.692 | 1.14
D | 4002 | 2022-01-10 | 15 | ON | 110.4 | 6.2 | 0.7 | 0.04 | 0.1 | 0.21 | 0 | 0.25 | -0.97 | -0.34 | 0 |  | 0.4 | 0.34 | 0.23 | 117.56 | 1564.463 | 1.05
D | 4002 | 2022-01-10 | 16 | ON | 127.78 | 6.2 | 0.7 | 0.04 | 0.06 | 0.21 | 0 | 0.11 | -0.99 | -0.34 | 0 |  | 0.4 | 0.34 | 0.23 | 134.74 | 1586.4 | 1.01
D | 4002 | 2022-01-10 | 17 | ON | 158.01 | 6.2 | 0.7 | 0.04 | 0.12 | 0.19 | 0.07 | 0.35 | -1.07 | -0.34 | 0 |  | 0.4 | 0.34 | 0.23 | 165.24 | 1667.661 | 1.12
D | 4002 | 2022-01-10 | 18 | ON | 187.81 | 6.2 | 0.7 | 0.04 | 0.33 | 0.18 | 0.1 | 0.18 | -1.81 | -0.34 | 0 |  | 0.4 | 0.34 | 0.23 | 194.36 | 1766.528 | 1.35
D | 4002 | 2022-01-10 | 19 | ON | 171.43 | 6.2 | 0.7 | 0.04 | 0.49 | 0.18 | 0 | 0.19 | -1.64 | -0.34 | 0 |  | 0.4 | 0.34 | 0.23 | 178.22 | 1751.291 | 1.41
D | 4002 | 2022-01-10 | 20 | ON | 147.98 | 6.2 | 0.7 | 0.04 | 0.26 | 0.19 | 0 | -0.08 | -1.4 | -0.34 | 0 |  | 0.4 | 0.34 | 0.23 | 154.52 | 1696.979 | 1.19
D | 4002 | 2022-01-10 | 21 | ON | 143.01 | 6.2 | 0.7 | 0.04 | 0.11 | 0.18 | 0 | -0.01 | -1.44 | -0.34 | 0 |  | 0.4 | 0.34 | 0.23 | 149.42 | 1622.617 | 1.03
D | 4002 | 2022-01-10 | 22 | ON | 175.79 | 6.2 | 0.7 | 0.04 | 0.46 | 0.19 | 0.52 | -0.18 | -1.76 | -0.34 | 0 |  | 0.4 | 0.34 | 0.23 | 182.59 | 1522.143 | 1.91
D | 4002 | 2022-01-10 | 23 | ON | 151.86 | 6.2 | 0.7 | 0.04 | 0.36 | 0.2 | 0 | -0.01 | -1.17 | -0.34 | 0 |  | 0.4 | 0.34 | 0.23 | 158.81 | 1409.316 | 1.3
D | 4002 | 2022-01-10 | 24 | OFF | 138.58 | 6.2 | 0.7 | 0.04 | 1.3 | 0 | 0 | 0.06 | -1.02 | -0.34 | 0 |  | 0.4 | 0.34 | 0.23 | 146.49 | 1326.874 | 2.04
D | 4002 | 2022-01-11 | 1 | OFF | 137.25 | 6.2 | 13.01 | 0.08 | 0.15 | 0 | 0 | 0.14 | -0.96 | -0.34 | 0 |  | 0.4 | 0.34 | 0.23 | 156.5 | 1279.042 | 13.24
D | 4002 | 2022-01-11 | 2 | OFF | 130.2 | 6.2 | 13.01 | 0.08 | 0 | 0 | 0 | 0.2 | -0.93 | -0.34 | 0 |  | 0.4 | 0.34 | 0.23 | 149.39 | 1258.821 | 13.09
D | 4002 | 2022-01-11 | 3 | OFF | 120.77 | 6.2 | 13.01 | 0.08 | 0.05 | 0 | 0 | 0.29 | -0.9 | -0.34 | 0 |  | 0.4 | 0.34 | 0.23 | 140.13 | 1257.245 | 13.14
D | 4002 | 2022-01-11 | 4 | OFF | 123.32 | 6.2 | 13.01 | 0.08 | 0.23 | 0 | 0 | 0.2 | -0.97 | -0.34 | 0 |  | 0.4 | 0.34 | 0.23 | 142.7 | 1277.909 | 13.32
D | 4002 | 2022-01-11 | 5 | OFF | 125.23 | 6.2 | 13.01 | 0.08 | 0.06 | 0 | 0 | 0.07 | -1.08 | -0.34 | 0 |  | 0.4 | 0.34 | 0.23 | 144.2 | 1322.232 | 13.15
D | 4002 | 2022-01-11 | 6 | OFF | 133.64 | 6.2 | 13.01 | 0.08 | 0.47 | 0 | 0 | 0.18 | -1.54 | -0.34 | 0 |  | 0.4 | 0.34 | 0.23 | 152.67 | 1424.577 | 13.56
D | 4002 | 2022-01-11 | 7 | OFF | 135.24 | 6.2 | 13.01 | 0.08 | 0.64 | 0 | 0 | 0.15 | -1.82 | -0.34 | 0 |  | 0.4 | 0.34 | 0.23 | 154.13 | 1582.592 | 13.73
D | 4002 | 2022-01-11 | 8 | ON | 181.18 | 6.2 | 13.01 | 0.08 | 0.67 | 0.23 | 0 | -0.06 | -2.04 | -0.34 | 0 |  | 0.4 | 0.34 | 0.23 | 199.9 | 1689.868 | 13.99
D | 4002 | 2022-01-11 | 9 | ON | 160.02 | 6.2 | 13.01 | 0.08 | 0.22 | 0.23 | 0 | -0.11 | -1.8 | -0.34 | 0 |  | 0.4 | 0.34 | 0.23 | 178.48 | 1730.933 | 13.54
D | 4002 | 2022-01-11 | 10 | ON | 174.1 | 6.2 | 13.01 | 0.08 | 0.65 | 0.23 | 0.08 | 0.22 | -1.4 | -0.34 | 0 |  | 0.4 | 0.34 | 0.23 | 193.8 | 1739.625 | 14.05
D | 4002 | 2022-01-11 | 11 | ON | 148.98 | 6.2 | 13.01 | 0.08 | 0.35 | 0.23 | 0 | 0.24 | -1.49 | -0.34 | 0 |  | 0.4 | 0.34 | 0.23 | 168.23 | 1735.603 | 13.67
D | 4002 | 2022-01-11 | 12 | ON | 148.12 | 6.2 | 13.01 | 0.08 | 0.3 | 0.23 | 0 | 0.15 | -1.49 | -0.34 | 0 |  | 0.4 | 0.34 | 0.23 | 167.23 | 1725.173 | 13.62
D | 4002 | 2022-01-11 | 13 | ON | 153.46 | 6.2 | 13.01 | 0.08 | 0.3 | 0.24 | 0 | -0.38 | -1.38 | -0.34 | 0 |  | 0.4 | 0.34 | 0.23 | 172.16 | 1709.301 | 13.63
D | 4002 | 2022-01-11 | 14 | ON | 163.44 | 6.2 | 13.01 | 0.08 | 0.36 | 0.23 | 0.07 | -0.26 | -1.27 | -0.34 | 0 |  | 0.4 | 0.34 | 0.23 | 182.49 | 1696.514 | 13.75
D | 4002 | 2022-01-11 | 15 | ON | 208.86 | 6.2 | 13.01 | 0.08 | 0.48 | 0.23 | 0.08 | 0.03 | -1.64 | -0.34 | 0 |  | 0.4 | 0.34 | 0.23 | 227.96 | 1692.778 | 13.88
D | 4002 | 2022-01-11 | 16 | ON | 229.02 | 6.2 | 13.01 | 0.08 | 0.35 | 0.22 | 0.04 | 0.12 | -1.6 | -0.34 | 0 |  | 0.4 | 0.34 | 0.23 | 248.07 | 1722.563 | 13.7
D | 4002 | 2022-01-11 | 17 | ON | 201.99 | 6.2 | 13.01 | 0.08 | 0.5 | 0.18 | 0 | 0.84 | -1.67 | -0.34 | 0 |  | 0.4 | 0.34 | 0.23 | 221.76 | 1810.929 | 13.77
D | 4002 | 2022-01-11 | 18 | ON | 179.73 | 6.2 | 13.01 | 0.08 | 0.94 | 0.17 | 0.03 | 0.39 | -2.07 | -0.34 | 0 |  | 0.4 | 0.34 | 0.23 | 199.11 | 1912.637 | 14.23
D | 4002 | 2022-01-11 | 19 | ON | 229.22 | 6.2 | 13.01 | 0.08 | 0.47 | 0.2 | 0.57 | 0.24 | -2.16 | -0.34 | 0 |  | 0.4 | 0.34 | 0.23 | 248.46 | 1893.49 | 14.33
D | 4002 | 2022-01-11 | 20 | ON | 164.14 | 6.2 | 13.01 | 0.08 | 0.43 | 0.21 | 0 | 0.25 | -1.88 | -0.34 | 0 |  | 0.4 | 0.34 | 0.23 | 183.07 | 1836.648 | 13.73
D | 4002 | 2022-01-11 | 21 | ON | 161.44 | 6.2 | 13.01 | 0.08 | 0.12 | 0.22 | 0 | 0.02 | -1.65 | -0.34 | 0 |  | 0.4 | 0.34 | 0.23 | 180.07 | 1757.55 | 13.43
D | 4002 | 2022-01-11 | 22 | ON | 155.22 | 6.2 | 13.01 | 0.08 | 0.19 | 0.23 | 0 | 0.19 | -1.57 | -0.34 | 0 |  | 0.4 | 0.34 | 0.23 | 174.18 | 1650.394 | 13.51
D | 4002 | 2022-01-11 | 23 | ON | 146.07 | 6.2 | 13.01 | 0.08 | 0.39 | 0.24 | 0 | -0.07 | -1.3 | -0.34 | 0 |  | 0.4 | 0.34 | 0.23 | 165.25 | 1540.701 | 13.72
D | 4002 | 2022-01-11 | 24 | OFF | 147.83 | 6.2 | 13.01 | 0.08 | 0.59 | 0 | 0 | 0.1 | -1.13 | -0.34 | 0 |  | 0.4 | 0.34 | 0.23 | 167.31 | 1453.513 | 13.68
D | 4002 | 2022-01-12 | 1 | OFF | 157.93 | 6.2 | 1.05 | 0.12 | 0.1 | 0 | 0 | -0.47 | -1.07 | -0.34 | 0 |  | 0.4 | 0.34 | 0.23 | 164.49 | 1393.378 | 1.27
D | 4002 | 2022-01-12 | 2 | OFF | 195.49 | 6.2 | 1.05 | 0.12 | 0 | 0 | 0 | 0.04 | -0.92 | -0.34 | 0 |  | 0.4 | 0.34 | 0.23 | 202.61 | 1364.894 | 1.17
D | 4002 | 2022-01-12 | 3 | OFF | 185.59 | 6.2 | 1.05 | 0.12 | 0.33 | 0 | 0 | 0.52 | -0.82 | -0.34 | 0 |  | 0.4 | 0.34 | 0.23 | 193.62 | 1352.326 | 1.5
D | 4002 | 2022-01-12 | 4 | OFF | 168.12 | 6.2 | 1.05 | 0.12 | 0.74 | 0 | 0 | 0.41 | -0.72 | -0.34 | 0 |  | 0.4 | 0.34 | 0.23 | 176.55 | 1353.05 | 1.91
D | 4002 | 2022-01-12 | 5 | OFF | 181.31 | 6.2 | 1.05 | 0.12 | 0.89 | 0 | 0 | 0.38 | -1.04 | -0.34 | 0 |  | 0.4 | 0.34 | 0.23 | 189.54 | 1389.197 | 2.06
D | 4002 | 2022-01-12 | 6 | OFF | 166.83 | 6.2 | 1.05 | 0.12 | 0.86 | 0 | 0 | 0.16 | -0.71 | -0.34 | 0 |  | 0.4 | 0.34 | 0.23 | 175.14 | 1483.387 | 2.03
D | 4002 | 2022-01-12 | 7 | OFF | 218.18 | 6.2 | 1.05 | 0.12 | 1.76 | 0 | 0 | 0 | -0.9 | -0.34 | 0 |  | 0.4 | 0.34 | 0.23 | 227.04 | 1628.902 | 2.93
D | 4002 | 2022-01-12 | 8 | ON | 220.62 | 6.2 | 1.05 | 0.12 | 1.46 | 0.23 | 0.31 | 0.15 | -1.61 | -0.34 | 0 |  | 0.4 | 0.34 | 0.23 | 229.16 | 1719.435 | 3.17
D | 4002 | 2022-01-12 | 9 | ON | 204.87 | 6.2 | 1.05 | 0.12 | 0.73 | 0.23 | 0.05 | -0.03 | -1.33 | -0.34 | 0 |  | 0.4 | 0.34 | 0.23 | 212.52 | 1750.103 | 2.18
D | 4002 | 2022-01-12 | 10 | ON | 179.44 | 6.2 | 1.05 | 0.12 | 0.67 | 0.24 | 0.35 | -0.16 | -1.15 | -0.34 | 0 |  | 0.4 | 0.34 | 0.23 | 187.39 | 1759.021 | 2.43
D | 4002 | 2022-01-12 | 11 | ON | 163.44 | 6.2 | 1.05 | 0.12 | 0.54 | 0.24 | 0.86 | -0.05 | -1.25 | -0.34 | 0 |  | 0.4 | 0.34 | 0.23 | 171.78 | 1744.504 | 2.81
D | 4002 | 2022-01-12 | 12 | ON | 137.23 | 6.2 | 1.05 | 0.12 | 0.66 | 0.25 | 0 | 0.13 | -1 | -0.34 | 0 |  | 0.4 | 0.34 | 0.23 | 145.27 | 1716.136 | 2.08
D | 4002 | 2022-01-12 | 13 | ON | 132.98 | 6.2 | 1.05 | 0.12 | 0.37 | 0.25 | 0 | 0.09 | -0.9 | -0.34 | 0 |  | 0.4 | 0.34 | 0.23 | 140.79 | 1689.265 | 1.79
D | 4002 | 2022-01-12 | 14 | ON | 132.33 | 6.2 | 1.05 | 0.12 | 0.34 | 0.25 | 0 | -0.04 | -0.98 | -0.34 | 0 |  | 0.4 | 0.34 | 0.23 | 139.9 | 1670.742 | 1.76
D | 4002 | 2022-01-12 | 15 | ON | 156.89 | 6.2 | 1.05 | 0.12 | 0.33 | 0.26 | 0 | 0.24 | -1.05 | -0.34 | 0 |  | 0.4 | 0.34 | 0.23 | 164.67 | 1668.063 | 1.76
D | 4002 | 2022-01-12 | 16 | ON | 174.36 | 6.2 | 1.05 | 0.12 | 0.32 | 0.25 | 0.03 | 0.07 | -0.99 | -0.34 | 0 |  | 0.4 | 0.34 | 0.23 | 182.04 | 1672.982 | 1.77
D | 4002 | 2022-01-12 | 17 | ON | 227.48 | 6.2 | 1.05 | 0.12 | 0.37 | 0.24 | 0.19 | -0.04 | -0.61 | -0.34 | 0 |  | 0.4 | 0.34 | 0.23 | 235.63 | 1732.603 | 1.97
D | 4002 | 2022-01-12 | 18 | ON | 303.59 | 6.2 | 1.05 | 0.12 | 0.91 | 0.21 | 0.22 | 0.01 | -1.7 | -0.34 | 0 |  | 0.4 | 0.34 | 0.23 | 311.24 | 1790.702 | 2.51
D | 4002 | 2022-01-12 | 19 | ON | 301.86 | 6.2 | 1.05 | 0.12 | 0.95 | 0.22 | 0.48 | 0.36 | -1.68 | -0.34 | 0 |  | 0.4 | 0.34 | 0.23 | 310.19 | 1757.486 | 2.82
D | 4002 | 2022-01-12 | 20 | ON | 225.95 | 6.2 | 1.05 | 0.12 | 0.51 | 0.22 | 0.52 | 0.26 | -1.13 | -0.34 | 0 |  | 0.4 | 0.34 | 0.23 | 234.33 | 1686.232 | 2.42
D | 4002 | 2022-01-12 | 21 | ON | 210.45 | 6.2 | 1.05 | 0.12 | 0.84 | 0.24 | 0.1 | 0.07 | -1.11 | -0.34 | 0 |  | 0.4 | 0.34 | 0.23 | 218.59 | 1597.935 | 2.35
D | 4002 | 2022-01-12 | 22 | ON | 210.32 | 6.2 | 1.05 | 0.12 | 0.33 | 0.25 | 0.62 | 0.21 | -1.31 | -0.34 | 0 |  | 0.4 | 0.34 | 0.23 | 218.42 | 1492.519 | 2.37
D | 4002 | 2022-01-12 | 23 | ON | 198.47 | 6.2 | 1.05 | 0.12 | 1.05 | 0.27 | 0.43 | 0.14 | -0.7 | -0.34 | 0 |  | 0.4 | 0.34 | 0.23 | 207.66 | 1371.184 | 2.92
D | 4002 | 2022-01-12 | 24 | OFF | 175.66 | 6.2 | 1.05 | 0.12 | 0.41 | 0 | 0 | 0.14 | -0.71 | -0.34 | 0 |  | 0.4 | 0.34 | 0.23 | 183.5 | 1282.352 | 1.58
D | 4002 | 2022-01-13 | 1 | OFF | 125.2 | 6.2 | 0.51 | 0.08 | 0.09 | 0 | 0 | 0.18 | -8.65 | -0.34 | 0 |  | 0.4 | 0.34 | 0.23 | 124.24 | 1217.347 | 0.68
D | 4002 | 2022-01-13 | 2 | OFF | 156.73 | 6.2 | 0.51 | 0.08 | 0 | 0 | 0 | 0.1 | -13.42 | -0.34 | 0 |  | 0.4 | 0.34 | 0.23 | 150.83 | 1187.165 | 0.59
D | 4002 | 2022-01-13 | 3 | OFF | 155.6 | 6.2 | 0.51 | 0.08 | 0 | 0 | 0 | 0.21 | -15.35 | -0.34 | 0 |  | 0.4 | 0.34 | 0.23 | 147.88 | 1167.949 | 0.59
D | 4002 | 2022-01-13 | 4 | OFF | 160.36 | 6.2 | 0.51 | 0.08 | 0 | 0 | 0 | 0.09 | -12.42 | -0.34 | 0 |  | 0.4 | 0.34 | 0.23 | 155.45 | 1173.905 | 0.59
D | 4002 | 2022-01-13 | 5 | OFF | 149.64 | 6.2 | 0.51 | 0.08 | 0 | 0 | 0 | 0.18 | -6.06 | -0.34 | 0 |  | 0.4 | 0.34 | 0.23 | 151.18 | 1203.852 | 0.59
D | 4002 | 2022-01-13 | 6 | OFF | 141.31 | 6.2 | 0.51 | 0.08 | 0.52 | 0 | 0 | 0.2 | -2.66 | -0.34 | 0 |  | 0.4 | 0.34 | 0.23 | 146.79 | 1299.077 | 1.11
D | 4002 | 2022-01-13 | 7 | OFF | 185.39 | 6.2 | 0.51 | 0.08 | 1.02 | 0 | 0 | 0.23 | -7.07 | -0.34 | 0 |  | 0.4 | 0.34 | 0.23 | 186.99 | 1444.917 | 1.61
D | 4002 | 2022-01-13 | 8 | ON | 242.69 | 6.2 | 0.51 | 0.08 | 1.08 | 0.26 | 0.34 | 0.16 | -7.79 | -0.34 | 0 |  | 0.4 | 0.34 | 0.23 | 244.16 | 1542.05 | 2.27
D | 4002 | 2022-01-13 | 9 | ON | 212.99 | 6.2 | 0.51 | 0.08 | 0.35 | 0.25 | 0.43 | 0.3 | -9.06 | -0.34 | 0 |  | 0.4 | 0.34 | 0.23 | 212.68 | 1579.735 | 1.62
D | 4002 | 2022-01-13 | 10 | ON | 164.91 | 6.2 | 0.51 | 0.08 | 0.56 | 0.26 | 0.19 | 0.08 | -4.53 | -0.34 | 0 |  | 0.4 | 0.34 | 0.23 | 168.89 | 1590.035 | 1.6
D | 4002 | 2022-01-13 | 11 | ON | 132.23 | 6.2 | 0.51 | 0.08 | 0.29 | 0.26 | 0 | 0.18 | -5.94 | -0.34 | 0 |  | 0.4 | 0.34 | 0.23 | 134.44 | 1597.745 | 1.14
D | 4002 | 2022-01-13 | 12 | ON | 128.85 | 6.2 | 0.51 | 0.08 | 0.17 | 0.27 | 0 | 0.15 | -3.13 | -0.34 | -0.07 |  | 0.4 | 0.34 | 0.23 | 133.66 | 1595.929 | 0.96
D | 4002 | 2022-01-13 | 13 | ON | 118.77 | 6.2 | 0.51 | 0.08 | 0.07 | 0.27 | 0 | 0.05 | -6.46 | -0.34 | -0.07 |  | 0.4 | 0.34 | 0.23 | 120.05 | 1565.486 | 0.86
D | 4002 | 2022-01-13 | 14 | ON | 113.88 | 6.2 | 0.51 | 0.08 | 0.05 | 0.28 | 0 | 0.05 | -4.21 | -0.34 | 0 |  | 0.4 | 0.34 | 0.23 | 117.47 | 1526.793 | 0.92
D | 4002 | 2022-01-13 | 15 | ON | 112.55 | 6.2 | 0.51 | 0.08 | 0.05 | 0.27 | 0 | -0.01 | -7.74 | -0.34 | 0 |  | 0.4 | 0.34 | 0.23 | 112.54 | 1499.815 | 0.91
D | 4002 | 2022-01-13 | 16 | ON | 114.32 | 6.2 | 0.51 | 0.08 | 0.08 | 0.27 | 0 | 0.12 | -4.35 | -0.34 | 0 |  | 0.4 | 0.34 | 0.23 | 117.86 | 1511.205 | 0.94
D | 4002 | 2022-01-13 | 17 | ON | 122.73 | 6.2 | 0.51 | 0.08 | 0.11 | 0.26 | 0 | 0.12 | -4.22 | -0.34 | 0 |  | 0.4 | 0.34 | 0.23 | 126.42 | 1580.374 | 0.96
D | 4002 | 2022-01-13 | 18 | ON | 134.31 | 6.2 | 0.51 | 0.08 | 0.25 | 0.23 | 0 | 0.09 | -11.05 | -0.34 | 0 |  | 0.4 | 0.34 | 0.23 | 131.25 | 1669.955 | 1.07
D | 4002 | 2022-01-13 | 19 | ON | 131 | 6.2 | 0.51 | 0.08 | 0.33 | 0.23 | 0 | 0.1 | -10.33 | -0.34 | 0 |  | 0.4 | 0.34 | 0.23 | 128.75 | 1656.388 | 1.15
D | 4002 | 2022-01-13 | 20 | ON | 113.93 | 6.2 | 0.51 | 0.08 | 0.26 | 0.24 | 0 | -0.06 | -8.3 | -0.34 | 0 |  | 0.4 | 0.34 | 0.23 | 113.49 | 1598.735 | 1.09
D | 4002 | 2022-01-13 | 21 | ON | 108.54 | 6.2 | 0.51 | 0.08 | 0.21 | 0.26 | 0 | 0 | -2.33 | -0.34 | 0 |  | 0.4 | 0.34 | 0.23 | 114.1 | 1527.093 | 1.06
D | 4002 | 2022-01-13 | 22 | ON | 101.48 | 6.2 | 0.51 | 0.08 | 0.12 | 0.28 | 0 | 0.06 | -2.25 | -0.34 | 0 |  | 0.4 | 0.34 | 0.23 | 107.11 | 1423.417 | 0.99
D | 4002 | 2022-01-13 | 23 | ON | 94.11 | 6.2 | 0.51 | 0.08 | 0.21 | 0.28 | 0 | 0.01 | -8.33 | -0.34 | 0 |  | 0.4 | 0.34 | 0.23 | 93.7 | 1314.585 | 1.08
D | 4002 | 2022-01-13 | 24 | OFF | 67.05 | 6.2 | 0.51 | 0.08 | 1.62 | 0 | 0 | 0.15 | -2.04 | -0.34 | 0 |  | 0.4 | 0.34 | 0.23 | 74.2 | 1220.164 | 2.21
D | 4002 | 2022-01-14 | 1 | OFF | 111.26 | 6.2 | 0.36 | 0.03 | 0.22 | 0 | 0 | -0.08 | -1.25 | -0.34 | 0 |  | 0.4 | 0.34 | 0.23 | 117.37 | 1157.727 | 0.61
D | 4002 | 2022-01-14 | 2 | OFF | 97.23 | 6.2 | 0.36 | 0.03 | 0.05 | 0 | 0 | 0.07 | -1.06 | -0.34 | 0 |  | 0.4 | 0.34 | 0.23 | 103.51 | 1125.961 | 0.44
D | 4002 | 2022-01-14 | 3 | OFF | 102.53 | 6.2 | 0.36 | 0.03 | 0.22 | 0 | 0 | 0.03 | -1.06 | -0.34 | 0 |  | 0.4 | 0.34 | 0.23 | 108.94 | 1110.642 | 0.61
D | 4002 | 2022-01-14 | 4 | OFF | 98.96 | 6.2 | 0.36 | 0.03 | 0.11 | 0 | 0 | 0.06 | -1.06 | -0.34 | 0 |  | 0.4 | 0.34 | 0.23 | 105.29 | 1114.916 | 0.5
D | 4002 | 2022-01-14 | 5 | OFF | 93.66 | 6.2 | 0.36 | 0.03 | 0.16 | 0 | 0 | 0.26 | -1.33 | -0.34 | 0 |  | 0.4 | 0.34 | 0.23 | 99.97 | 1151.693 | 0.55
D | 4002 | 2022-01-14 | 6 | OFF | 43.4 | 6.2 | 0.36 | 0.03 | 0.79 | 0 | 0 | 0.04 | -1.15 | -0.34 | 0 |  | 0.4 | 0.34 | 0.23 | 50.3 | 1239.249 | 1.18
D | 4002 | 2022-01-14 | 7 | OFF | 71.08 | 6.2 | 0.36 | 0.03 | 0.43 | 0 | 0 | 0.11 | -0.86 | -0.34 | 0 |  | 0.4 | 0.34 | 0.23 | 77.98 | 1378.691 | 0.82
D | 4002 | 2022-01-14 | 8 | ON | 114.04 | 6.2 | 0.36 | 0.03 | 0.5 | 0.25 | 0 | 0.15 | -1.62 | -0.34 | 0 |  | 0.4 | 0.34 | 0.23 | 120.54 | 1484.574 | 1.14
D | 4002 | 2022-01-14 | 9 | ON | 121.91 | 6.2 | 0.36 | 0.03 | 0.15 | 0.26 | 0 | 0.27 | -1.47 | -0.34 | 0 |  | 0.4 | 0.34 | 0.23 | 128.34 | 1525.584 | 0.8
D | 4002 | 2022-01-14 | 10 | ON | 102.89 | 6.2 | 0.36 | 0.03 | 0.13 | 0.26 | 0 | 0.17 | -1.62 | -0.34 | 0 |  | 0.4 | 0.34 | 0.23 | 109.05 | 1536.143 | 0.78
D | 4002 | 2022-01-14 | 11 | ON | 146.84 | 6.2 | 0.36 | 0.03 | 0.17 | 0.26 | 0 | 0.28 | -1.25 | -0.34 | 0 |  | 0.4 | 0.34 | 0.23 | 153.52 | 1534.902 | 0.82
D | 4002 | 2022-01-14 | 12 | ON | 134.26 | 6.2 | 0.36 | 0.03 | 0.15 | 0.26 | 0 | 0.21 | -0.31 | -0.34 | 0 |  | 0.4 | 0.34 | 0.23 | 141.79 | 1515.305 | 0.8
D | 4002 | 2022-01-14 | 13 | ON | 142.57 | 6.2 | 0.36 | 0.03 | 0.17 | 0.26 | 0 | 0.29 | -0.77 | -0.34 | 0 |  | 0.4 | 0.34 | 0.23 | 149.74 | 1502.61 | 0.82
D | 4002 | 2022-01-14 | 14 | ON | 127.08 | 6.2 | 0.36 | 0.03 | 0.1 | 0.27 | 0 | 0.27 | -1.16 | -0.34 | 0 |  | 0.4 | 0.34 | 0.23 | 133.78 | 1494.776 | 0.76
D | 4002 | 2022-01-14 | 15 | ON | 112.83 | 6.2 | 0.36 | 0.03 | 0.07 | 0.27 | 0 | 0.39 | -0.66 | -0.34 | 0 |  | 0.4 | 0.34 | 0.23 | 120.12 | 1481.612 | 0.73
D | 4002 | 2022-01-14 | 16 | ON | 113.86 | 6.2 | 0.36 | 0.03 | 0.05 | 0.26 | 0 | 0.13 | -1.46 | -0.34 | 0 |  | 0.4 | 0.34 | 0.23 | 120.06 | 1504.359 | 0.7
D | 4002 | 2022-01-14 | 17 | ON | 125.68 | 6.2 | 0.36 | 0.03 | 0.32 | 0.25 | 0 | 0.17 | -1.16 | -0.34 | 0 |  | 0.4 | 0.34 | 0.23 | 132.48 | 1574.883 | 0.96
D | 4002 | 2022-01-14 | 18 | ON | 147.15 | 6.2 | 0.36 | 0.03 | 0.37 | 0.24 | 0 | 0.2 | -1.85 | -0.34 | 0 |  | 0.4 | 0.34 | 0.23 | 153.33 | 1669.69 | 1
D | 4002 | 2022-01-14 | 19 | ON | 128.57 | 6.2 | 0.36 | 0.03 | 0.1 | 0.24 | 0 | 0.1 | -1.9 | -0.34 | 0 |  | 0.4 | 0.34 | 0.23 | 134.33 | 1664.012 | 0.73
D | 4002 | 2022-01-14 | 20 | ON | 122.83 | 6.2 | 0.36 | 0.03 | 0.06 | 0.24 | 0 | 0.08 | -1.54 | -0.34 | 0 |  | 0.4 | 0.34 | 0.23 | 128.89 | 1620.995 | 0.69
D | 4002 | 2022-01-14 | 21 | ON | 119.22 | 6.2 | 0.36 | 0.03 | 0.04 | 0.25 | 0 | 0.19 | -1.58 | -0.34 | 0 |  | 0.4 | 0.34 | 0.23 | 125.34 | 1575.572 | 0.68
D | 4002 | 2022-01-14 | 22 | ON | 116.79 | 6.2 | 0.36 | 0.03 | 0.05 | 0.25 | 0 | -0.05 | -1.19 | -0.34 | 0 |  | 0.4 | 0.34 | 0.23 | 123.07 | 1507.93 | 0.69
D | 4002 | 2022-01-14 | 23 | ON | 116.07 | 6.2 | 0.36 | 0.03 | 0.13 | 0.27 | 0 | 0.09 | -1.34 | -0.34 | 0 |  | 0.4 | 0.34 | 0.23 | 122.44 | 1427.041 | 0.79
D | 4002 | 2022-01-14 | 24 | OFF | 104.47 | 6.2 | 0.36 | 0.03 | 1.24 | 0 | 0 | 0.11 | -0.99 | -0.34 | 0 |  | 0.4 | 0.34 | 0.23 | 112.05 | 1355.663 | 1.63
D | 4002 | 2022-01-15 | 1 | OFF | 116.81 | 6.2 | 0.67 | 0.08 | 0.28 | 0 | 0 | -0.27 | -0.94 | -0.34 | 0 |  | 0.4 | 0.34 | 0.23 | 123.46 | 1312.145 | 1.03
D | 4002 | 2022-01-15 | 2 | OFF | 108.4 | 6.2 | 0.67 | 0.08 | 0.14 | 0 | 0 | 0 | -0.98 | -0.34 | 0 |  | 0.4 | 0.34 | 0.23 | 115.14 | 1290.658 | 0.89
D | 4002 | 2022-01-15 | 3 | OFF | 93.34 | 6.2 | 0.67 | 0.08 | 0.06 | 0 | 0 | 0.04 | -1.13 | -0.34 | 0 |  | 0.4 | 0.34 | 0.23 | 99.89 | 1285.722 | 0.81
D | 4002 | 2022-01-15 | 4 | OFF | 94.53 | 6.2 | 0.67 | 0.08 | 0.1 | 0 | 0 | 0.03 | -0.96 | -0.34 | 0 |  | 0.4 | 0.34 | 0.23 | 101.28 | 1295.977 | 0.85
D | 4002 | 2022-01-15 | 5 | OFF | 108.71 | 6.2 | 0.67 | 0.08 | 0.1 | 0 | 0 | 0.18 | -1.02 | -0.34 | 0 |  | 0.4 | 0.34 | 0.23 | 115.55 | 1328.134 | 0.85
D | 4002 | 2022-01-15 | 6 | OFF | 116.78 | 6.2 | 0.67 | 0.08 | 0.25 | 0 | 0 | 0.39 | -1.2 | -0.34 | 0 |  | 0.4 | 0.34 | 0.23 | 123.8 | 1373.686 | 1
D | 4002 | 2022-01-15 | 7 | OFF | 137.45 | 6.2 | 0.67 | 0.08 | 0.31 | 0 | 0.17 | -0.01 | -1.2 | -0.34 | 0 |  | 0.4 | 0.34 | 0.23 | 144.3 | 1450.303 | 1.23
D | 4002 | 2022-01-15 | 8 | OFF | 201.72 | 6.2 | 0.67 | 0.08 | 0.2 | 0 | 0.18 | 0.08 | -1.45 | -0.34 | 0 |  | 0.4 | 0.34 | 0.23 | 208.31 | 1536.19 | 1.13
D | 4002 | 2022-01-15 | 9 | OFF | 188.91 | 6.2 | 0.67 | 0.08 | 0.16 | 0 | 0.1 | 0.19 | -1.62 | -0.34 | 0 |  | 0.4 | 0.34 | 0.23 | 195.32 | 1615.166 | 1.01
D | 4002 | 2022-01-15 | 10 | OFF | 132.66 | 6.2 | 0.67 | 0.08 | 0.19 | 0 | 0 | 0.12 | -1.53 | -0.34 | 0 |  | 0.4 | 0.34 | 0.23 | 139.02 | 1650.297 | 0.94
D | 4002 | 2022-01-15 | 11 | OFF | 145.67 | 6.2 | 0.67 | 0.08 | 0.29 | 0 | 0 | 0.1 | -1.94 | -0.34 | 0 |  | 0.4 | 0.34 | 0.23 | 151.7 | 1657.439 | 1.04
D | 4002 | 2022-01-15 | 12 | OFF | 139.88 | 6.2 | 0.67 | 0.08 | 0.07 | 0 | 0 | 0.1 | -1.57 | -0.34 | 0 |  | 0.4 | 0.34 | 0.23 | 146.06 | 1649.622 | 0.82
D | 4002 | 2022-01-15 | 13 | OFF | 134.05 | 6.2 | 0.67 | 0.08 | 0.1 | 0 | 0 | 0.11 | -1.51 | -0.34 | 0 |  | 0.4 | 0.34 | 0.23 | 140.33 | 1632.866 | 0.85
D | 4002 | 2022-01-15 | 14 | OFF | 144.08 | 6.2 | 0.67 | 0.08 | 0.05 | 0 | 0 | 0.11 | -1.41 | -0.34 | 0 |  | 0.4 | 0.34 | 0.23 | 150.41 | 1625.246 | 0.8
D | 4002 | 2022-01-15 | 15 | OFF | 168.15 | 6.2 | 0.67 | 0.08 | 0.1 | 0 | 0 | 0.29 | -1.45 | -0.34 | 0 |  | 0.4 | 0.34 | 0.23 | 174.67 | 1634.719 | 0.85
D | 4002 | 2022-01-15 | 16 | OFF | 180.61 | 6.2 | 0.67 | 0.08 | 0.19 | 0 | 0 | 0.23 | -1.45 | -0.34 | 0 |  | 0.4 | 0.34 | 0.23 | 187.16 | 1677.786 | 0.94
D | 4002 | 2022-01-15 | 17 | OFF | 206.92 | 6.2 | 0.67 | 0.08 | 0.31 | 0 | 0 | 0.22 | -1.28 | -0.34 | 0 |  | 0.4 | 0.34 | 0.23 | 213.75 | 1769.961 | 1.06
D | 4002 | 2022-01-15 | 18 | OFF | 252.27 | 6.2 | 0.67 | 0.08 | 0.72 | 0 | 0 | 0.42 | -2.41 | -0.34 | 0 |  | 0.4 | 0.34 | 0.23 | 258.58 | 1853.622 | 1.47
D | 4002 | 2022-01-15 | 19 | OFF | 211.3 | 6.2 | 0.67 | 0.08 | 0.4 | 0 | 0 | 0.14 | -2.06 | -0.34 | 0 |  | 0.4 | 0.34 | 0.23 | 217.36 | 1833.88 | 1.15
D | 4002 | 2022-01-15 | 20 | OFF | 210.65 | 6.2 | 0.67 | 0.08 | 0.35 | 0 | 0 | 0.19 | -1.96 | -0.34 | 0 |  | 0.4 | 0.34 | 0.23 | 216.81 | 1776.232 | 1.1
D | 4002 | 2022-01-15 | 21 | OFF | 196.52 | 6.2 | 0.67 | 0.08 | 0.23 | 0 | 0 | 0.06 | -1.82 | -0.34 | 0 |  | 0.4 | 0.34 | 0.23 | 202.57 | 1714.35 | 0.98
D | 4002 | 2022-01-15 | 22 | OFF | 194.72 | 6.2 | 0.67 | 0.08 | 0.1 | 0 | 0 | 0.08 | -1.69 | -0.34 | 0 |  | 0.4 | 0.34 | 0.23 | 200.79 | 1635.131 | 0.85
D | 4002 | 2022-01-15 | 23 | OFF | 164.83 | 6.2 | 0.67 | 0.08 | 0.7 | 0 | 0 | -0.2 | -1.18 | -0.34 | 0 |  | 0.4 | 0.34 | 0.23 | 171.73 | 1546.376 | 1.45
D | 4002 | 2022-01-15 | 24 | OFF | 200.44 | 6.2 | 0.67 | 0.08 | 1.9 | 0 | 0 | -0.21 | -1.39 | -0.34 | 0 |  | 0.4 | 0.34 | 0.23 | 208.32 | 1465.418 | 2.65
D | 4002 | 2022-01-16 | 1 | OFF | 172.03 | 6.2 | 0.91 | 0.13 | 0.83 | 0 | 0 | 0.03 | -1.53 | -0.34 | 0 |  | 0.4 | 0.34 | 0.23 | 179.23 | 1408.289 | 1.87
D | 4002 | 2022-01-16 | 2 | OFF | 204.54 | 6.2 | 0.91 | 0.13 | 0.12 | 0 | 0 | -0.08 | -1.41 | -0.34 | 0 |  | 0.4 | 0.34 | 0.23 | 211.04 | 1373.102 | 1.16
D | 4002 | 2022-01-16 | 3 | OFF | 156.2 | 6.2 | 0.91 | 0.13 | 0.17 | 0 | 0 | 0.12 | -1.3 | -0.34 | 0 |  | 0.4 | 0.34 | 0.23 | 163.06 | 1355.434 | 1.21
D | 4002 | 2022-01-16 | 4 | OFF | 228.4 | 6.2 | 0.91 | 0.13 | 0.03 | 0 | 0 | -0.04 | -1.14 | -0.34 | 0 |  | 0.4 | 0.34 | 0.23 | 235.12 | 1356.207 | 1.07
D | 4002 | 2022-01-16 | 5 | OFF | 211.22 | 6.2 | 0.91 | 0.13 | 0.35 | 0 | 0 | 0.55 | -1.27 | -0.34 | 0 |  | 0.4 | 0.34 | 0.23 | 218.72 | 1368.403 | 1.39
D | 4002 | 2022-01-16 | 6 | OFF | 240.72 | 6.2 | 0.91 | 0.13 | 0.33 | 0 | 0 | 0.71 | -1.15 | -0.34 | 0 |  | 0.4 | 0.34 | 0.23 | 248.48 | 1391.431 | 1.37
D | 4002 | 2022-01-16 | 7 | OFF | 265.06 | 6.2 | 0.91 | 0.13 | 0.39 | 0 | 0.06 | -1.86 | -1.38 | -0.34 | 0 |  | 0.4 | 0.34 | 0.23 | 270.14 | 1449.504 | 1.49
D | 4002 | 2022-01-16 | 8 | OFF | 276.93 | 6.2 | 0.91 | 0.13 | 0.24 | 0 | 0.27 | -0.17 | -1.87 | -0.34 | 0 |  | 0.4 | 0.34 | 0.23 | 283.27 | 1525.067 | 1.55
D | 4002 | 2022-01-16 | 9 | OFF | 270.25 | 6.2 | 0.91 | 0.13 | 0.56 | 0 | 0.14 | 0.32 | -1.33 | -0.34 | 0 |  | 0.4 | 0.34 | 0.23 | 277.81 | 1591.633 | 1.74
D | 4002 | 2022-01-16 | 10 | OFF | 239.15 | 6.2 | 0.91 | 0.13 | 0.96 | 0 | 0.54 | 0.45 | -0.9 | -0.34 | 0 |  | 0.4 | 0.34 | 0.23 | 248.07 | 1613.03 | 2.54
D | 4002 | 2022-01-16 | 11 | OFF | 176.16 | 6.2 | 0.91 | 0.13 | 0.39 | 0 | 0.02 | -0.46 | 0.85 | -0.34 | 0 |  | 0.4 | 0.34 | 0.23 | 184.83 | 1603.737 | 1.45
D | 4002 | 2022-01-16 | 12 | OFF | 139.57 | 6.2 | 0.91 | 0.13 | 0.61 | 0 | 0 | 0.52 | -1.23 | -0.34 | 0 |  | 0.4 | 0.34 | 0.23 | 147.34 | 1584.261 | 1.65
D | 4002 | 2022-01-16 | 13 | OFF | 121.83 | 6.2 | 0.91 | 0.13 | 0.19 | 0 | 0 | 0.19 | -1.24 | -0.34 | 0 |  | 0.4 | 0.34 | 0.23 | 128.84 | 1557.273 | 1.23
D | 4002 | 2022-01-16 | 14 | OFF | 135.12 | 6.2 | 0.91 | 0.13 | 0.15 | 0 | 0 | 0.09 | -1 | -0.34 | 0 |  | 0.4 | 0.34 | 0.23 | 142.23 | 1527.865 | 1.19
D | 4002 | 2022-01-16 | 15 | OFF | 171.04 | 6.2 | 0.91 | 0.13 | 0.45 | 0 | 0 | -0.13 | -0.81 | -0.34 | 0 |  | 0.4 | 0.34 | 0.23 | 178.42 | 1527.547 | 1.49
D | 4002 | 2022-01-16 | 16 | OFF | 221.99 | 6.2 | 0.91 | 0.13 | 0.53 | 0 | 0 | -0.15 | -1.09 | -0.34 | 0 |  | 0.4 | 0.34 | 0.23 | 229.15 | 1562.839 | 1.57
D | 4002 | 2022-01-16 | 17 | OFF | 267.17 | 6.2 | 0.91 | 0.13 | 0.36 | 0 | 0.04 | -0.02 | -1.35 | -0.34 | 0 |  | 0.4 | 0.34 | 0.23 | 274.07 | 1664.029 | 1.44
D | 4002 | 2022-01-16 | 18 | OFF | 295.65 | 6.2 | 0.91 | 0.13 | 1.17 | 0 | 0.13 | 0.34 | -1.91 | -0.34 | 0 |  | 0.4 | 0.34 | 0.23 | 303.25 | 1756.559 | 2.34
D | 4002 | 2022-01-16 | 19 | OFF | 264.73 | 6.2 | 0.91 | 0.13 | 1.47 | 0 | 0.06 | 0.4 | -1.64 | -0.34 | 0 |  | 0.4 | 0.34 | 0.23 | 272.89 | 1724.797 | 2.57
D | 4002 | 2022-01-16 | 20 | OFF | 212.69 | 6.2 | 0.91 | 0.13 | 0.7 | 0 | 0.06 | 0.24 | -1.37 | -0.34 | 0 |  | 0.4 | 0.34 | 0.23 | 220.19 | 1652.808 | 1.8
D | 4002 | 2022-01-16 | 21 | OFF | 177.86 | 6.2 | 0.91 | 0.13 | 0.37 | 0 | 0 | 0.16 | -1.33 | -0.34 | 0 |  | 0.4 | 0.34 | 0.23 | 184.93 | 1581.39 | 1.41
D | 4002 | 2022-01-16 | 22 | OFF | 152.24 | 6.2 | 0.91 | 0.13 | 0.44 | 0 | 0 | 0.13 | -1.03 | -0.34 | 0 |  | 0.4 | 0.34 | 0.23 | 159.65 | 1489.976 | 1.48
D | 4002 | 2022-01-16 | 23 | OFF | 145.55 | 6.2 | 0.91 | 0.13 | 1.35 | 0 | 0 | 0.14 | -1.07 | -0.34 | 0 |  | 0.4 | 0.34 | 0.23 | 153.84 | 1391.89 | 2.39
D | 4002 | 2022-01-16 | 24 | OFF | 144.24 | 6.2 | 0.91 | 0.13 | 0.67 | 0 | 0 | 0.12 | -0.56 | -0.34 | 0 |  | 0.4 | 0.34 | 0.23 | 152.34 | 1307.157 | 1.71
D | 4002 | 2022-01-17 | 1 | OFF | 125.3 | 6.2 | 1.27 | 0.13 | 0.04 | 0 | 0 | 0.12 | -1.4 | -0.34 | 0 |  | 0.4 | 0.34 | 0.23 | 132.29 | 1247.088 | 1.44
D | 4002 | 2022-01-17 | 2 | OFF | 169.82 | 6.2 | 1.27 | 0.13 | 0 | 0 | 0 | 0.04 | -0.97 | -0.34 | 0 |  | 0.4 | 0.34 | 0.23 | 177.12 | 1210.868 | 1.4
D | 4002 | 2022-01-17 | 3 | OFF | 162.49 | 6.2 | 1.27 | 0.13 | 0 | 0 | 0 | 0.14 | -0.74 | -0.34 | 0 |  | 0.4 | 0.34 | 0.23 | 170.12 | 1193.533 | 1.4
D | 4002 | 2022-01-17 | 4 | OFF | 164.15 | 6.2 | 1.27 | 0.13 | 0 | 0 | 0 | 0.07 | -0.6 | -0.34 | 0 |  | 0.4 | 0.34 | 0.23 | 171.85 | 1194.636 | 1.4
D | 4002 | 2022-01-17 | 5 | OFF | 173.76 | 6.2 | 1.27 | 0.13 | 0 | 0 | 0 | 0.27 | -0.38 | -0.34 | 0 |  | 0.4 | 0.34 | 0.23 | 181.88 | 1232.302 | 1.4
D | 4002 | 2022-01-17 | 6 | OFF | 170.02 | 6.2 | 1.27 | 0.13 | 1.02 | 0 | 0 | 0.24 | -0.42 | -0.34 | 0 |  | 0.4 | 0.34 | 0.23 | 179.09 | 1286.658 | 2.42
D | 4002 | 2022-01-17 | 7 | OFF | 153.3 | 6.2 | 1.27 | 0.13 | 2.56 | 0 | 0 | 0.36 | -0.23 | -0.34 | 0 |  | 0.4 | 0.34 | 0.23 | 164.22 | 1374.782 | 3.96
D | 4002 | 2022-01-17 | 8 | ON | 159.09 | 6.2 | 1.27 | 0.13 | 0.92 | 0.26 | 0 | 0.13 | -0.59 | -0.34 | 0 |  | 0.4 | 0.34 | 0.23 | 168.04 | 1449.313 | 2.58
D | 4002 | 2022-01-17 | 9 | ON | 219.98 | 6.2 | 1.27 | 0.13 | 1.38 | 0.25 | 0.49 | 0.29 | -0.57 | -0.34 | 0 |  | 0.4 | 0.34 | 0.23 | 230.05 | 1521.409 | 3.52
D | 4002 | 2022-01-17 | 10 | ON | 210.66 | 6.2 | 1.27 | 0.13 | 0.45 | 0.24 | 0.28 | -0.02 | -1.53 | -0.34 | 0 |  | 0.4 | 0.34 | 0.23 | 218.31 | 1575.328 | 2.37
D | 4002 | 2022-01-17 | 11 | ON | 271.95 | 6.2 | 1.27 | 0.13 | 0.19 | 0.24 | 0.18 | 0.5 | -1.12 | -0.34 | 0 |  | 0.4 | 0.34 | 0.23 | 280.17 | 1612.635 | 2.01
D | 4002 | 2022-01-17 | 12 | ON | 177.63 | 6.2 | 1.27 | 0.13 | 0.58 | 0.24 | 0 | 0.3 | -0.98 | -0.34 | 0 |  | 0.4 | 0.34 | 0.23 | 186 | 1623.145 | 2.22
D | 4002 | 2022-01-17 | 13 | ON | 140.43 | 6.2 | 1.27 | 0.13 | 0.35 | 0.25 | 0 | 0.03 | -1.38 | -0.34 | 0 |  | 0.4 | 0.34 | 0.23 | 147.91 | 1586.337 | 2
D | 4002 | 2022-01-17 | 14 | ON | 153.85 | 6.2 | 1.27 | 0.13 | 0.21 | 0.25 | 0 | 0.01 | -1.48 | -0.34 | 0 |  | 0.4 | 0.34 | 0.23 | 161.07 | 1528.405 | 1.86
D | 4002 | 2022-01-17 | 15 | ON | 169.04 | 6.2 | 1.27 | 0.13 | 0.31 | 0.24 | 0 | 0.11 | -1.57 | -0.34 | 0 |  | 0.4 | 0.34 | 0.23 | 176.36 | 1498.93 | 1.95
D | 4002 | 2022-01-17 | 16 | ON | 209.74 | 6.2 | 1.27 | 0.13 | 1.25 | 0.24 | 0.03 | 0.12 | -1.66 | -0.34 | 0 |  | 0.4 | 0.34 | 0.23 | 217.95 | 1506.457 | 2.92
D | 4002 | 2022-01-17 | 17 | ON | 208.16 | 6.2 | 1.27 | 0.13 | 0.86 | 0.23 | 0.06 | 0.34 | -1.21 | -0.34 | 0 |  | 0.4 | 0.34 | 0.23 | 216.67 | 1583.615 | 2.55
D | 4002 | 2022-01-17 | 18 | ON | 276.14 | 6.2 | 1.27 | 0.13 | 0.71 | 0.22 | 0.03 | 0.23 | -2.18 | -0.34 | 0 |  | 0.4 | 0.34 | 0.23 | 283.38 | 1667.507 | 2.36
D | 4002 | 2022-01-17 | 19 | ON | 216.45 | 6.2 | 1.27 | 0.13 | 1.16 | 0.23 | 0 | 0.16 | -1.25 | -0.34 | 0 |  | 0.4 | 0.34 | 0.23 | 224.98 | 1625.579 | 2.79
D | 4002 | 2022-01-17 | 20 | ON | 141.19 | 6.2 | 1.27 | 0.13 | 0.72 | 0.23 | 0 | 0.14 | -1.14 | -0.34 | 0 |  | 0.4 | 0.34 | 0.23 | 149.37 | 1549.637 | 2.35
D | 4002 | 2022-01-17 | 21 | ON | 126.55 | 6.2 | 1.27 | 0.13 | 0.29 | 0.25 | 0 | 0.02 | -1.19 | -0.34 | 0 |  | 0.4 | 0.34 | 0.23 | 134.15 | 1469.904 | 1.94
D | 4002 | 2022-01-17 | 22 | ON | 125.06 | 6.2 | 1.27 | 0.13 | 0.24 | 0.26 | 0 | 0.03 | -1.3 | -0.34 | 0 |  | 0.4 | 0.34 | 0.23 | 132.52 | 1357.679 | 1.9
D | 4002 | 2022-01-17 | 23 | ON | 126.91 | 6.2 | 1.27 | 0.13 | 0.83 | 0.28 | 0 | 0.03 | -1.27 | -0.34 | 0 |  | 0.4 | 0.34 | 0.23 | 135.01 | 1248.458 | 2.51
D | 4002 | 2022-01-17 | 24 | OFF | 126.33 | 6.2 | 1.27 | 0.13 | 1.59 | 0 | 0 | 0.2 | -0.87 | -0.34 | 0 |  | 0.4 | 0.34 | 0.23 | 135.48 | 1173.424 | 2.99
D | 4002 | 2022-01-18 | 1 | OFF | 123.85 | 6.2 | 0.63 | 0.08 | 0.76 | 0 | 0 | 0.18 | -0.96 | -0.34 | 0 |  | 0.4 | 0.34 | 0.23 | 131.37 | 1127.44 | 1.47
D | 4002 | 2022-01-18 | 2 | OFF | 118.92 | 6.2 | 0.63 | 0.08 | 0.09 | 0 | 0 | 0.17 | -1.06 | -0.34 | 0 |  | 0.4 | 0.34 | 0.23 | 125.66 | 1108.252 | 0.8
D | 4002 | 2022-01-18 | 3 | OFF | 131.92 | 6.2 | 0.63 | 0.08 | 0 | 0 | 0 | 0.09 | -0.92 | -0.34 | 0 |  | 0.4 | 0.34 | 0.23 | 138.63 | 1111.106 | 0.71
D | 4002 | 2022-01-18 | 4 | OFF | 122.11 | 6.2 | 0.63 | 0.08 | 0 | 0 | 0 | 0.28 | -1.01 | -0.34 | 0 |  | 0.4 | 0.34 | 0.23 | 128.92 | 1135.266 | 0.71
D | 4002 | 2022-01-18 | 5 | OFF | 116.9 | 6.2 | 0.63 | 0.08 | 0.05 | 0 | 0 | 0 | -0.99 | -0.34 | 0 |  | 0.4 | 0.34 | 0.23 | 123.5 | 1190.709 | 0.76
D | 4002 | 2022-01-18 | 6 | OFF | 135.52 | 6.2 | 0.63 | 0.08 | 1.01 | 0 | 0 | 0.3 | -1.24 | -0.34 | 0 |  | 0.4 | 0.34 | 0.23 | 143.13 | 1287.838 | 1.72
D | 4002 | 2022-01-18 | 7 | OFF | 165.72 | 6.2 | 0.63 | 0.08 | 1.37 | 0 | 0 | 0 | -0.29 | -0.34 | 0 |  | 0.4 | 0.34 | 0.23 | 174.34 | 1453.407 | 2.08
D | 4002 | 2022-01-18 | 8 | ON | 231.38 | 6.2 | 0.63 | 0.08 | 2.07 | 0.24 | 0.17 | 0.32 | -2.02 | -0.34 | 0 |  | 0.4 | 0.34 | 0.23 | 239.7 | 1556.15 | 3.19
D | 4002 | 2022-01-18 | 9 | ON | 172.45 | 6.2 | 0.63 | 0.08 | 1.31 | 0.23 | 0.08 | 0.16 | -1.65 | -0.34 | 0 |  | 0.4 | 0.34 | 0.23 | 180.12 | 1586.25 | 2.33
D | 4002 | 2022-01-18 | 10 | ON | 138.57 | 6.2 | 0.63 | 0.08 | 0.53 | 0.23 | 0 | 0.1 | -1.24 | -0.34 | 0 |  | 0.4 | 0.34 | 0.23 | 145.73 | 1592.001 | 1.47
D | 4002 | 2022-01-18 | 11 | ON | 128.52 | 6.2 | 0.63 | 0.08 | 0.17 | 0.24 | 0 | 0.35 | -1.54 | -0.34 | 0 |  | 0.4 | 0.34 | 0.23 | 135.28 | 1581.295 | 1.12
D | 4002 | 2022-01-18 | 12 | ON | 120.07 | 6.2 | 0.63 | 0.08 | 0.22 | 0.24 | 0 | 0.32 | -1.51 | -0.34 | 0 |  | 0.4 | 0.34 | 0.23 | 126.88 | 1575.633 | 1.17
D | 4002 | 2022-01-18 | 13 | ON | 131.08 | 6.2 | 0.63 | 0.08 | 0.38 | 0.24 | 0 | 0.04 | -1.55 | -0.34 | 0 |  | 0.4 | 0.34 | 0.23 | 137.73 | 1578.154 | 1.33
D | 4002 | 2022-01-18 | 14 | ON | 161.64 | 6.2 | 0.63 | 0.08 | 0.49 | 0.25 | 0 | 0.14 | -1.4 | -0.34 | 0 |  | 0.4 | 0.34 | 0.23 | 168.66 | 1579.641 | 1.45
D | 4002 | 2022-01-18 | 15 | ON | 129.8 | 6.2 | 0.63 | 0.08 | 0.83 | 0.25 | 0 | 0.1 | -1.43 | -0.34 | 0 |  | 0.4 | 0.34 | 0.23 | 137.09 | 1572.566 | 1.79
D | 4002 | 2022-01-18 | 16 | ON | 161.89 | 6.2 | 0.63 | 0.08 | 0.34 | 0.24 | 0.03 | -0.3 | -0.9 | -0.34 | 0 |  | 0.4 | 0.34 | 0.23 | 168.84 | 1604.56 | 1.32
D | 4002 | 2022-01-18 | 17 | ON | 196.05 | 6.2 | 0.63 | 0.08 | 0.39 | 0.22 | 0.03 | 0.24 | -2.05 | -0.34 | 0 |  | 0.4 | 0.34 | 0.23 | 202.42 | 1694.203 | 1.35
D | 4002 | 2022-01-18 | 18 | ON | 218.72 | 6.2 | 0.63 | 0.08 | 0.49 | 0.21 | 0 | 0.31 | -2.89 | -0.34 | 0 |  | 0.4 | 0.34 | 0.23 | 224.38 | 1813.307 | 1.41
D | 4002 | 2022-01-18 | 19 | ON | 199.47 | 6.2 | 0.63 | 0.08 | 0.79 | 0.21 | 0 | 0.13 | -2.6 | -0.34 | 0 |  | 0.4 | 0.34 | 0.23 | 205.54 | 1803.678 | 1.71
D | 4002 | 2022-01-18 | 20 | ON | 182.97 | 6.2 | 0.63 | 0.08 | 0.85 | 0.21 | 0 | 0.01 | -2.23 | -0.34 | 0 |  | 0.4 | 0.34 | 0.23 | 189.35 | 1746.958 | 1.77
D | 4002 | 2022-01-18 | 21 | ON | 172.48 | 6.2 | 0.63 | 0.08 | 0.8 | 0.22 | 0 | 0.04 | -1.96 | -0.34 | 0 |  | 0.4 | 0.34 | 0.23 | 179.12 | 1674.305 | 1.73
D | 4002 | 2022-01-18 | 22 | ON | 139.9 | 6.2 | 0.63 | 0.08 | 0.42 | 0.23 | 0 | 0.15 | -1.55 | -0.34 | 0 |  | 0.4 | 0.34 | 0.23 | 146.69 | 1568.601 | 1.36
D | 4002 | 2022-01-18 | 23 | ON | 146.11 | 6.2 | 0.63 | 0.08 | 1.37 | 0.25 | 0 | -0.11 | -1.63 | -0.34 | 0 |  | 0.4 | 0.34 | 0.23 | 153.53 | 1456.408 | 2.33
D | 4002 | 2022-01-18 | 24 | OFF | 149.17 | 6.2 | 0.63 | 0.08 | 1.6 | 0 | 0 | 0.06 | -1.18 | -0.34 | 0 |  | 0.4 | 0.34 | 0.23 | 157.19 | 1375.913 | 2.31
D | 4002 | 2022-01-19 | 1 | OFF | 140.91 | 6.2 | 0.66 | 0.07 | 0.69 | 0 | 0 | 0.37 | -1.62 | -0.34 | 0 |  | 0.4 | 0.34 | 0.23 | 147.91 | 1330.621 | 1.42
D | 4002 | 2022-01-19 | 2 | OFF | 144.27 | 6.2 | 0.66 | 0.07 | 0.43 | 0 | 0 | 0.15 | -1.58 | -0.34 | 0 |  | 0.4 | 0.34 | 0.23 | 150.83 | 1307.182 | 1.16
D | 4002 | 2022-01-19 | 3 | OFF | 144.89 | 6.2 | 0.66 | 0.07 | 0.08 | 0 | 0 | -0.06 | -1.48 | -0.34 | 0 |  | 0.4 | 0.34 | 0.23 | 150.99 | 1301.488 | 0.81
D | 4002 | 2022-01-19 | 4 | OFF | 154.12 | 6.2 | 0.66 | 0.07 | 0 | 0 | 0 | 0.21 | -1.23 | -0.34 | 0 |  | 0.4 | 0.34 | 0.23 | 160.66 | 1307.311 | 0.73
D | 4002 | 2022-01-19 | 5 | OFF | 148.9 | 6.2 | 0.66 | 0.07 | 0.35 | 0 | 0 | 0.32 | -1.37 | -0.34 | 0 |  | 0.4 | 0.34 | 0.23 | 155.76 | 1338.144 | 1.08
D | 4002 | 2022-01-19 | 6 | OFF | 187.78 | 6.2 | 0.66 | 0.07 | 1.42 | 0 | 0 | 0.06 | -1.4 | -0.34 | 0 |  | 0.4 | 0.34 | 0.23 | 195.42 | 1427.562 | 2.15
D | 4002 | 2022-01-19 | 7 | OFF | 252.79 | 6.2 | 0.66 | 0.07 | 1.42 | 0 | 0 | 0.35 | -1.85 | -0.34 | 0 |  | 0.4 | 0.34 | 0.23 | 260.27 | 1573.402 | 2.15
D | 4002 | 2022-01-19 | 8 | ON | 268.4 | 6.2 | 0.66 | 0.07 | 1.52 | 0.24 | 0.29 | 0.22 | -2.13 | -0.34 | 0 |  | 0.4 | 0.34 | 0.23 | 276.1 | 1670.581 | 2.78
D | 4002 | 2022-01-19 | 9 | ON | 247.86 | 6.2 | 0.66 | 0.07 | 0.7 | 0.24 | 0 | 0.03 | -2.03 | -0.34 | 0 |  | 0.4 | 0.34 | 0.23 | 254.36 | 1703.709 | 1.67
D | 4002 | 2022-01-19 | 10 | ON | 194.24 | 6.2 | 0.66 | 0.07 | 0.75 | 0.24 | 0.16 | -0.05 | -1.61 | -0.34 | 0 |  | 0.4 | 0.34 | 0.23 | 201.29 | 1705.983 | 1.88
D | 4002 | 2022-01-19 | 11 | ON | 145.91 | 6.2 | 0.66 | 0.07 | 0.69 | 0.25 | 0.22 | 0.04 | -1.38 | -0.34 | 0 |  | 0.4 | 0.34 | 0.23 | 153.29 | 1661.817 | 1.89
D | 4002 | 2022-01-19 | 12 | ON | 133.93 | 6.2 | 0.66 | 0.07 | 0.51 | 0.26 | 0.04 | 0.18 | -1.14 | -0.34 | 0 |  | 0.4 | 0.34 | 0.23 | 141.34 | 1602.971 | 1.54
D | 4002 | 2022-01-19 | 13 | ON | 123.63 | 6.2 | 0.66 | 0.07 | 0.08 | 0.26 | 0 | 0.02 | -1.32 | -0.34 | 0 |  | 0.4 | 0.34 | 0.23 | 130.23 | 1566.865 | 1.07
D | 4002 | 2022-01-19 | 14 | ON | 118.11 | 6.2 | 0.66 | 0.07 | 0.08 | 0.27 | 0 | 0.09 | -1.23 | -0.34 | 0 |  | 0.4 | 0.34 | 0.23 | 124.88 | 1556.832 | 1.08
D | 4002 | 2022-01-19 | 15 | ON | 123.48 | 6.2 | 0.66 | 0.07 | 0.1 | 0.27 | 0 | 0.18 | -1.11 | -0.34 | 0 |  | 0.4 | 0.34 | 0.23 | 130.48 | 1538.66 | 1.1
D | 4002 | 2022-01-19 | 16 | ON | 128.19 | 6.2 | 0.66 | 0.07 | 0.22 | 0.26 | 0 | 0.15 | -1.24 | -0.34 | 0 |  | 0.4 | 0.34 | 0.23 | 135.14 | 1546.25 | 1.21
D | 4002 | 2022-01-19 | 17 | ON | 215.16 | 6.2 | 0.66 | 0.07 | 0.54 | 0.25 | 0.12 | 0.02 | -0.91 | -0.34 | 0 |  | 0.4 | 0.34 | 0.23 | 222.74 | 1601.738 | 1.64
D | 4002 | 2022-01-19 | 18 | ON | 195.38 | 6.2 | 0.66 | 0.07 | 0.96 | 0.24 | 0.12 | 0.14 | -1.61 | -0.34 | 0 |  | 0.4 | 0.34 | 0.23 | 202.79 | 1689.444 | 2.05
D | 4002 | 2022-01-19 | 19 | ON | 158.07 | 6.2 | 0.66 | 0.07 | 1.17 | 0.24 | 0.21 | 0.11 | -1.39 | -0.34 | 0 |  | 0.4 | 0.34 | 0.23 | 165.97 | 1670.637 | 2.35
D | 4002 | 2022-01-19 | 20 | ON | 123.09 | 6.2 | 0.66 | 0.07 | 0.14 | 0.25 | 0 | 0.19 | -1.34 | -0.34 | 0 |  | 0.4 | 0.34 | 0.23 | 129.89 | 1607.212 | 1.12
D | 4002 | 2022-01-19 | 21 | ON | 124.53 | 6.2 | 0.66 | 0.07 | 0 | 0.26 | 0.06 | -0.04 | -1.14 | -0.34 | 0 |  | 0.4 | 0.34 | 0.23 | 131.23 | 1532.122 | 1.05
D | 4002 | 2022-01-19 | 22 | ON | 102.62 | 6.2 | 0.66 | 0.07 | 0 | 0.28 | 0 | 0.02 | -1.03 | -0.34 | 0 |  | 0.4 | 0.34 | 0.23 | 109.45 | 1426.561 | 1.01
D | 4002 | 2022-01-19 | 23 | ON | 91.93 | 6.2 | 0.66 | 0.07 | 0.25 | 0.3 | 0 | 0.17 | -0.9 | -0.34 | 0 |  | 0.4 | 0.34 | 0.23 | 99.31 | 1309.935 | 1.28
D | 4002 | 2022-01-19 | 24 | OFF | 85.12 | 6.2 | 0.66 | 0.07 | 0.41 | 0 | 0 | 0.02 | -1.04 | -0.34 | 0 |  | 0.4 | 0.34 | 0.23 | 92.07 | 1220.064 | 1.14
D | 4002 | 2022-01-20 | 1 | OFF | 91.21 | 6.2 | 0.65 | 0.13 | 0.27 | 0 | 0 | 0.04 | -0.74 | -0.34 | 0 |  | 0.4 | 0.34 | 0.23 | 98.39 | 1161.469 | 1.05
D | 4002 | 2022-01-20 | 2 | OFF | 78.01 | 6.2 | 0.65 | 0.13 | 0 | 0 | 0 | 0.03 | -0.66 | -0.34 | 0 |  | 0.4 | 0.34 | 0.23 | 84.99 | 1128.413 | 0.78
D | 4002 | 2022-01-20 | 3 | OFF | 76.72 | 6.2 | 0.65 | 0.13 | 0.34 | 0 | 0 | 0.08 | -0.61 | -0.34 | 0 |  | 0.4 | 0.34 | 0.23 | 84.14 | 1110.839 | 1.12
D | 4002 | 2022-01-20 | 4 | OFF | 77.39 | 6.2 | 0.65 | 0.13 | 0.29 | 0 | 0 | -0.21 | -0.64 | -0.34 | 0 |  | 0.4 | 0.34 | 0.23 | 84.44 | 1115.823 | 1.07
D | 4002 | 2022-01-20 | 5 | OFF | 69.48 | 6.2 | 0.65 | 0.13 | 0.08 | 0 | 0 | 0.19 | -0.75 | -0.34 | 0 |  | 0.4 | 0.34 | 0.23 | 76.61 | 1145.05 | 0.86
D | 4002 | 2022-01-20 | 6 | OFF | 61.64 | 6.2 | 0.65 | 0.13 | 0.58 | 0 | 0 | 0.07 | -0.76 | -0.34 | 0 |  | 0.4 | 0.34 | 0.23 | 69.14 | 1240.511 | 1.36
D | 4002 | 2022-01-20 | 7 | OFF | 75.85 | 6.2 | 0.65 | 0.13 | 0.57 | 0 | 0 | 0.08 | -1.15 | -0.34 | 0 |  | 0.4 | 0.34 | 0.23 | 82.96 | 1390.081 | 1.35
D | 4002 | 2022-01-20 | 8 | ON | 95.32 | 6.2 | 0.65 | 0.13 | 1.78 | 0.27 | 0 | -0.06 | -1.51 | -0.34 | 0 |  | 0.4 | 0.34 | 0.23 | 103.41 | 1480.779 | 2.83
D | 4002 | 2022-01-20 | 9 | ON | 146.2 | 6.2 | 0.65 | 0.13 | 0.88 | 0.26 | 0.33 | 0.08 | -1.28 | -0.34 | 0 |  | 0.4 | 0.34 | 0.23 | 154.08 | 1518.882 | 2.25
D | 4002 | 2022-01-20 | 10 | ON | 140.57 | 6.2 | 0.65 | 0.13 | 0.2 | 0.25 | 0.02 | -0.15 | -1.37 | -0.34 | 0 |  | 0.4 | 0.34 | 0.23 | 147.13 | 1545.326 | 1.25
D | 4002 | 2022-01-20 | 11 | ON | 242.04 | 6.2 | 0.65 | 0.13 | 0.2 | 0.24 | 0.07 | 0.33 | -1.52 | -0.34 | 0 |  | 0.4 | 0.34 | 0.23 | 248.97 | 1572.862 | 1.29
D | 4002 | 2022-01-20 | 12 | ON | 207.59 | 6.2 | 0.65 | 0.13 | 0.65 | 0.25 | 0.02 | 0.69 | -1.12 | -0.34 | 0 |  | 0.4 | 0.34 | 0.23 | 215.69 | 1542.599 | 1.7
D | 4002 | 2022-01-20 | 13 | ON | 143.48 | 6.2 | 0.65 | 0.13 | 0.89 | 0.26 | 0.08 | 0.5 | -1.06 | -0.34 | 0 |  | 0.4 | 0.34 | 0.23 | 151.76 | 1502.237 | 2.01
D | 4002 | 2022-01-20 | 14 | ON | 139.47 | 6.2 | 0.65 | 0.13 | 0.36 | 0.27 | 0 | 0.17 | -1.19 | -0.34 | 0 |  | 0.4 | 0.34 | 0.23 | 146.69 | 1486.424 | 1.41
D | 4002 | 2022-01-20 | 15 | ON | 135.82 | 6.2 | 0.65 | 0.13 | 0.52 | 0.27 | 0 | 0.27 | -1.26 | -0.34 | 0 |  | 0.4 | 0.34 | 0.23 | 143.23 | 1495.129 | 1.57
D | 4002 | 2022-01-20 | 16 | ON | 147 | 6.2 | 0.65 | 0.13 | 0.61 | 0.27 | 0 | 0.16 | -1.26 | -0.34 | 0 |  | 0.4 | 0.34 | 0.23 | 154.39 | 1532.362 | 1.66
D | 4002 | 2022-01-20 | 17 | ON | 219.69 | 6.2 | 0.65 | 0.13 | 1.05 | 0.25 | 0 | 0.02 | -1.51 | -0.34 | 0 |  | 0.4 | 0.34 | 0.23 | 227.11 | 1622.138 | 2.08
D | 4002 | 2022-01-20 | 18 | ON | 309.99 | 6.2 | 0.65 | 0.13 | 1.3 | 0.23 | 0.92 | 0.19 | -2.19 | -0.34 | 0 |  | 0.4 | 0.34 | 0.23 | 318.05 | 1739.197 | 3.23
D | 4002 | 2022-01-20 | 19 | ON | 254.89 | 6.2 | 0.65 | 0.13 | 0.7 | 0.24 | 0.4 | 0.57 | -1.81 | -0.34 | 0 |  | 0.4 | 0.34 | 0.23 | 262.6 | 1741.014 | 2.12
D | 4002 | 2022-01-20 | 20 | ON | 210.35 | 6.2 | 0.65 | 0.13 | 0.82 | 0.24 | 0.57 | 0.19 | -1.57 | -0.34 | 0 |  | 0.4 | 0.34 | 0.23 | 218.21 | 1686.422 | 2.41
D | 4002 | 2022-01-20 | 21 | ON | 198.88 | 6.2 | 0.65 | 0.13 | 1.02 | 0.25 | 0.19 | -0.03 | -1.31 | -0.34 | 0 |  | 0.4 | 0.34 | 0.23 | 206.61 | 1624.054 | 2.24
D | 4002 | 2022-01-20 | 22 | ON | 151.04 | 6.2 | 0.65 | 0.13 | 1.14 | 0.26 | 0.03 | 0.08 | -1.11 | -0.34 | 0 |  | 0.4 | 0.34 | 0.23 | 159.05 | 1533.655 | 2.21
D | 4002 | 2022-01-20 | 23 | ON | 134.2 | 6.2 | 0.65 | 0.13 | 0.79 | 0.28 | 0 | 0.25 | -1.49 | -0.34 | 0 |  | 0.4 | 0.34 | 0.23 | 141.64 | 1431.219 | 1.85
D | 4002 | 2022-01-20 | 24 | OFF | 139.04 | 6.2 | 0.65 | 0.13 | 1.26 | 0 | 0 | 0.12 | -1.54 | -0.34 | 0 |  | 0.4 | 0.34 | 0.23 | 146.49 | 1358.616 | 2.04
D | 4002 | 2022-01-21 | 1 | OFF | 166.87 | 6.2 | 0.9 | 0.13 | 0.17 | 0 | 0 | -0.16 | 0.25 | -0.34 | 0 |  | 0.4 | 0.34 | 0.23 | 174.99 | 1314.851 | 1.2
D | 4002 | 2022-01-21 | 2 | OFF | 159.93 | 6.2 | 0.9 | 0.13 | 0 | 0 | 0 | 0.19 | 0.11 | -0.34 | 0 |  | 0.4 | 0.34 | 0.23 | 168.09 | 1295.441 | 1.03
D | 4002 | 2022-01-21 | 3 | OFF | 152.06 | 6.2 | 0.9 | 0.13 | 0.17 | 0 | 0 | 0.15 | 0.05 | -0.34 | 0 |  | 0.4 | 0.34 | 0.23 | 160.29 | 1293.643 | 1.2
D | 4002 | 2022-01-21 | 4 | OFF | 141.06 | 6.2 | 0.9 | 0.13 | 0.01 | 0 | 0 | 0.39 | -0.03 | -0.34 | 0 |  | 0.4 | 0.34 | 0.23 | 149.29 | 1311.699 | 1.04
D | 4002 | 2022-01-21 | 5 | OFF | 146.18 | 6.2 | 0.9 | 0.13 | 0 | 0 | 0 | 0.07 | -0.14 | -0.34 | 0 |  | 0.4 | 0.34 | 0.23 | 153.97 | 1359.321 | 1.03
D | 4002 | 2022-01-21 | 6 | OFF | 158.05 | 6.2 | 0.9 | 0.13 | 0.84 | 0 | 0 | 0.65 | -0.04 | -0.34 | 0 |  | 0.4 | 0.34 | 0.23 | 167.36 | 1452.178 | 1.87
D | 4002 | 2022-01-21 | 7 | OFF | 182.34 | 6.2 | 0.9 | 0.13 | 1.05 | 0 | 0 | 0.21 | -0.22 | -0.34 | 0 |  | 0.4 | 0.34 | 0.23 | 191.24 | 1608.276 | 2.08
D | 4002 | 2022-01-21 | 8 | ON | 230.93 | 6.2 | 0.9 | 0.13 | 0.56 | 0.24 | 0.2 | 0.06 | -0.12 | -0.34 | 0 |  | 0.4 | 0.34 | 0.23 | 239.73 | 1712.971 | 2.03
D | 4002 | 2022-01-21 | 9 | ON | 219.57 | 6.2 | 0.9 | 0.13 | 0.06 | 0.23 | 0.04 | 0.27 | -0.08 | -0.34 | 0 |  | 0.4 | 0.34 | 0.23 | 227.95 | 1745.975 | 1.36
D | 4002 | 2022-01-21 | 10 | ON | 190 | 6.2 | 0.9 | 0.13 | 0.96 | 0.23 | 0.01 | 0.3 | -0.22 | -0.34 | 0 |  | 0.4 | 0.34 | 0.23 | 199.14 | 1733.107 | 2.23
D | 4002 | 2022-01-21 | 11 | ON | 187.37 | 6.2 | 0.9 | 0.13 | 0.51 | 0.23 | 0.07 | -0.09 | 0.04 | -0.34 | 0 |  | 0.4 | 0.34 | 0.23 | 195.99 | 1699.083 | 1.84
D | 4002 | 2022-01-21 | 12 | ON | 160.29 | 6.2 | 0.9 | 0.13 | 0.22 | 0.24 | 0 | 0.09 | 0.06 | -0.34 | 0 |  | 0.4 | 0.34 | 0.23 | 168.76 | 1657.709 | 1.49
D | 4002 | 2022-01-21 | 13 | ON | 140.48 | 6.2 | 0.9 | 0.13 | 0.23 | 0.25 | 0 | 0.19 | -0.03 | -0.34 | 0 |  | 0.4 | 0.34 | 0.23 | 148.98 | 1617.885 | 1.51
D | 4002 | 2022-01-21 | 14 | ON | 137 | 6.2 | 0.9 | 0.13 | 0.23 | 0.25 | 0 | 0.03 | 0 | -0.34 | 0 |  | 0.4 | 0.34 | 0.23 | 145.37 | 1596.576 | 1.51
D | 4002 | 2022-01-21 | 15 | ON | 140.25 | 6.2 | 0.9 | 0.13 | 0.22 | 0.25 | 0 | -0.04 | 0 | -0.34 | 0 |  | 0.4 | 0.34 | 0.23 | 148.54 | 1585.585 | 1.5
D | 4002 | 2022-01-21 | 16 | ON | 143.56 | 6.2 | 0.9 | 0.13 | 0.22 | 0.24 | 0 | 0.02 | 0 | -0.34 | 0 |  | 0.4 | 0.34 | 0.23 | 151.9 | 1611.345 | 1.49
D | 4002 | 2022-01-21 | 17 | ON | 169 | 6.2 | 0.9 | 0.13 | 0.39 | 0.23 | 0 | 0.04 | 0.34 | -0.34 | 0 |  | 0.4 | 0.34 | 0.23 | 177.86 | 1686.798 | 1.65
D | 4002 | 2022-01-21 | 18 | ON | 249.13 | 6.2 | 0.9 | 0.13 | 0.51 | 0.21 | 0.59 | 0.14 | 0.06 | -0.34 | 0 |  | 0.4 | 0.34 | 0.23 | 258.5 | 1788.361 | 2.34
D | 4002 | 2022-01-21 | 19 | ON | 210.1 | 6.2 | 0.9 | 0.13 | 0.24 | 0.22 | 0.05 | -0.09 | 0.05 | -0.34 | 0 |  | 0.4 | 0.34 | 0.23 | 218.43 | 1777.765 | 1.54
D | 4002 | 2022-01-21 | 20 | ON | 203.15 | 6.2 | 0.9 | 0.13 | 0.27 | 0.22 | 0.04 | -0.03 | 0.11 | -0.34 | 0 |  | 0.4 | 0.34 | 0.23 | 211.62 | 1731.772 | 1.56
D | 4002 | 2022-01-21 | 21 | ON | 231.36 | 6.2 | 0.9 | 0.13 | 0.14 | 0.23 | 0.12 | -0.19 | 0.16 | -0.34 | 0 |  | 0.4 | 0.34 | 0.23 | 239.68 | 1678.463 | 1.52
D | 4002 | 2022-01-21 | 22 | ON | 172.31 | 6.2 | 0.9 | 0.13 | 0.29 | 0.24 | 0 | -0.1 | 0.18 | -0.34 | 0 |  | 0.4 | 0.34 | 0.23 | 180.78 | 1605.16 | 1.56
D | 4002 | 2022-01-21 | 23 | ON | 145.06 | 6.2 | 0.9 | 0.13 | 0.9 | 0.25 | 0 | 0.14 | 0.17 | -0.34 | 0 |  | 0.4 | 0.34 | 0.23 | 154.38 | 1511.389 | 2.18
D | 4002 | 2022-01-21 | 24 | OFF | 200.77 | 6.2 | 0.9 | 0.13 | 0.58 | 0 | 0 | -0.08 | 0.51 | -0.34 | 0 |  | 0.4 | 0.34 | 0.23 | 209.64 | 1430.127 | 1.61
D | 4002 | 2022-01-22 | 1 | OFF | 200.36 | 6.2 | 1.12 | 0.12 | 0.19 | 0 | 0 | -0.34 | 0.51 | -0.34 | 0 |  | 0.4 | 0.34 | 0.23 | 208.79 | 1378.817 | 1.43
D | 4002 | 2022-01-22 | 2 | OFF | 181.6 | 6.2 | 1.12 | 0.12 | 0.23 | 0 | 0 | -0.15 | 0.21 | -0.34 | 0 |  | 0.4 | 0.34 | 0.23 | 189.96 | 1359.987 | 1.47
D | 4002 | 2022-01-22 | 3 | OFF | 197.88 | 6.2 | 1.12 | 0.12 | 0.21 | 0 | 0 | -0.17 | 0.4 | -0.34 | 0 |  | 0.4 | 0.34 | 0.23 | 206.39 | 1339.65 | 1.45
D | 4002 | 2022-01-22 | 4 | OFF | 228.99 | 6.2 | 1.12 | 0.12 | 0.15 | 0 | 0 | -0.09 | 0.48 | -0.34 | 0 |  | 0.4 | 0.34 | 0.23 | 237.6 | 1328.207 | 1.39
D | 4002 | 2022-01-22 | 5 | OFF | 211.36 | 6.2 | 1.12 | 0.12 | 0.23 | 0 | 0 | -0.05 | 0.22 | -0.34 | 0 |  | 0.4 | 0.34 | 0.23 | 219.83 | 1352.785 | 1.47
D | 4002 | 2022-01-22 | 6 | OFF | 215.92 | 6.2 | 1.12 | 0.12 | 0.04 | 0 | 0 | -0.31 | 0.2 | -0.34 | 0 |  | 0.4 | 0.34 | 0.23 | 223.92 | 1399.97 | 1.28
D | 4002 | 2022-01-22 | 7 | OFF | 225.8 | 6.2 | 1.12 | 0.12 | 0.57 | 0 | 0 | -0.15 | 0.17 | -0.34 | 0 |  | 0.4 | 0.34 | 0.23 | 234.46 | 1476.227 | 1.81
D | 4002 | 2022-01-22 | 8 | OFF | 228.26 | 6.2 | 1.12 | 0.12 | 0.86 | 0 | 0.01 | -0.41 | 0.06 | -0.34 | 0 |  | 0.4 | 0.34 | 0.23 | 236.85 | 1568.414 | 2.11
D | 4002 | 2022-01-22 | 9 | OFF | 205.44 | 6.2 | 1.12 | 0.12 | 0.57 | 0 | 0.01 | -0.37 | 0 | -0.34 | 0 |  | 0.4 | 0.34 | 0.23 | 213.72 | 1632.736 | 1.82
D | 4002 | 2022-01-22 | 10 | OFF | 152.15 | 6.2 | 1.12 | 0.12 | 0.45 | 0 | 0 | -0.43 | 0.31 | -0.34 | 0 |  | 0.4 | 0.34 | 0.23 | 160.55 | 1646.505 | 1.69
D | 4002 | 2022-01-22 | 11 | OFF | 179.59 | 6.2 | 1.12 | 0.12 | 0.08 | 0 | 0 | -0.49 | -0.02 | -0.34 | 0 |  | 0.4 | 0.34 | 0.23 | 187.23 | 1627.42 | 1.32
D | 4002 | 2022-01-22 | 12 | OFF | 140.88 | 6.2 | 1.12 | 0.12 | 0.13 | 0 | 0 | 0.04 | 0.03 | -0.34 | 0 |  | 0.4 | 0.34 | 0.23 | 149.15 | 1595.363 | 1.37
D | 4002 | 2022-01-22 | 13 | OFF | 142.85 | 6.2 | 1.12 | 0.12 | 0.09 | 0 | 0 | -0.17 | 0 | -0.34 | 0 |  | 0.4 | 0.34 | 0.23 | 150.84 | 1551.557 | 1.33
D | 4002 | 2022-01-22 | 14 | OFF | 138.31 | 6.2 | 1.12 | 0.12 | 0.13 | 0 | 0 | 0 | 0.11 | -0.34 | 0 |  | 0.4 | 0.34 | 0.23 | 146.62 | 1517.016 | 1.37
D | 4002 | 2022-01-22 | 15 | OFF | 142.54 | 6.2 | 1.12 | 0.12 | 0.07 | 0 | 0 | -0.07 | 0.12 | -0.34 | 0 |  | 0.4 | 0.34 | 0.23 | 150.73 | 1501.838 | 1.31
D | 4002 | 2022-01-22 | 16 | OFF | 165.55 | 6.2 | 1.12 | 0.12 | 0.19 | 0 | 0.05 | -0.33 | 0.71 | -0.34 | 0 |  | 0.4 | 0.34 | 0.23 | 174.24 | 1534.414 | 1.48
D | 4002 | 2022-01-22 | 17 | OFF | 252.58 | 6.2 | 1.12 | 0.12 | 0.44 | 0 | 0.09 | 0.05 | 0.77 | -0.34 | 0 |  | 0.4 | 0.34 | 0.23 | 262 | 1619.303 | 1.77
D | 4002 | 2022-01-22 | 18 | OFF | 289 | 6.2 | 1.12 | 0.12 | 0.7 | 0 | 0.65 | -0.74 | 0.84 | -0.34 | 0 |  | 0.4 | 0.34 | 0.23 | 298.52 | 1724.042 | 2.59
D | 4002 | 2022-01-22 | 19 | OFF | 186.54 | 6.2 | 1.12 | 0.12 | 0.41 | 0 | 0 | -0.03 | 0.62 | -0.34 | 0 |  | 0.4 | 0.34 | 0.23 | 195.61 | 1710.641 | 1.65
D | 4002 | 2022-01-22 | 20 | OFF | 175.51 | 6.2 | 1.12 | 0.12 | 0.42 | 0 | 0.19 | -0.02 | 0.23 | -0.34 | 0 |  | 0.4 | 0.34 | 0.23 | 184.4 | 1655.31 | 1.85
D | 4002 | 2022-01-22 | 21 | OFF | 162.01 | 6.2 | 1.12 | 0.12 | 0.36 | 0 | 0.13 | -0.08 | 0.3 | -0.34 | 0 |  | 0.4 | 0.34 | 0.23 | 170.79 | 1597.203 | 1.73
D | 4002 | 2022-01-22 | 22 | OFF | 147.1 | 6.2 | 1.12 | 0.12 | 0.12 | 0 | 0.05 | -0.06 | 0.01 | -0.34 | 0 |  | 0.4 | 0.34 | 0.23 | 155.29 | 1518.394 | 1.41
D | 4002 | 2022-01-22 | 23 | OFF | 179.27 | 6.2 | 1.12 | 0.12 | 0.99 | 0 | 0 | -0.2 | 0.7 | -0.34 | 0 |  | 0.4 | 0.34 | 0.23 | 188.83 | 1432.628 | 2.23
D | 4002 | 2022-01-22 | 24 | OFF | 194.41 | 6.2 | 1.12 | 0.12 | 0.59 | 0 | 0.04 | -0.05 | 1.11 | -0.34 | 0 |  | 0.4 | 0.34 | 0.23 | 204.17 | 1351.598 | 1.87
D | 4002 | 2022-01-23 | 1 | OFF | 153.97 | 6.2 | 0.75 | 0.06 | 0.65 | 0 | 0 | 0.08 | 0.37 | -0.34 | 0 |  | 0.4 | 0.34 | 0.23 | 162.71 | 1292.02 | 1.46
D | 4002 | 2022-01-23 | 2 | OFF | 164.05 | 6.2 | 0.75 | 0.06 | 0.26 | 0 | 0 | 0.14 | 0.78 | -0.34 | 0 |  | 0.4 | 0.34 | 0.23 | 172.87 | 1259.63 | 1.07
D | 4002 | 2022-01-23 | 3 | OFF | 142.06 | 6.2 | 0.75 | 0.06 | 0.3 | 0 | 0 | -0.12 | 0.35 | -0.34 | 0 |  | 0.4 | 0.34 | 0.23 | 150.23 | 1244.014 | 1.11
D | 4002 | 2022-01-23 | 4 | OFF | 149 | 6.2 | 0.75 | 0.06 | 0.2 | 0 | 0 | -0.12 | 0.4 | -0.34 | 0 |  | 0.4 | 0.34 | 0.23 | 157.12 | 1239.309 | 1.01
D | 4002 | 2022-01-23 | 5 | OFF | 160.11 | 6.2 | 0.75 | 0.06 | 0.04 | 0 | 0 | -0.13 | 0.39 | -0.34 | 0 |  | 0.4 | 0.34 | 0.23 | 168.05 | 1253.11 | 0.85
D | 4002 | 2022-01-23 | 6 | OFF | 146.3 | 6.2 | 0.75 | 0.06 | 0 | 0 | 0 | -0.01 | 0.5 | -0.34 | 0 |  | 0.4 | 0.34 | 0.23 | 154.43 | 1284.508 | 0.81
D | 4002 | 2022-01-23 | 7 | OFF | 159.65 | 6.2 | 0.75 | 0.06 | 0.81 | 0 | 0 | -0.06 | 0.25 | -0.34 | 0 |  | 0.4 | 0.34 | 0.23 | 168.29 | 1333.642 | 1.62
D | 4002 | 2022-01-23 | 8 | OFF | 140.24 | 6.2 | 0.75 | 0.06 | 0.5 | 0 | 0 | -0.17 | 0.26 | -0.34 | 0 |  | 0.4 | 0.34 | 0.23 | 148.47 | 1407.92 | 1.31
D | 4002 | 2022-01-23 | 9 | OFF | 144 | 6.2 | 0.75 | 0.06 | 0.3 | 0 | 0.06 | -0.45 | 0.36 | -0.34 | 0 |  | 0.4 | 0.34 | 0.23 | 151.91 | 1490.33 | 1.17
D | 4002 | 2022-01-23 | 10 | OFF | 167.9 | 6.2 | 0.75 | 0.06 | 0.31 | 0 | 0.94 | -0.26 | 0.48 | -0.34 | 0 |  | 0.4 | 0.34 | 0.23 | 177.01 | 1535.965 | 2.06
D | 4002 | 2022-01-23 | 11 | OFF | 146.74 | 6.2 | 0.75 | 0.06 | 0.33 | 0 | 0.12 | 0.1 | 0.59 | -0.34 | 0 |  | 0.4 | 0.34 | 0.23 | 155.52 | 1531.346 | 1.26
D | 4002 | 2022-01-23 | 12 | OFF | 137.2 | 6.2 | 0.75 | 0.06 | 0.16 | 0 | 0 | 0.03 | 0.42 | -0.34 | 0 |  | 0.4 | 0.34 | 0.23 | 145.45 | 1501.05 | 0.97
D | 4002 | 2022-01-23 | 13 | OFF | 134.96 | 6.2 | 0.75 | 0.06 | 0.09 | 0 | 0 | -0.18 | 0.26 | -0.34 | 0 |  | 0.4 | 0.34 | 0.23 | 142.77 | 1477.064 | 0.9
D | 4002 | 2022-01-23 | 14 | OFF | 136.13 | 6.2 | 0.75 | 0.06 | 0.08 | 0 | 0 | -0.14 | 0.28 | -0.34 | 0 |  | 0.4 | 0.34 | 0.23 | 143.99 | 1469.382 | 0.89
D | 4002 | 2022-01-23 | 15 | OFF | 136.66 | 6.2 | 0.75 | 0.06 | 0.08 | 0 | 0 | -0.14 | 0.18 | -0.34 | 0 |  | 0.4 | 0.34 | 0.23 | 144.42 | 1473.667 | 0.89
D | 4002 | 2022-01-23 | 16 | OFF | 155.2 | 6.2 | 0.75 | 0.06 | 1.03 | 0 | 0 | -0.22 | 0.55 | -0.34 | 0 |  | 0.4 | 0.34 | 0.23 | 164.2 | 1503.272 | 1.84
D | 4002 | 2022-01-23 | 17 | OFF | 171.05 | 6.2 | 0.75 | 0.06 | 0.37 | 0 | 0.04 | 0.02 | 1.15 | -0.34 | 0 |  | 0.4 | 0.34 | 0.23 | 180.27 | 1581.598 | 1.22
D | 4002 | 2022-01-23 | 18 | OFF | 201.74 | 6.2 | 0.75 | 0.06 | 0.21 | 0 | 0.3 | 0.04 | 0.37 | -0.34 | 0 |  | 0.4 | 0.34 | 0.23 | 210.3 | 1672.71 | 1.32
D | 4002 | 2022-01-23 | 19 | OFF | 170.6 | 6.2 | 0.75 | 0.06 | 0.23 | 0 | 0.03 | 0.1 | 0.35 | -0.34 | 0 |  | 0.4 | 0.34 | 0.23 | 178.95 | 1646.289 | 1.07
D | 4002 | 2022-01-23 | 20 | OFF | 163.83 | 6.2 | 0.75 | 0.06 | 0.19 | 0 | 0.09 | 0.13 | 0.66 | -0.34 | 0 |  | 0.4 | 0.34 | 0.23 | 172.54 | 1591.615 | 1.09
D | 4002 | 2022-01-23 | 21 | OFF | 157.1 | 6.2 | 0.75 | 0.06 | 0.1 | 0 | 0 | 0.18 | 0.72 | -0.34 | 0 |  | 0.4 | 0.34 | 0.23 | 165.74 | 1509.332 | 0.91
D | 4002 | 2022-01-23 | 22 | OFF | 139.58 | 6.2 | 0.75 | 0.06 | 0.08 | 0 | 0 | 0.17 | 0.73 | -0.34 | 0 |  | 0.4 | 0.34 | 0.23 | 148.2 | 1406.01 | 0.89
D | 4002 | 2022-01-23 | 23 | OFF | 135.12 | 6.2 | 0.75 | 0.06 | 0.45 | 0 | 0 | 0.13 | 0.48 | -0.34 | 0 |  | 0.4 | 0.34 | 0.23 | 143.82 | 1306.703 | 1.26
D | 4002 | 2022-01-23 | 24 | OFF | 134.26 | 6.2 | 0.75 | 0.06 | 1.42 | 0 | 0 | -0.02 | 0.18 | -0.34 | 0 |  | 0.4 | 0.34 | 0.23 | 143.48 | 1223.73 | 2.23
D | 4002 | 2022-01-24 | 1 | OFF | 141.46 | 6.2 | 0.45 | 0.04 | 0.29 | 0 | 0 | 0.06 | 0.31 | -0.34 | 0 |  | 0.4 | 0.34 | 0.23 | 149.44 | 1176.953 | 0.78
D | 4002 | 2022-01-24 | 2 | OFF | 134.56 | 6.2 | 0.45 | 0.04 | 0.32 | 0 | 0 | 0.11 | 0.31 | -0.34 | 0 |  | 0.4 | 0.34 | 0.23 | 142.62 | 1162.806 | 0.81
D | 4002 | 2022-01-24 | 3 | OFF | 134.73 | 6.2 | 0.45 | 0.04 | 0.38 | 0 | 0 | 0.13 | 0.43 | -0.34 | 0 |  | 0.4 | 0.34 | 0.23 | 142.99 | 1169.119 | 0.87
D | 4002 | 2022-01-24 | 4 | OFF | 134.79 | 6.2 | 0.45 | 0.04 | 0.37 | 0 | 0 | 0.22 | 0.34 | -0.34 | 0 |  | 0.4 | 0.34 | 0.23 | 143.04 | 1180.5 | 0.86
D | 4002 | 2022-01-24 | 5 | OFF | 123.37 | 6.2 | 0.45 | 0.04 | 0.27 | 0 | 0 | 0.31 | 0.34 | -0.34 | 0 |  | 0.4 | 0.34 | 0.23 | 131.61 | 1226.801 | 0.76
D | 4002 | 2022-01-24 | 6 | OFF | 173.15 | 6.2 | 0.45 | 0.04 | 2.03 | 0 | 0 | 0.17 | 1.15 | -0.34 | 0 |  | 0.4 | 0.34 | 0.23 | 183.82 | 1336.898 | 2.52
D | 4002 | 2022-01-24 | 7 | OFF | 273.94 | 6.2 | 0.45 | 0.04 | 2.57 | 0 | 0.03 | 0.22 | 1.54 | -0.34 | 0 |  | 0.4 | 0.34 | 0.23 | 285.62 | 1506.35 | 3.09
D | 4002 | 2022-01-24 | 8 | ON | 264.8 | 6.2 | 0.45 | 0.04 | 2.16 | 0.23 | 0.44 | 0.06 | 0.51 | -0.34 | 0 |  | 0.4 | 0.34 | 0.23 | 275.52 | 1608.324 | 3.32
D | 4002 | 2022-01-24 | 9 | ON | 163.17 | 6.2 | 0.45 | 0.04 | 0.38 | 0.23 | 0.1 | 0.25 | 0.26 | -0.34 | 0 |  | 0.4 | 0.34 | 0.23 | 171.71 | 1623.31 | 1.2
D | 4002 | 2022-01-24 | 10 | ON | 161.79 | 6.2 | 0.45 | 0.04 | 0.34 | 0.23 | 0 | 0.25 | -0.19 | -0.34 | 0 |  | 0.4 | 0.34 | 0.23 | 169.74 | 1599.923 | 1.06
D | 4002 | 2022-01-24 | 11 | ON | 141.66 | 6.2 | 0.45 | 0.04 | 0.49 | 0.24 | 0 | 0.16 | -0.47 | -0.34 | 0 |  | 0.4 | 0.34 | 0.23 | 149.4 | 1578.071 | 1.22
D | 4002 | 2022-01-24 | 12 | ON | 136.4 | 6.2 | 0.45 | 0.04 | 0.35 | 0.24 | 0 | 0.23 | -0.77 | -0.34 | 0 |  | 0.4 | 0.34 | 0.23 | 143.77 | 1557.419 | 1.08
D | 4002 | 2022-01-24 | 13 | ON | 116.18 | 6.2 | 0.45 | 0.04 | 0.5 | 0.25 | 0 | 0.16 | -0.92 | -0.34 | 0 |  | 0.4 | 0.34 | 0.23 | 123.49 | 1529.132 | 1.24
D | 4002 | 2022-01-24 | 14 | ON | 109.94 | 6.2 | 0.45 | 0.04 | 0.29 | 0.25 | 0 | 0.12 | -1.09 | -0.34 | 0 |  | 0.4 | 0.34 | 0.23 | 116.83 | 1516.521 | 1.03
D | 4002 | 2022-01-24 | 15 | ON | 128.21 | 6.2 | 0.45 | 0.04 | 0.07 | 0.25 | 0 | 0.07 | -1.2 | -0.34 | 0 |  | 0.4 | 0.34 | 0.23 | 134.72 | 1510.197 | 0.81
D | 4002 | 2022-01-24 | 16 | ON | 145.8 | 6.2 | 0.45 | 0.04 | 1.02 | 0.24 | 0 | -0.09 | -0.88 | -0.34 | 0 |  | 0.4 | 0.34 | 0.23 | 153.41 | 1546.894 | 1.75
D | 4002 | 2022-01-24 | 17 | ON | 147.42 | 6.2 | 0.45 | 0.04 | 0.75 | 0.22 | 0 | 0.21 | -1.87 | -0.34 | 0 |  | 0.4 | 0.34 | 0.23 | 154.05 | 1629.44 | 1.46
D | 4002 | 2022-01-24 | 18 | ON | 156.97 | 6.2 | 0.45 | 0.04 | 0.25 | 0.21 | 0 | 0.17 | -1.65 | -0.34 | 0 |  | 0.4 | 0.34 | 0.23 | 163.27 | 1747.44 | 0.95
D | 4002 | 2022-01-24 | 19 | ON | 156.57 | 6.2 | 0.45 | 0.04 | 0.29 | 0.21 | 0 | 0.11 | -1.42 | -0.34 | 0 |  | 0.4 | 0.34 | 0.23 | 163.08 | 1736.237 | 0.99
D | 4002 | 2022-01-24 | 20 | ON | 140.35 | 6.2 | 0.45 | 0.04 | 0.39 | 0.22 | 0 | 0.12 | -1.56 | -0.34 | 0 |  | 0.4 | 0.34 | 0.23 | 146.84 | 1666.232 | 1.1
D | 4002 | 2022-01-24 | 21 | ON | 145.66 | 6.2 | 0.45 | 0.04 | 0.28 | 0.23 | 0 | 0.16 | -1.32 | -0.34 | 0 |  | 0.4 | 0.34 | 0.23 | 152.33 | 1582.209 | 1
D | 4002 | 2022-01-24 | 22 | ON | 125.7 | 6.2 | 0.45 | 0.04 | 0.3 | 0.24 | 0 | 0.12 | -1.3 | -0.34 | 0 |  | 0.4 | 0.34 | 0.23 | 132.38 | 1477.029 | 1.03
D | 4002 | 2022-01-24 | 23 | ON | 127.97 | 6.2 | 0.45 | 0.04 | 1.26 | 0.26 | 0 | 0.25 | -0.52 | -0.34 | 0 |  | 0.4 | 0.34 | 0.23 | 136.54 | 1366.686 | 2.01
D | 4002 | 2022-01-24 | 24 | OFF | 131.44 | 6.2 | 0.45 | 0.04 | 2.8 | 0 | 0 | 0.09 | -0.67 | -0.34 | 0 |  | 0.4 | 0.34 | 0.23 | 140.98 | 1280.825 | 3.29
D | 4002 | 2022-01-25 | 1 | OFF | 131.48 | 6.2 | 0.56 | 0.08 | 0.12 | 0 | 0 | 0.46 | -1.63 | -0.34 | 0 |  | 0.4 | 0.34 | 0.23 | 137.9 | 1221.837 | 0.76
D | 4002 | 2022-01-25 | 2 | OFF | 131.17 | 6.2 | 0.56 | 0.08 | 0.32 | 0 | 0 | 0.32 | -1.89 | -0.34 | 0 |  | 0.4 | 0.34 | 0.23 | 137.39 | 1193.41 | 0.96
D | 4002 | 2022-01-25 | 3 | OFF | 142.9 | 6.2 | 0.56 | 0.08 | 0.24 | 0 | 0 | 0.25 | -2.19 | -0.34 | 0 |  | 0.4 | 0.34 | 0.23 | 148.67 | 1182.345 | 0.88
D | 4002 | 2022-01-25 | 4 | OFF | 147.2 | 6.2 | 0.56 | 0.08 | 0.03 | 0 | 0 | 0.09 | -2.17 | -0.34 | 0 |  | 0.4 | 0.34 | 0.23 | 152.62 | 1189.518 | 0.67
D | 4002 | 2022-01-25 | 5 | OFF | 140.89 | 6.2 | 0.56 | 0.08 | 0.31 | 0 | 0 | 0.32 | -2 | -0.34 | 0 |  | 0.4 | 0.34 | 0.23 | 146.99 | 1218.589 | 0.95
D | 4002 | 2022-01-25 | 6 | OFF | 136.58 | 6.2 | 0.56 | 0.08 | 0.87 | 0 | 0 | 0.2 | -2.54 | -0.34 | 0 |  | 0.4 | 0.34 | 0.23 | 142.58 | 1311.061 | 1.51
D | 4002 | 2022-01-25 | 7 | OFF | 162.97 | 6.2 | 0.56 | 0.08 | 1 | 0 | 0 | 0.35 | -2.94 | -0.34 | 0 |  | 0.4 | 0.34 | 0.23 | 168.85 | 1461.303 | 1.64
D | 4002 | 2022-01-25 | 8 | ON | 199.29 | 6.2 | 0.56 | 0.08 | 0.84 | 0.22 | 0.01 | 0.17 | -7.2 | -0.34 | 0 |  | 0.4 | 0.34 | 0.23 | 200.8 | 1553.934 | 1.71
D | 4002 | 2022-01-25 | 9 | ON | 228.13 | 6.2 | 0.56 | 0.08 | 0.6 | 0.26 | 0.55 | 0.33 | -1.14 | -0.34 | 0 |  | 0.4 | 0.34 | 0.23 | 236.2 | 1581.548 | 2.05
D | 4002 | 2022-01-25 | 10 | ON | 208.23 | 6.2 | 0.56 | 0.08 | 1.03 | 0.25 | 0 | 0.24 | -1.04 | -0.34 | 0 |  | 0.4 | 0.34 | 0.23 | 216.18 | 1584.105 | 1.92
D | 4002 | 2022-01-25 | 11 | ON | 204.01 | 6.2 | 0.56 | 0.08 | 1.1 | 0.26 | 0.48 | 0.11 | -0.74 | -0.34 | 0 |  | 0.4 | 0.34 | 0.23 | 212.69 | 1560.43 | 2.48
D | 4002 | 2022-01-25 | 12 | ON | 159.5 | 6.2 | 0.56 | 0.08 | 0.67 | 0.26 | 0.08 | 0.17 | -0.83 | -0.34 | 0 |  | 0.4 | 0.34 | 0.23 | 167.32 | 1516.596 | 1.65
D | 4002 | 2022-01-25 | 13 | ON | 135.6 | 6.2 | 0.56 | 0.08 | 0.5 | 0.27 | 0 | 0.22 | -0.85 | -0.34 | -0.03 |  | 0.4 | 0.34 | 0.23 | 143.18 | 1509.839 | 1.38
D | 4002 | 2022-01-25 | 14 | ON | 136.32 | 6.2 | 0.56 | 0.08 | 0.34 | 0.27 | 0 | 0.04 | -0.82 | -0.34 | -0.16 |  | 0.4 | 0.34 | 0.23 | 143.46 | 1501.456 | 1.09
D | 4002 | 2022-01-25 | 15 | ON | 136.35 | 6.2 | 0.56 | 0.08 | 0.5 | 0.27 | 0 | 0.13 | -0.85 | -0.34 | 0 |  | 0.4 | 0.34 | 0.23 | 143.87 | 1493.264 | 1.41
D | 4002 | 2022-01-25 | 16 | ON | 140.49 | 6.2 | 0.56 | 0.08 | 0.43 | 0.27 | 0 | 0.15 | -0.89 | -0.34 | 0 |  | 0.4 | 0.34 | 0.23 | 147.92 | 1514.399 | 1.34
D | 4002 | 2022-01-25 | 17 | ON | 152.57 | 6.2 | 0.56 | 0.08 | 0.28 | 0.25 | 0 | 0.23 | -0.9 | -0.34 | 0 |  | 0.4 | 0.34 | 0.23 | 159.9 | 1579.061 | 1.17
D | 4002 | 2022-01-25 | 18 | ON | 186.21 | 6.2 | 0.56 | 0.08 | 0.29 | 0.24 | 0.31 | 0.16 | -1.23 | -0.34 | 0 |  | 0.4 | 0.34 | 0.23 | 193.45 | 1695.042 | 1.48
D | 4002 | 2022-01-25 | 19 | ON | 167.21 | 6.2 | 0.56 | 0.08 | 0.25 | 0.24 | 0.02 | 0.13 | -1.14 | -0.34 | 0 |  | 0.4 | 0.34 | 0.23 | 174.18 | 1695.191 | 1.15
D | 4002 | 2022-01-25 | 20 | ON | 154.96 | 6.2 | 0.56 | 0.08 | 0.27 | 0.24 | 0.06 | 0.1 | -1.01 | -0.34 | 0 |  | 0.4 | 0.34 | 0.23 | 162.09 | 1636.899 | 1.21
D | 4002 | 2022-01-25 | 21 | ON | 147.98 | 6.2 | 0.56 | 0.08 | 0.46 | 0.25 | 0 | 0.05 | -0.96 | -0.34 | 0 |  | 0.4 | 0.34 | 0.23 | 155.25 | 1565.332 | 1.35
D | 4002 | 2022-01-25 | 22 | ON | 142.66 | 6.2 | 0.56 | 0.08 | 0.56 | 0.27 | 0 | 0.11 | -0.98 | -0.34 | 0 |  | 0.4 | 0.34 | 0.23 | 150.09 | 1468.549 | 1.47
D | 4002 | 2022-01-25 | 23 | ON | 118.51 | 6.2 | 0.56 | 0.08 | 0.47 | 0.29 | 0 | 0.12 | -1.21 | -0.34 | 0 |  | 0.4 | 0.34 | 0.23 | 125.65 | 1369.853 | 1.4
D | 4002 | 2022-01-25 | 24 | OFF | 123.54 | 6.2 | 0.56 | 0.08 | 0.75 | 0 | 0 | 0.15 | -1.3 | -0.34 | 0 |  | 0.4 | 0.34 | 0.23 | 130.61 | 1292.802 | 1.39
D | 4002 | 2022-01-26 | 1 | OFF | 127.05 | 6.2 | 0.79 | 0.08 | 0.36 | 0 | 0 | 0.17 | -1.01 | -0.34 | 0 |  | 0.4 | 0.34 | 0.23 | 134.27 | 1247.034 | 1.23
D | 4002 | 2022-01-26 | 2 | OFF | 136.49 | 6.2 | 0.79 | 0.08 | 0.28 | 0 | 0 | 0.13 | -0.99 | -0.34 | 0 |  | 0.4 | 0.34 | 0.23 | 143.61 | 1230.168 | 1.15
D | 4002 | 2022-01-26 | 3 | OFF | 140.22 | 6.2 | 0.79 | 0.08 | 0.04 | 0 | 0 | 0.17 | -0.99 | -0.34 | 0 |  | 0.4 | 0.34 | 0.23 | 147.14 | 1229.19 | 0.91
D | 4002 | 2022-01-26 | 4 | OFF | 156.16 | 6.2 | 0.79 | 0.08 | 0.1 | 0 | 0 | 0.2 | -1.21 | -0.34 | 0 |  | 0.4 | 0.34 | 0.23 | 162.95 | 1243.344 | 0.97
D | 4002 | 2022-01-26 | 5 | OFF | 127 | 6.2 | 0.79 | 0.08 | 0.31 | 0 | 0 | 0.16 | -0.98 | -0.34 | 0 |  | 0.4 | 0.34 | 0.23 | 134.19 | 1278.86 | 1.18
D | 4002 | 2022-01-26 | 6 | OFF | 120.09 | 6.2 | 0.79 | 0.08 | 0.53 | 0 | 0 | 0.23 | -1.27 | -0.34 | 0 |  | 0.4 | 0.34 | 0.23 | 127.28 | 1388.316 | 1.4
D | 4002 | 2022-01-26 | 7 | OFF | 160.09 | 6.2 | 0.79 | 0.08 | 0.89 | 0 | 0.16 | 0.22 | -0.82 | -0.34 | 0 |  | 0.4 | 0.34 | 0.23 | 168.24 | 1554.138 | 1.92
D | 4002 | 2022-01-26 | 8 | ON | 214.38 | 6.2 | 0.79 | 0.08 | 1.11 | 0.22 | 0.26 | 0.44 | -1.24 | -0.34 | 0 |  | 0.4 | 0.34 | 0.23 | 222.87 | 1655.392 | 2.46
D | 4002 | 2022-01-26 | 9 | ON | 144.9 | 6.2 | 0.79 | 0.08 | 1.38 | 0.22 | 0 | 0.43 | -0.78 | -0.34 | 0 |  | 0.4 | 0.34 | 0.23 | 153.85 | 1658.39 | 2.47
D | 4002 | 2022-01-26 | 10 | ON | 101.48 | 6.2 | 0.79 | 0.08 | 0.3 | 0.23 | 0 | 0.13 | -0.87 | -0.34 | 0 |  | 0.4 | 0.34 | 0.23 | 108.97 | 1632.809 | 1.4
D | 4002 | 2022-01-26 | 11 | ON | 127.46 | 6.2 | 0.79 | 0.08 | 1.23 | 0.24 | 0 | -0.12 | -1.24 | -0.34 | 0 |  | 0.4 | 0.34 | 0.23 | 135.27 | 1606.587 | 2.34
D | 4002 | 2022-01-26 | 12 | ON | 121.49 | 6.2 | 0.79 | 0.08 | 0.13 | 0.24 | 0 | 0.16 | -1.03 | -0.34 | 0 |  | 0.4 | 0.34 | 0.23 | 128.69 | 1589.318 | 1.24
D | 4002 | 2022-01-26 | 13 | ON | 121.1 | 6.2 | 0.79 | 0.08 | 0.09 | 0.24 | 0 | 0.06 | -0.94 | -0.34 | 0 |  | 0.4 | 0.34 | 0.23 | 128.25 | 1569.616 | 1.2
D | 4002 | 2022-01-26 | 14 | ON | 112.85 | 6.2 | 0.79 | 0.08 | 0.03 | 0.24 | 0 | 0.15 | -0.98 | -0.34 | 0 |  | 0.4 | 0.34 | 0.23 | 119.99 | 1555.776 | 1.14
D | 4002 | 2022-01-26 | 15 | ON | 127.34 | 6.2 | 0.79 | 0.08 | 0.11 | 0.24 | 0 | 0.05 | -1.03 | -0.34 | 0 |  | 0.4 | 0.34 | 0.23 | 134.41 | 1562.619 | 1.22
D | 4002 | 2022-01-26 | 16 | ON | 140.13 | 6.2 | 0.79 | 0.08 | 0.22 | 0.22 | 0 | 0.06 | -1.01 | -0.34 | 0 |  | 0.4 | 0.34 | 0.23 | 147.32 | 1607.186 | 1.31
D | 4002 | 2022-01-26 | 17 | ON | 153.79 | 6.2 | 0.79 | 0.08 | 0.17 | 0.21 | 0 | 0.15 | -0.94 | -0.34 | 0 |  | 0.4 | 0.34 | 0.23 | 161.08 | 1699.233 | 1.25
D | 4002 | 2022-01-26 | 18 | ON | 213.66 | 6.2 | 0.79 | 0.08 | 0.24 | 0.2 | 0.03 | 0.27 | -1.69 | -0.34 | 0 |  | 0.4 | 0.34 | 0.23 | 220.41 | 1820.911 | 1.34
D | 4002 | 2022-01-26 | 19 | ON | 181.57 | 6.2 | 0.79 | 0.08 | 0.17 | 0.2 | 0 | 0.16 | -1.43 | -0.34 | 0 |  | 0.4 | 0.34 | 0.23 | 188.37 | 1823.117 | 1.24
D | 4002 | 2022-01-26 | 20 | ON | 182.06 | 6.2 | 0.79 | 0.08 | 0.16 | 0.2 | 0 | -0.03 | -1.36 | -0.34 | 0 |  | 0.4 | 0.34 | 0.23 | 188.73 | 1779.845 | 1.23
D | 4002 | 2022-01-26 | 21 | ON | 164.05 | 6.2 | 0.79 | 0.08 | 0.25 | 0.2 | 0 | 0.27 | -1.28 | -0.34 | 0 |  | 0.4 | 0.34 | 0.23 | 171.19 | 1711.864 | 1.32
D | 4002 | 2022-01-26 | 22 | ON | 149.16 | 6.2 | 0.79 | 0.08 | 0.13 | 0.21 | 0 | 0.22 | -1.15 | -0.34 | 0 |  | 0.4 | 0.34 | 0.23 | 156.27 | 1615.269 | 1.21
D | 4002 | 2022-01-26 | 23 | ON | 141.08 | 6.2 | 0.79 | 0.08 | 0.44 | 0.23 | 0 | 0.1 | -1.02 | -0.34 | 0 |  | 0.4 | 0.34 | 0.23 | 148.53 | 1510.252 | 1.54
D | 4002 | 2022-01-26 | 24 | OFF | 136.62 | 6.2 | 0.79 | 0.08 | 0.75 | 0 | 0 | -0.13 | -0.94 | -0.34 | 0 |  | 0.4 | 0.34 | 0.23 | 144 | 1429.766 | 1.62
D | 4002 | 2022-01-27 | 1 | OFF | 136.74 | 6.2 | 1.08 | 0.19 | 0.42 | 0 | 0 | 0.09 | -0.81 | -0.34 | 0 |  | 0.4 | 0.34 | 0.23 | 144.54 | 1384.79 | 1.69
D | 4002 | 2022-01-27 | 2 | OFF | 147.27 | 6.2 | 1.08 | 0.19 | 0.17 | 0 | 0 | 0.04 | -0.68 | -0.34 | 0 |  | 0.4 | 0.34 | 0.23 | 154.9 | 1363.773 | 1.44
D | 4002 | 2022-01-27 | 3 | OFF | 163.43 | 6.2 | 1.08 | 0.19 | 0.33 | 0 | 0 | -0.07 | -0.66 | -0.34 | 0 |  | 0.4 | 0.34 | 0.23 | 171.13 | 1366.934 | 1.6
D | 4002 | 2022-01-27 | 4 | OFF | 163.65 | 6.2 | 1.08 | 0.19 | 0.25 | 0 | 0 | 0.17 | -0.68 | -0.34 | 0 |  | 0.4 | 0.34 | 0.23 | 171.49 | 1380.54 | 1.52
D | 4002 | 2022-01-27 | 5 | OFF | 166.28 | 6.2 | 1.08 | 0.19 | 0.19 | 0 | 0 | 0.03 | -0.77 | -0.34 | 0 |  | 0.4 | 0.34 | 0.23 | 173.83 | 1416.338 | 1.46
D | 4002 | 2022-01-27 | 6 | OFF | 211.64 | 6.2 | 1.08 | 0.19 | 0.83 | 0 | 0 | -0.13 | -0.55 | -0.34 | 0 |  | 0.4 | 0.34 | 0.23 | 219.89 | 1519.859 | 2.1
D | 4002 | 2022-01-27 | 7 | OFF | 233.62 | 6.2 | 1.08 | 0.19 | 0.96 | 0 | 0.02 | -0.04 | -1.11 | -0.34 | 0 |  | 0.4 | 0.34 | 0.23 | 241.55 | 1686.594 | 2.25
D | 4002 | 2022-01-27 | 8 | ON | 302.7 | 6.2 | 1.08 | 0.19 | 1.64 | 0.21 | 0.11 | -0.09 | -1.82 | -0.34 | 0 |  | 0.4 | 0.34 | 0.23 | 310.85 | 1789.24 | 3.23
D | 4002 | 2022-01-27 | 9 | ON | 202.21 | 6.2 | 1.08 | 0.19 | 0.58 | 0.21 | 0 | 0.3 | -0.69 | -0.34 | 0 |  | 0.4 | 0.34 | 0.23 | 210.71 | 1793.446 | 2.06
D | 4002 | 2022-01-27 | 10 | ON | 161.08 | 6.2 | 1.08 | 0.19 | 0.4 | 0.23 | 0 | 0.21 | -1.02 | -0.34 | 0 |  | 0.4 | 0.34 | 0.23 | 169 | 1763.488 | 1.9
D | 4002 | 2022-01-27 | 11 | ON | 148.5 | 6.2 | 1.08 | 0.19 | 0.4 | 0.22 | 0 | 0.11 | -1.07 | -0.34 | 0 |  | 0.4 | 0.34 | 0.23 | 156.26 | 1730.631 | 1.89
D | 4002 | 2022-01-27 | 12 | ON | 151.36 | 6.2 | 1.08 | 0.19 | 0.83 | 0.23 | 0 | 0.08 | -1.02 | -0.34 | 0 |  | 0.4 | 0.34 | 0.23 | 159.58 | 1698.587 | 2.33
D | 4002 | 2022-01-27 | 13 | ON | 148.46 | 6.2 | 1.08 | 0.19 | 0.34 | 0.23 | 0 | 0.01 | -0.99 | -0.34 | 0 |  | 0.4 | 0.34 | 0.23 | 156.15 | 1668.605 | 1.84
D | 4002 | 2022-01-27 | 14 | ON | 143.52 | 6.2 | 1.08 | 0.19 | 0.23 | 0.22 | 0 | 0.18 | -0.84 | -0.34 | 0 |  | 0.4 | 0.34 | 0.23 | 151.41 | 1641.965 | 1.72
D | 4002 | 2022-01-27 | 15 | ON | 139.97 | 6.2 | 1.08 | 0.19 | 0.18 | 0.22 | 0 | 0.1 | -0.91 | -0.34 | 0 |  | 0.4 | 0.34 | 0.23 | 147.66 | 1618.292 | 1.67
D | 4002 | 2022-01-27 | 16 | ON | 156.01 | 6.2 | 1.08 | 0.19 | 0.23 | 0.21 | 0 | 0.09 | -0.74 | -0.34 | 0 |  | 0.4 | 0.34 | 0.23 | 163.9 | 1641.981 | 1.71
D | 4002 | 2022-01-27 | 17 | ON | 193.16 | 6.2 | 1.08 | 0.19 | 0.27 | 0.2 | 0.09 | 0.29 | -0.6 | -0.34 | 0 |  | 0.4 | 0.34 | 0.23 | 201.51 | 1713.661 | 1.83
D | 4002 | 2022-01-27 | 18 | ON | 259.71 | 6.2 | 1.08 | 0.19 | 0.28 | 0.19 | 0.12 | 0.26 | -1.41 | -0.34 | 0 |  | 0.4 | 0.34 | 0.23 | 267.25 | 1824.998 | 1.86
D | 4002 | 2022-01-27 | 19 | ON | 243.84 | 6.2 | 1.08 | 0.19 | 0.33 | 0.19 | 0.31 | 0.02 | -1.58 | -0.34 | 0 |  | 0.4 | 0.34 | 0.23 | 251.21 | 1822.529 | 2.1
D | 4002 | 2022-01-27 | 20 | ON | 238.18 | 6.2 | 1.08 | 0.19 | 0.58 | 0.19 | 0.51 | 0.04 | -1.39 | -0.34 | 0 |  | 0.4 | 0.34 | 0.23 | 246.21 | 1768.921 | 2.55
D | 4002 | 2022-01-27 | 21 | ON | 220.03 | 6.2 | 1.08 | 0.19 | 1.1 | 0.22 | 0.69 | 0.24 | -1.28 | -0.34 | 0 |  | 0.4 | 0.34 | 0.23 | 229.1 | 1699.463 | 3.28
D | 4002 | 2022-01-27 | 22 | ON | 163.81 | 6.2 | 1.08 | 0.19 | 0.53 | 0.23 | 0.17 | 0.22 | -1 | -0.34 | 0 |  | 0.4 | 0.34 | 0.23 | 172.06 | 1593.149 | 2.2
D | 4002 | 2022-01-27 | 23 | ON | 153.92 | 6.2 | 1.08 | 0.19 | 0.52 | 0.25 | 0 | 0.18 | -0.99 | -0.34 | 0 |  | 0.4 | 0.34 | 0.23 | 161.98 | 1470.5 | 2.04
D | 4002 | 2022-01-27 | 24 | OFF | 145.39 | 6.2 | 1.08 | 0.19 | 0.61 | 0 | 0 | 0.14 | -0.78 | -0.34 | 0 |  | 0.4 | 0.34 | 0.23 | 153.46 | 1373.742 | 1.88
D | 4002 | 2022-01-28 | 1 | OFF | 172.86 | 6.2 | 1.07 | 0.2 | 0.12 | 0 | 0 | 0.28 | 2.29 | -0.34 | 0 |  | 0.4 | 0.34 | 0.23 | 183.65 | 1311.649 | 1.39
D | 4002 | 2022-01-28 | 2 | OFF | 172 | 6.2 | 1.07 | 0.2 | 0.14 | 0 | 0 | 0.19 | 2.88 | -0.34 | 0 |  | 0.4 | 0.34 | 0.23 | 183.31 | 1276.117 | 1.41
D | 4002 | 2022-01-28 | 3 | OFF | 168 | 6.2 | 1.07 | 0.2 | 0.16 | 0 | 0 | 0.27 | 4.17 | -0.34 | 0 |  | 0.4 | 0.34 | 0.23 | 180.7 | 1260.918 | 1.43
D | 4002 | 2022-01-28 | 4 | OFF | 196.3 | 6.2 | 1.07 | 0.2 | 0.02 | 0 | 0 | 0.32 | 4.26 | -0.34 | 0 |  | 0.4 | 0.34 | 0.23 | 209 | 1264.604 | 1.29
D | 4002 | 2022-01-28 | 5 | OFF | 203.33 | 6.2 | 1.07 | 0.2 | 0.18 | 0 | 0.01 | 0.21 | 2.8 | -0.34 | 0 |  | 0.4 | 0.34 | 0.23 | 214.63 | 1295.493 | 1.46
D | 4002 | 2022-01-28 | 6 | OFF | 212.77 | 6.2 | 1.07 | 0.2 | 0.79 | 0 | 0.02 | 0.03 | 2.52 | -0.34 | 0 |  | 0.4 | 0.34 | 0.23 | 224.23 | 1382.095 | 2.08
D | 4002 | 2022-01-28 | 7 | OFF | 266.06 | 6.2 | 1.07 | 0.2 | 1.35 | 0 | 0.29 | 0.16 | 0.63 | -0.34 | 0 |  | 0.4 | 0.34 | 0.23 | 276.59 | 1526.657 | 2.91
D | 4002 | 2022-01-28 | 8 | ON | 303.24 | 6.2 | 1.07 | 0.2 | 2.82 | 0.23 | 0.75 | -0.07 | -1.12 | -0.34 | 0 |  | 0.4 | 0.34 | 0.23 | 313.95 | 1618.903 | 5.07
D | 4002 | 2022-01-28 | 9 | ON | 319.91 | 6.2 | 1.07 | 0.2 | 1.2 | 0.23 | 0.43 | 0.01 | -1.34 | -0.34 | 0 |  | 0.4 | 0.34 | 0.23 | 328.54 | 1647.74 | 3.13
D | 4002 | 2022-01-28 | 10 | ON | 314.87 | 6.2 | 1.07 | 0.2 | 2.31 | 0.23 | 0.24 | 0.18 | -1.37 | -0.34 | 0 |  | 0.4 | 0.34 | 0.23 | 324.56 | 1650.055 | 4.05
D | 4002 | 2022-01-28 | 11 | ON | 339.3 | 6.2 | 1.07 | 0.2 | 0.86 | 0.24 | 0.61 | 0.29 | -1.02 | -0.34 | 0 |  | 0.4 | 0.34 | 0.23 | 348.38 | 1637.428 | 2.98
D | 4002 | 2022-01-28 | 12 | ON | 231.04 | 6.2 | 1.07 | 0.2 | 0.32 | 0.24 | 0.09 | 0.04 | 0.82 | -0.34 | 0 |  | 0.4 | 0.34 | 0.23 | 240.65 | 1608.443 | 1.92
D | 4002 | 2022-01-28 | 13 | ON | 219.27 | 6.2 | 1.07 | 0.2 | 0.3 | 0.24 | 0.55 | 0.16 | 0.98 | -0.34 | 0 |  | 0.4 | 0.34 | 0.23 | 229.6 | 1563.086 | 2.36
D | 4002 | 2022-01-28 | 14 | ON | 225.92 | 6.2 | 1.07 | 0.2 | 0.1 | 0.25 | 0.31 | 0.21 | 0.7 | -0.34 | 0 |  | 0.4 | 0.34 | 0.23 | 235.59 | 1559.558 | 1.93
D | 4002 | 2022-01-28 | 15 | ON | 193.89 | 6.2 | 1.07 | 0.2 | 0.29 | 0.25 | 0 | 0.14 | 0.71 | -0.34 | 0 |  | 0.4 | 0.34 | 0.23 | 203.38 | 1537.369 | 1.81
D | 4002 | 2022-01-28 | 16 | ON | 190.86 | 6.2 | 1.07 | 0.2 | 0.28 | 0.25 | 0.02 | 0.27 | 0.76 | -0.34 | 0 |  | 0.4 | 0.34 | 0.23 | 200.54 | 1526.791 | 1.82
D | 4002 | 2022-01-28 | 17 | ON | 223.29 | 6.2 | 1.07 | 0.2 | 0.32 | 0.22 | 0.33 | 0 | -0.63 | -0.34 | 0 |  | 0.4 | 0.34 | 0.23 | 231.63 | 1573.867 | 2.14
D | 4002 | 2022-01-28 | 18 | ON | 291.19 | 6.2 | 1.07 | 0.2 | 1.11 | 0.22 | 0.67 | 0.26 | -1.03 | -0.34 | 0 |  | 0.4 | 0.34 | 0.23 | 300.52 | 1662.682 | 3.27
D | 4002 | 2022-01-28 | 19 | ON | 240.42 | 6.2 | 1.07 | 0.2 | 0.81 | 0.22 | 0.05 | 0.32 | -1.21 | -0.34 | 0 |  | 0.4 | 0.34 | 0.23 | 248.71 | 1650.121 | 2.35
D | 4002 | 2022-01-28 | 20 | ON | 220.56 | 6.2 | 1.07 | 0.2 | 0.62 | 0.23 | 0 | 0.22 | -1.56 | -0.34 | 0 |  | 0.4 | 0.34 | 0.23 | 228.17 | 1602.584 | 2.12
D | 4002 | 2022-01-28 | 21 | ON | 188.32 | 6.2 | 1.07 | 0.2 | 0.4 | 0.24 | 0.08 | 0.18 | -1.05 | -0.34 | 0 |  | 0.4 | 0.34 | 0.23 | 196.27 | 1547.139 | 1.99
D | 4002 | 2022-01-28 | 22 | ON | 153.63 | 6.2 | 1.07 | 0.2 | 0.48 | 0.25 | 0 | 0.26 | -1.44 | -0.34 | 0 |  | 0.4 | 0.34 | 0.23 | 161.28 | 1468.79 | 2
D | 4002 | 2022-01-28 | 23 | ON | 138.37 | 6.2 | 1.07 | 0.2 | 0.61 | 0.26 | 0 | 0.15 | -1.27 | -0.34 | 0 |  | 0.4 | 0.34 | 0.23 | 146.22 | 1368.829 | 2.14
D | 4002 | 2022-01-28 | 24 | OFF | 173.37 | 6.2 | 1.07 | 0.2 | 0.9 | 0 | 0 | 0.18 | 1.74 | -0.34 | 0 |  | 0.4 | 0.34 | 0.23 | 184.29 | 1288.391 | 2.17
D | 4002 | 2022-01-29 | 1 | OFF | 145.63 | 6.2 | 0.36 | 0.09 | 0.38 | 0 | 0 | 0.32 | 1.79 | -0.34 | 0 |  | 0.4 | 0.34 | 0.23 | 155.4 | 1223.341 | 0.83
D | 4002 | 2022-01-29 | 2 | OFF | 152.03 | 6.2 | 0.36 | 0.09 | 0 | 0 | 0 | 0.21 | 1.98 | -0.34 | 0 |  | 0.4 | 0.34 | 0.23 | 161.5 | 1188.687 | 0.45
D | 4002 | 2022-01-29 | 3 | OFF | 152.5 | 6.2 | 0.36 | 0.09 | 0.36 | 0 | 0 | 0.39 | 2.19 | -0.34 | 0 |  | 0.4 | 0.34 | 0.23 | 162.72 | 1172.265 | 0.81
D | 4002 | 2022-01-29 | 4 | OFF | 150.28 | 6.2 | 0.36 | 0.09 | 0.38 | 0 | 0 | 0.17 | 1.99 | -0.34 | 0 |  | 0.4 | 0.34 | 0.23 | 160.1 | 1170.342 | 0.83
D | 4002 | 2022-01-29 | 5 | OFF | 152.6 | 6.2 | 0.36 | 0.09 | 0.04 | 0 | 0 | 0.38 | 1.06 | -0.34 | 0 |  | 0.4 | 0.34 | 0.23 | 161.36 | 1190.328 | 0.49
D | 4002 | 2022-01-29 | 6 | OFF | 145.8 | 6.2 | 0.36 | 0.09 | 0 | 0 | 0 | 0.38 | -0.05 | -0.34 | 0 |  | 0.4 | 0.34 | 0.23 | 153.41 | 1239.881 | 0.45
D | 4002 | 2022-01-29 | 7 | OFF | 129.45 | 6.2 | 0.36 | 0.09 | 0.35 | 0 | 0 | 0.08 | -0.76 | -0.34 | 0 |  | 0.4 | 0.34 | 0.23 | 136.4 | 1306.67 | 0.8
D | 4002 | 2022-01-29 | 8 | OFF | 115.35 | 6.2 | 0.36 | 0.09 | 0.28 | 0 | 0 | 0.02 | -1.68 | -0.34 | 0 |  | 0.4 | 0.34 | 0.23 | 121.25 | 1393.349 | 0.73
D | 4002 | 2022-01-29 | 9 | OFF | 117.98 | 6.2 | 0.36 | 0.09 | 0.29 | 0 | 0 | 0.12 | -1.51 | -0.34 | 0 |  | 0.4 | 0.34 | 0.23 | 124.16 | 1478.161 | 0.74
D | 4002 | 2022-01-29 | 10 | OFF | 191.16 | 6.2 | 0.36 | 0.09 | 0.08 | 0 | 0.16 | -0.25 | -1.56 | -0.34 | 0 |  | 0.4 | 0.34 | 0.23 | 196.87 | 1563.444 | 0.69
D | 4002 | 2022-01-29 | 11 | OFF | 284.66 | 6.2 | 0.36 | 0.09 | 0.08 | 0 | 0.14 | -0.75 | -3.04 | -0.34 | 0 |  | 0.4 | 0.34 | 0.23 | 288.37 | 1625.898 | 0.67
D | 4002 | 2022-01-29 | 12 | OFF | 285.85 | 6.2 | 0.36 | 0.09 | 0.09 | 0 | 0.18 | 0.03 | -3.43 | -0.34 | 0 |  | 0.4 | 0.34 | 0.23 | 290 | 1670.738 | 0.72
D | 4002 | 2022-01-29 | 13 | OFF | 302.67 | 6.2 | 0.36 | 0.09 | 0.12 | 0 | 0.31 | -0.5 | -3.07 | -0.34 | 0 |  | 0.4 | 0.34 | 0.23 | 306.81 | 1682.284 | 0.88
D | 4002 | 2022-01-29 | 14 | OFF | 259.07 | 6.2 | 0.36 | 0.09 | 0.45 | 0 | 0 | 0.39 | -2.58 | -0.34 | 0 |  | 0.4 | 0.34 | 0.23 | 264.61 | 1669.648 | 0.9
D | 4002 | 2022-01-29 | 15 | OFF | 189.75 | 6.2 | 0.36 | 0.09 | 0.15 | 0 | 0 | 0.27 | -2.07 | -0.34 | 0 |  | 0.4 | 0.34 | 0.23 | 195.38 | 1648.544 | 0.6
D | 4002 | 2022-01-29 | 16 | OFF | 180.9 | 6.2 | 0.36 | 0.09 | 0.12 | 0 | 0 | 0.16 | -1.67 | -0.34 | 0 |  | 0.4 | 0.34 | 0.23 | 186.79 | 1648.056 | 0.57
D | 4002 | 2022-01-29 | 17 | OFF | 194.59 | 6.2 | 0.36 | 0.09 | 0.13 | 0 | 0.02 | 0.08 | -1.55 | -0.34 | 0 |  | 0.4 | 0.34 | 0.23 | 200.55 | 1698.064 | 0.6
D | 4002 | 2022-01-29 | 18 | OFF | 248.37 | 6.2 | 0.36 | 0.09 | 0.3 | 0 | 0.1 | -0.02 | -1.09 | -0.34 | 0 |  | 0.4 | 0.34 | 0.23 | 254.94 | 1775.914 | 0.85
D | 4002 | 2022-01-29 | 19 | OFF | 273.75 | 6.2 | 0.36 | 0.09 | 0.48 | 0 | 0.51 | -0.06 | -1.12 | -0.34 | 0 |  | 0.4 | 0.34 | 0.23 | 280.84 | 1745.708 | 1.44
D | 4002 | 2022-01-29 | 20 | OFF | 203.63 | 6.2 | 0.36 | 0.09 | 0.28 | 0 | 0.15 | 0.23 | -1.59 | -0.34 | 0 |  | 0.4 | 0.34 | 0.23 | 209.98 | 1676.565 | 0.88
D | 4002 | 2022-01-29 | 21 | OFF | 186.6 | 6.2 | 0.36 | 0.09 | 0.19 | 0 | 0 | 0.2 | -1.51 | -0.34 | 0 |  | 0.4 | 0.34 | 0.23 | 192.76 | 1606.018 | 0.64
D | 4002 | 2022-01-29 | 22 | OFF | 175.75 | 6.2 | 0.36 | 0.09 | 0.27 | 0 | 0 | 0.18 | -2.07 | -0.34 | 0 |  | 0.4 | 0.34 | 0.23 | 181.41 | 1523.185 | 0.72
D | 4002 | 2022-01-29 | 23 | OFF | 163.3 | 6.2 | 0.36 | 0.09 | 0.55 | 0 | 0 | 0.21 | -1.03 | -0.34 | 0 |  | 0.4 | 0.34 | 0.23 | 170.31 | 1428.219 | 1
D | 4002 | 2022-01-29 | 24 | OFF | 190.78 | 6.2 | 0.36 | 0.09 | 1.28 | 0 | 0 | 0.18 | 0.32 | -0.34 | 0 |  | 0.4 | 0.34 | 0.23 | 199.84 | 1348.443 | 1.73
D | 4002 | 2022-01-30 | 1 | OFF | 170.63 | 6.2 | 0.44 | 0.11 | 1.08 | 0 | 0 | 0.17 | 0.94 | -0.34 | 0 |  | 0.4 | 0.34 | 0.23 | 180.2 | 1297.331 | 1.63
D | 4002 | 2022-01-30 | 2 | OFF | 175.06 | 6.2 | 0.44 | 0.11 | 0.62 | 0 | 0 | 0.29 | 0.71 | -0.34 | 0 |  | 0.4 | 0.34 | 0.23 | 184.06 | 1272.206 | 1.17
D | 4002 | 2022-01-30 | 3 | OFF | 174.81 | 6.2 | 0.44 | 0.11 | 0.52 | 0 | 0 | 0.2 | 0.63 | -0.34 | 0 |  | 0.4 | 0.34 | 0.23 | 183.54 | 1257.441 | 1.07
D | 4002 | 2022-01-30 | 4 | OFF | 191.09 | 6.2 | 0.44 | 0.11 | 0.69 | 0 | 0 | 0.07 | 0.7 | -0.34 | 0 |  | 0.4 | 0.34 | 0.23 | 199.93 | 1258.733 | 1.24
D | 4002 | 2022-01-30 | 5 | OFF | 195.41 | 6.2 | 0.44 | 0.11 | 0.68 | 0 | 0 | 0.23 | 1 | -0.34 | 0 |  | 0.4 | 0.34 | 0.23 | 204.7 | 1273.683 | 1.23
D | 4002 | 2022-01-30 | 6 | OFF | 197.87 | 6.2 | 0.44 | 0.11 | 0.86 | 0 | 0 | 0.3 | 1.53 | -0.34 | 0 |  | 0.4 | 0.34 | 0.23 | 207.94 | 1313.472 | 1.41
D | 4002 | 2022-01-30 | 7 | OFF | 176.06 | 6.2 | 0.44 | 0.11 | 1.37 | 0 | 0 | 0.08 | 1.66 | -0.34 | 0 |  | 0.4 | 0.34 | 0.23 | 186.55 | 1371.798 | 1.92
D | 4002 | 2022-01-30 | 8 | OFF | 156.67 | 6.2 | 0.44 | 0.11 | 0.95 | 0 | 0 | 0.24 | 1.45 | -0.34 | 0 |  | 0.4 | 0.34 | 0.23 | 166.69 | 1448.33 | 1.5
D | 4002 | 2022-01-30 | 9 | OFF | 166.67 | 6.2 | 0.44 | 0.11 | 0.82 | 0 | 0 | 0.01 | 1.35 | -0.34 | 0 |  | 0.4 | 0.34 | 0.23 | 176.23 | 1513.462 | 1.37
D | 4002 | 2022-01-30 | 10 | OFF | 152.01 | 6.2 | 0.44 | 0.11 | 0.59 | 0 | 0.16 | 0.17 | 1.44 | -0.34 | 0 |  | 0.4 | 0.34 | 0.23 | 161.75 | 1540.803 | 1.3
D | 4002 | 2022-01-30 | 11 | OFF | 169.31 | 6.2 | 0.44 | 0.11 | 0.39 | 0 | 0 | 0.27 | 1.72 | -0.34 | 0 |  | 0.4 | 0.34 | 0.23 | 179.07 | 1545.438 | 0.94
D | 4002 | 2022-01-30 | 12 | OFF | 163.53 | 6.2 | 0.44 | 0.11 | 0.71 | 0 | 0 | 0.02 | 1.6 | -0.34 | 0 |  | 0.4 | 0.34 | 0.23 | 173.24 | 1546.506 | 1.26
D | 4002 | 2022-01-30 | 13 | OFF | 152.43 | 6.2 | 0.44 | 0.11 | 0.32 | 0 | 0 | 0.18 | 1.2 | -0.34 | 0 |  | 0.4 | 0.34 | 0.23 | 161.51 | 1543.434 | 0.87
D | 4002 | 2022-01-30 | 14 | OFF | 150.65 | 6.2 | 0.44 | 0.11 | 0.68 | 0 | 0 | 0.1 | 0.46 | -0.34 | 0 |  | 0.4 | 0.34 | 0.23 | 159.27 | 1529.048 | 1.23
D | 4002 | 2022-01-30 | 15 | OFF | 166.08 | 6.2 | 0.44 | 0.11 | 0.25 | 0 | 0 | 0 | -0.51 | -0.34 | 0 |  | 0.4 | 0.34 | 0.23 | 173.2 | 1525.781 | 0.8
D | 4002 | 2022-01-30 | 16 | OFF | 187.98 | 6.2 | 0.44 | 0.11 | 0.07 | 0 | 0 | -0.03 | -1.51 | -0.34 | 0 |  | 0.4 | 0.34 | 0.23 | 193.89 | 1546.6 | 0.62
D | 4002 | 2022-01-30 | 17 | OFF | 202.98 | 6.2 | 0.44 | 0.11 | 0.27 | 0 | 0 | 0.39 | -1.38 | -0.34 | 0 |  | 0.4 | 0.34 | 0.23 | 209.64 | 1621.754 | 0.82
D | 4002 | 2022-01-30 | 18 | OFF | 250.35 | 6.2 | 0.44 | 0.11 | 0.36 | 0 | 0 | 0.29 | -0.92 | -0.34 | 0 |  | 0.4 | 0.34 | 0.23 | 257.46 | 1737.94 | 0.91
D | 4002 | 2022-01-30 | 19 | OFF | 258.98 | 6.2 | 0.44 | 0.11 | 0.21 | 0 | 0 | -0.17 | -1.34 | -0.34 | 0 |  | 0.4 | 0.34 | 0.23 | 265.06 | 1734.683 | 0.76
D | 4002 | 2022-01-30 | 20 | OFF | 233.57 | 6.2 | 0.44 | 0.11 | 0.3 | 0 | 0.05 | -0.03 | -0.78 | -0.34 | 0 |  | 0.4 | 0.34 | 0.23 | 240.49 | 1682.602 | 0.9
D | 4002 | 2022-01-30 | 21 | OFF | 172.88 | 6.2 | 0.44 | 0.11 | 0.21 | 0 | 0 | -0.23 | -1.22 | -0.34 | 0 |  | 0.4 | 0.34 | 0.23 | 179.02 | 1610.694 | 0.76
D | 4002 | 2022-01-30 | 22 | OFF | 165.15 | 6.2 | 0.44 | 0.11 | 0.22 | 0 | 0 | 0.02 | -1.12 | -0.34 | 0 |  | 0.4 | 0.34 | 0.23 | 171.65 | 1518.595 | 0.77
D | 4002 | 2022-01-30 | 23 | OFF | 158.81 | 6.2 | 0.44 | 0.11 | 1.27 | 0 | 0 | 0.04 | -0.67 | -0.34 | 0 |  | 0.4 | 0.34 | 0.23 | 166.83 | 1423.021 | 1.82
D | 4002 | 2022-01-30 | 24 | OFF | 146.81 | 6.2 | 0.44 | 0.11 | 1.02 | 0 | 0 | 0 | 0.05 | -0.34 | 0 |  | 0.4 | 0.34 | 0.23 | 155.26 | 1345.351 | 1.57
D | 4002 | 2022-01-31 | 1 | OFF | 173.14 | 6.2 | 1.05 | 0.16 | 0.48 | 0 | 0 | -0.01 | -1.97 | -0.34 | 0 |  | 0.4 | 0.34 | 0.23 | 179.68 | 1307.669 | 1.69
D | 4002 | 2022-01-31 | 2 | OFF | 161.32 | 6.2 | 1.05 | 0.16 | 0.07 | 0 | 0 | 0.15 | -1.49 | -0.34 | 0 |  | 0.4 | 0.34 | 0.23 | 168.09 | 1287.903 | 1.28
D | 4002 | 2022-01-31 | 3 | OFF | 157.86 | 6.2 | 1.05 | 0.16 | 0.46 | 0 | 0 | 0.48 | -1.04 | -0.34 | 0 |  | 0.4 | 0.34 | 0.23 | 165.8 | 1286.994 | 1.67
D | 4002 | 2022-01-31 | 4 | OFF | 152.58 | 6.2 | 1.05 | 0.16 | 0.47 | 0 | 0 | 0.33 | -0.75 | -0.34 | 0 |  | 0.4 | 0.34 | 0.23 | 160.67 | 1306.735 | 1.68
D | 4002 | 2022-01-31 | 5 | OFF | 221.15 | 6.2 | 1.05 | 0.16 | 0.64 | 0 | 0.15 | -0.68 | -1.85 | -0.34 | 0 |  | 0.4 | 0.34 | 0.23 | 227.45 | 1356.834 | 2
D | 4002 | 2022-01-31 | 6 | OFF | 211.94 | 6.2 | 1.05 | 0.16 | 0.89 | 0 | 0.05 | 0.11 | -1.88 | -0.34 | 0 |  | 0.4 | 0.34 | 0.23 | 219.15 | 1467.476 | 2.15
D | 4002 | 2022-01-31 | 7 | OFF | 285.31 | 6.2 | 1.05 | 0.16 | 1.87 | 0 | 0.1 | 0.19 | -1.54 | -0.34 | 0 |  | 0.4 | 0.34 | 0.23 | 293.97 | 1634.776 | 3.18
D | 4002 | 2022-01-31 | 8 | ON | 352.67 | 6.2 | 1.05 | 0.16 | 1.4 | 0.2 | 0.2 | -0.22 | -2.98 | -0.34 | 0 |  | 0.4 | 0.34 | 0.23 | 359.31 | 1736.57 | 3.01
D | 4002 | 2022-01-31 | 9 | ON | 287.17 | 6.2 | 1.05 | 0.16 | 0.78 | 0.2 | 0 | 0.25 | -2.35 | -0.34 | 0 |  | 0.4 | 0.34 | 0.23 | 294.09 | 1751.968 | 2.19
D | 4002 | 2022-01-31 | 10 | ON | 216.36 | 6.2 | 1.05 | 0.16 | 0.49 | 0.2 | 0 | 0.07 | -2.4 | -0.34 | 0 |  | 0.4 | 0.34 | 0.23 | 222.76 | 1723.038 | 1.9
D | 4002 | 2022-01-31 | 11 | ON | 233.56 | 6.2 | 1.05 | 0.16 | 0.29 | 0.21 | 0.25 | 0.17 | -1.17 | -0.34 | 0 |  | 0.4 | 0.34 | 0.23 | 241.35 | 1683.772 | 1.96
D | 4002 | 2022-01-31 | 12 | ON | 186.06 | 6.2 | 1.05 | 0.16 | 0.09 | 0.22 | 0 | 0.25 | -1.17 | -0.34 | 0 |  | 0.4 | 0.34 | 0.23 | 193.49 | 1644.416 | 1.52
D | 4002 | 2022-01-31 | 13 | ON | 163.17 | 6.2 | 1.05 | 0.16 | 0.26 | 0.22 | 0 | 0.19 | -0.49 | -0.34 | 0 |  | 0.4 | 0.34 | 0.23 | 171.39 | 1606.893 | 1.69
D | 4002 | 2022-01-31 | 14 | ON | 161.42 | 6.2 | 1.05 | 0.16 | 0.3 | 0.22 | 0 | 0.23 | -0.63 | -0.34 | 0 |  | 0.4 | 0.34 | 0.23 | 169.58 | 1577.751 | 1.73
D | 4002 | 2022-01-31 | 15 | ON | 161.21 | 6.2 | 1.05 | 0.16 | 0.34 | 0.23 | 0 | 0.1 | -1.01 | -0.34 | 0 |  | 0.4 | 0.34 | 0.23 | 168.91 | 1559.972 | 1.78
D | 4002 | 2022-01-31 | 16 | ON | 167.35 | 6.2 | 1.05 | 0.16 | 0.11 | 0.22 | 0 | 0.13 | -2.49 | -0.34 | 0 |  | 0.4 | 0.34 | 0.23 | 173.36 | 1581.985 | 1.54
D | 4002 | 2022-01-31 | 17 | ON | 240.13 | 6.2 | 1.05 | 0.16 | 0.36 | 0.21 | 0.04 | 0.52 | -2.74 | -0.34 | 0 |  | 0.4 | 0.34 | 0.23 | 246.56 | 1645.027 | 1.82
D | 4002 | 2022-01-31 | 18 | ON | 294.01 | 6.2 | 1.05 | 0.16 | 0.45 | 0.2 | 0.84 | 0.24 | -3.48 | -0.34 | 0 |  | 0.4 | 0.34 | 0.23 | 300.3 | 1770.305 | 2.7
D | 4002 | 2022-01-31 | 19 | ON | 308.99 | 6.2 | 1.05 | 0.16 | 0.52 | 0.2 | 0.38 | 0.12 | -1.93 | -0.34 | 0 |  | 0.4 | 0.34 | 0.23 | 316.32 | 1779.92 | 2.31
D | 4002 | 2022-01-31 | 20 | ON | 298.61 | 6.2 | 1.05 | 0.16 | 0.27 | 0.2 | 0.5 | 0.32 | -3.41 | -0.34 | 0 |  | 0.4 | 0.34 | 0.23 | 304.53 | 1727.322 | 2.18
D | 4002 | 2022-01-31 | 21 | ON | 266.56 | 6.2 | 1.05 | 0.16 | 0.22 | 0.21 | 0.4 | 0.26 | -2.88 | -0.34 | 0 |  | 0.4 | 0.34 | 0.23 | 272.81 | 1655.507 | 2.04
D | 4002 | 2022-01-31 | 22 | ON | 253.85 | 6.2 | 1.05 | 0.16 | 0.62 | 0.22 | 1.2 | 0.21 | -2.51 | -0.34 | 0 |  | 0.4 | 0.34 | 0.23 | 261.63 | 1559.954 | 3.25
D | 4002 | 2022-01-31 | 23 | ON | 191.9 | 6.2 | 1.05 | 0.16 | 1.18 | 0.24 | 0.13 | 0.18 | -1.28 | -0.34 | 0 |  | 0.4 | 0.34 | 0.23 | 200.39 | 1452.523 | 2.76
D | 4002 | 2022-01-31 | 24 | OFF | 191.2 | 6.2 | 1.05 | 0.16 | 1.06 | 0 | 0 | -0.04 | 0.85 | -0.34 | 0 |  | 0.4 | 0.34 | 0.23 | 201.11 | 1370.635 | 2.27
T | 744 lines

## whlsecost_hourly_4002_202202
C | Hourly Wholesale Load Cost Report
C | Filename: whlsecost_hourly_4002_202202.csv
C | Report for: 02 2022
C | Report generated: 04/08/2022 14:42:24 EDT
H | Location ID | Local Date | Local Hour | OnOffPeak | RTLMP | Capacity | First Contingency | Second Contingency | Regulation | Forward Reserves | Real-Time Reserves | Inadvertent | Marginal Loss Rev Fund | Auction Rev Rights | Real-Time Demand Reduction Cost | Price Responsive Demand Cost | ISO Sched 2 | ISO Sched 3 | NEPOOL Exp | Total Cost | RTLO | Total Ancillary & NCPC
H | Number | Date | Number | String | Number | Number | Number | Number | Number | Number | Number | Number | Number | Number | Number | Number | Number | Number | Number | Number | Number
D | 4002 | 2022-02-01 | 1 | OFF | 206.82 | 6.86 | 0.73 | 0.19 | 0.42 | 0 | 0 | 0.13 | -4.57 | -0.37 | 0 |  | 0.4 | 0.37 | 0.23 | 211.21 | 1321.746 | 1.34
D | 4002 | 2022-02-01 | 2 | OFF | 219.03 | 6.86 | 0.73 | 0.19 | 0.16 | 0 | 0 | 0.08 | -5.19 | -0.37 | 0 |  | 0.4 | 0.37 | 0.23 | 222.49 | 1301.978 | 1.08
D | 4002 | 2022-02-01 | 3 | OFF | 224.2 | 6.86 | 0.73 | 0.19 | 0.61 | 0 | 0 | 0.24 | -4.52 | -0.37 | 0 |  | 0.4 | 0.37 | 0.23 | 228.94 | 1300.33 | 1.53
D | 4002 | 2022-02-01 | 4 | OFF | 257.24 | 6.86 | 0.73 | 0.19 | 0.21 | 0 | 0 | 0.31 | -4.51 | -0.37 | 0 |  | 0.4 | 0.37 | 0.23 | 261.66 | 1315.416 | 1.13
D | 4002 | 2022-02-01 | 5 | OFF | 222.86 | 6.86 | 0.73 | 0.19 | 0.56 | 0 | 0 | 0.31 | -4.19 | -0.37 | 0 |  | 0.4 | 0.37 | 0.23 | 227.95 | 1359.578 | 1.48
D | 4002 | 2022-02-01 | 6 | OFF | 293.12 | 6.86 | 0.73 | 0.19 | 0.78 | 0 | 0.67 | 0.11 | -4.1 | -0.37 | 0 |  | 0.4 | 0.37 | 0.23 | 298.99 | 1465.951 | 2.37
D | 4002 | 2022-02-01 | 7 | OFF | 309.32 | 6.86 | 0.73 | 0.19 | 1.1 | 0 | 0.64 | 0.05 | -3.47 | -0.37 | 0 |  | 0.4 | 0.37 | 0.23 | 316.05 | 1626.046 | 2.66
D | 4002 | 2022-02-01 | 8 | ON | 330.74 | 6.86 | 0.73 | 0.19 | 1.85 | 0.25 | 0.56 | 0.11 | -3.03 | -0.37 | 0 |  | 0.4 | 0.37 | 0.23 | 338.89 | 1712.075 | 3.58
D | 4002 | 2022-02-01 | 9 | ON | 232.15 | 6.86 | 0.73 | 0.19 | 0.85 | 0.25 | 0.15 | -0.06 | -2.45 | -0.37 | 0 |  | 0.4 | 0.37 | 0.23 | 239.3 | 1710.244 | 2.17
D | 4002 | 2022-02-01 | 10 | ON | 169.43 | 6.86 | 0.73 | 0.19 | 0.53 | 0.26 | 0.41 | -0.08 | -1.54 | -0.37 | 0 |  | 0.4 | 0.37 | 0.23 | 177.42 | 1666.841 | 2.12
D | 4002 | 2022-02-01 | 11 | ON | 164.14 | 6.86 | 0.73 | 0.19 | 0.27 | 0.26 | 0 | -0.17 | -0.78 | -0.37 | 0 |  | 0.4 | 0.37 | 0.23 | 172.13 | 1637.602 | 1.45
D | 4002 | 2022-02-01 | 12 | ON | 190.82 | 6.86 | 0.73 | 0.19 | 0.31 | 0.26 | 0 | 0.15 | 1.58 | -0.37 | 0 |  | 0.4 | 0.37 | 0.23 | 201.53 | 1624.882 | 1.49
D | 4002 | 2022-02-01 | 13 | ON | 237.29 | 6.86 | 0.73 | 0.19 | 0.33 | 0.27 | 0.18 | -0.11 | 3.8 | -0.37 | 0 |  | 0.4 | 0.37 | 0.23 | 250.17 | 1601.112 | 1.7
D | 4002 | 2022-02-01 | 14 | ON | 189.4 | 6.86 | 0.73 | 0.19 | 0.44 | 0.27 | 0 | 0.22 | 3.29 | -0.37 | 0 |  | 0.4 | 0.37 | 0.23 | 202.03 | 1596.43 | 1.63
D | 4002 | 2022-02-01 | 15 | ON | 215.46 | 6.86 | 0.73 | 0.19 | 0.19 | 0.27 | 0.01 | 0.01 | 3.81 | -0.37 | 0 |  | 0.4 | 0.37 | 0.23 | 228.16 | 1589.988 | 1.39
D | 4002 | 2022-02-01 | 16 | ON | 268.31 | 6.86 | 0.73 | 0.19 | 0.84 | 0.27 | 0.35 | 0.08 | 6.41 | -0.37 | 0 |  | 0.4 | 0.37 | 0.23 | 284.67 | 1601.295 | 2.38
D | 4002 | 2022-02-01 | 17 | ON | 324.93 | 6.86 | 0.73 | 0.19 | 0.64 | 0.26 | 0.67 | 0.5 | 8.04 | -0.37 | 0 |  | 0.4 | 0.37 | 0.23 | 343.45 | 1648.64 | 2.49
D | 4002 | 2022-02-01 | 18 | ON | 338.42 | 6.86 | 0.73 | 0.19 | 0.6 | 0.25 | 0.29 | 0.1 | 7.74 | -0.37 | 0 |  | 0.4 | 0.37 | 0.23 | 355.81 | 1737.042 | 2.06
D | 4002 | 2022-02-01 | 19 | ON | 351.86 | 6.86 | 0.73 | 0.19 | 0.69 | 0.25 | 1.1 | 0.5 | 8.38 | -0.37 | 0 |  | 0.4 | 0.37 | 0.23 | 371.19 | 1722.496 | 2.96
D | 4002 | 2022-02-01 | 20 | ON | 292.54 | 6.86 | 0.73 | 0.19 | 0.55 | 0.25 | 0.99 | 0.38 | 7.09 | -0.37 | 0 |  | 0.4 | 0.37 | 0.23 | 310.21 | 1658.271 | 2.71
D | 4002 | 2022-02-01 | 21 | ON | 182.93 | 6.86 | 0.73 | 0.19 | 0.46 | 0.26 | 0.39 | -0.05 | 3.95 | -0.37 | 0 |  | 0.4 | 0.37 | 0.23 | 196.35 | 1576.059 | 2.03
D | 4002 | 2022-02-01 | 22 | ON | 201.08 | 6.86 | 0.73 | 0.19 | 0.37 | 0.28 | 0.84 | -0.07 | 5.11 | -0.37 | 0 |  | 0.4 | 0.37 | 0.23 | 216.02 | 1468.441 | 2.41
D | 4002 | 2022-02-01 | 23 | ON | 171.17 | 6.86 | 0.73 | 0.19 | 0.55 | 0.3 | 0.44 | 0.14 | 4.5 | -0.37 | 0 |  | 0.4 | 0.37 | 0.23 | 185.51 | 1353.315 | 2.21
D | 4002 | 2022-02-01 | 24 | OFF | 163.62 | 6.86 | 0.73 | 0.19 | 0.68 | 0 | 0 | -1.47 | 5.67 | -0.37 | 0 |  | 0.4 | 0.37 | 0.23 | 176.91 | 1260.348 | 1.6
D | 4002 | 2022-02-02 | 1 | OFF | 181.08 | 6.86 | 0.46 | 0.37 | 0.24 | 0 | 0 | 0.13 | -1.58 | -0.37 | 0 |  | 0.4 | 0.37 | 0.23 | 188.19 | 1202.791 | 1.07
D | 4002 | 2022-02-02 | 2 | OFF | 193.52 | 6.86 | 0.46 | 0.37 | 0.03 | 0 | 0 | 0.55 | -1.23 | -0.37 | 0 |  | 0.4 | 0.37 | 0.23 | 201.19 | 1173.509 | 0.86
D | 4002 | 2022-02-02 | 3 | OFF | 196.6 | 6.86 | 0.46 | 0.37 | 0.06 | 0 | 0 | 0.13 | -1.3 | -0.37 | 0 |  | 0.4 | 0.37 | 0.23 | 203.81 | 1159.166 | 0.89
D | 4002 | 2022-02-02 | 4 | OFF | 197.56 | 6.86 | 0.46 | 0.37 | 0.05 | 0 | 0 | 0.26 | -1.68 | -0.37 | 0 |  | 0.4 | 0.37 | 0.23 | 204.51 | 1164.671 | 0.88
D | 4002 | 2022-02-02 | 5 | OFF | 181.24 | 6.86 | 0.46 | 0.37 | 0.12 | 0 | 0 | 0.14 | -1.72 | -0.37 | 0 |  | 0.4 | 0.37 | 0.23 | 188.1 | 1201.056 | 0.95
D | 4002 | 2022-02-02 | 6 | OFF | 181.68 | 6.86 | 0.46 | 0.37 | 0.81 | 0 | 0 | 0.41 | -1.79 | -0.37 | 0 |  | 0.4 | 0.37 | 0.23 | 189.43 | 1290.934 | 1.64
D | 4002 | 2022-02-02 | 7 | OFF | 184.82 | 6.86 | 0.46 | 0.37 | 1.3 | 0 | 0 | 0.19 | -2.82 | -0.37 | 0 |  | 0.4 | 0.37 | 0.23 | 191.81 | 1443.608 | 2.13
D | 4002 | 2022-02-02 | 8 | ON | 211.09 | 6.86 | 0.46 | 0.37 | 1.68 | 0.27 | 0.17 | 0.03 | -4.3 | -0.37 | 0 |  | 0.4 | 0.37 | 0.23 | 217.26 | 1528.961 | 2.95
D | 4002 | 2022-02-02 | 9 | ON | 199.76 | 6.86 | 0.46 | 0.37 | 0.63 | 0.27 | 0.07 | 0.09 | -4.5 | -0.37 | 0 |  | 0.4 | 0.37 | 0.23 | 204.64 | 1549.596 | 1.8
D | 4002 | 2022-02-02 | 10 | ON | 169.52 | 6.86 | 0.46 | 0.37 | 0.32 | 0.27 | 0 | 0.02 | -4.48 | -0.37 | 0 |  | 0.4 | 0.37 | 0.23 | 173.97 | 1537.265 | 1.42
D | 4002 | 2022-02-02 | 11 | ON | 147.8 | 6.86 | 0.46 | 0.37 | 0.95 | 0.28 | 0 | 0.13 | -4.11 | -0.37 | 0 |  | 0.4 | 0.37 | 0.23 | 153.37 | 1527.479 | 2.06
D | 4002 | 2022-02-02 | 12 | ON | 115.28 | 6.86 | 0.46 | 0.37 | 0.21 | 0.28 | 0 | 0.13 | -3.07 | -0.37 | 0 |  | 0.4 | 0.37 | 0.23 | 121.15 | 1507.993 | 1.32
D | 4002 | 2022-02-02 | 13 | ON | 117.33 | 6.86 | 0.46 | 0.37 | 0.07 | 0.29 | 0 | 0.07 | -2.65 | -0.37 | 0 |  | 0.4 | 0.37 | 0.23 | 123.43 | 1476.214 | 1.19
D | 4002 | 2022-02-02 | 14 | ON | 113.92 | 6.86 | 0.46 | 0.37 | 0.21 | 0.29 | 0 | 0.07 | -2.73 | -0.37 | 0 |  | 0.4 | 0.37 | 0.23 | 120.08 | 1451.989 | 1.33
D | 4002 | 2022-02-02 | 15 | ON | 106.76 | 6.86 | 0.46 | 0.37 | 0.18 | 0.3 | 0 | 0.13 | -1.91 | -0.37 | 0 |  | 0.4 | 0.37 | 0.23 | 113.78 | 1426.297 | 1.31
D | 4002 | 2022-02-02 | 16 | ON | 116.55 | 6.86 | 0.46 | 0.37 | 0.07 | 0.29 | 0 | 0.09 | -2.01 | -0.37 | 0 |  | 0.4 | 0.37 | 0.23 | 123.31 | 1436.126 | 1.19
D | 4002 | 2022-02-02 | 17 | ON | 126.2 | 6.86 | 0.46 | 0.37 | 0.13 | 0.26 | 0.05 | 0.15 | -2.84 | -0.37 | 0 |  | 0.4 | 0.37 | 0.23 | 132.27 | 1495.762 | 1.27
D | 4002 | 2022-02-02 | 18 | ON | 148.1 | 6.86 | 0.46 | 0.37 | 0.26 | 0.25 | 0.09 | 0.23 | -3.3 | -0.37 | 0 |  | 0.4 | 0.37 | 0.23 | 153.95 | 1604.493 | 1.43
D | 4002 | 2022-02-02 | 19 | ON | 148.85 | 6.86 | 0.46 | 0.37 | 0.23 | 0.25 | 0.07 | 0.13 | -2.32 | -0.37 | 0 |  | 0.4 | 0.37 | 0.23 | 155.53 | 1596.916 | 1.38
D | 4002 | 2022-02-02 | 20 | ON | 146.11 | 6.86 | 0.46 | 0.37 | 0.24 | 0.26 | 0 | 0.1 | -1.71 | -0.37 | 0 |  | 0.4 | 0.37 | 0.23 | 153.32 | 1538.282 | 1.33
D | 4002 | 2022-02-02 | 21 | ON | 123.72 | 6.86 | 0.46 | 0.37 | 0.1 | 0.27 | 0.21 | -0.03 | -1.35 | -0.37 | 0 |  | 0.4 | 0.37 | 0.23 | 131.24 | 1470.014 | 1.41
D | 4002 | 2022-02-02 | 22 | ON | 113.16 | 6.86 | 0.46 | 0.37 | 0.07 | 0.29 | 0 | -0.02 | 0.76 | -0.37 | 0 |  | 0.4 | 0.37 | 0.23 | 122.58 | 1372.773 | 1.19
D | 4002 | 2022-02-02 | 23 | ON | 111.42 | 6.86 | 0.46 | 0.37 | 0.47 | 0.32 | 0 | 0.13 | 0.95 | -0.37 | 0 |  | 0.4 | 0.37 | 0.23 | 121.61 | 1262.02 | 1.62
D | 4002 | 2022-02-02 | 24 | OFF | 93.96 | 6.86 | 0.46 | 0.37 | 2 | 0 | 0 | 0.14 | -0.54 | -0.37 | 0 |  | 0.4 | 0.37 | 0.23 | 103.88 | 1179.583 | 2.83
D | 4002 | 2022-02-03 | 1 | OFF | 87.38 | 6.86 | 0.88 | 0.14 | 0.22 | 0 | 0 | 0.05 | -1.14 | -0.37 | 0 |  | 0.4 | 0.37 | 0.23 | 95.02 | 1123.188 | 1.24
D | 4002 | 2022-02-03 | 2 | OFF | 82.21 | 6.86 | 0.88 | 0.14 | 0.07 | 0 | 0 | 0.04 | -0.96 | -0.37 | 0 |  | 0.4 | 0.37 | 0.23 | 89.87 | 1093.182 | 1.09
D | 4002 | 2022-02-03 | 3 | OFF | 71.57 | 6.86 | 0.88 | 0.14 | 0.09 | 0 | 0 | 0.04 | -0.9 | -0.37 | 0 |  | 0.4 | 0.37 | 0.23 | 79.31 | 1083.423 | 1.11
D | 4002 | 2022-02-03 | 4 | OFF | 63.43 | 6.86 | 0.88 | 0.14 | 0.07 | 0 | 0 | 0.07 | -0.85 | -0.37 | 0 |  | 0.4 | 0.37 | 0.23 | 71.23 | 1086.782 | 1.09
D | 4002 | 2022-02-03 | 5 | OFF | 71.98 | 6.86 | 0.88 | 0.14 | 0.12 | 0 | 0 | 0.06 | -0.96 | -0.37 | 0 |  | 0.4 | 0.37 | 0.23 | 79.71 | 1120.683 | 1.14
D | 4002 | 2022-02-03 | 6 | OFF | 82.92 | 6.86 | 0.88 | 0.14 | 0.38 | 0 | 0 | 0.09 | -1.11 | -0.37 | 0 |  | 0.4 | 0.37 | 0.23 | 90.79 | 1216.21 | 1.4
D | 4002 | 2022-02-03 | 7 | OFF | 118.36 | 6.86 | 0.88 | 0.14 | 0.64 | 0 | 0.21 | 0.07 | -1.09 | -0.37 | 0 |  | 0.4 | 0.37 | 0.23 | 126.7 | 1362.831 | 1.87
D | 4002 | 2022-02-03 | 8 | ON | 194.06 | 6.86 | 0.88 | 0.14 | 1.04 | 0.28 | 0.52 | 0.19 | -1.8 | -0.37 | 0 |  | 0.4 | 0.37 | 0.23 | 202.8 | 1454.107 | 2.86
D | 4002 | 2022-02-03 | 9 | ON | 183.41 | 6.86 | 0.88 | 0.14 | 0.43 | 0.27 | 0.52 | 0.29 | -1.76 | -0.37 | 0 |  | 0.4 | 0.37 | 0.23 | 191.67 | 1475.092 | 2.24
D | 4002 | 2022-02-03 | 10 | ON | 127.98 | 6.86 | 0.88 | 0.14 | 0.28 | 0.27 | 0 | 0.19 | -1.6 | -0.37 | 0 |  | 0.4 | 0.37 | 0.23 | 135.63 | 1478.915 | 1.57
D | 4002 | 2022-02-03 | 11 | ON | 141.42 | 6.86 | 0.88 | 0.14 | 0.29 | 0.26 | 0.03 | 0.22 | -1.71 | -0.37 | 0 |  | 0.4 | 0.37 | 0.23 | 149.02 | 1464.56 | 1.6
D | 4002 | 2022-02-03 | 12 | ON | 125.71 | 6.86 | 0.88 | 0.14 | 0.14 | 0.26 | 0 | 0.09 | -1.57 | -0.37 | 0 |  | 0.4 | 0.37 | 0.23 | 133.14 | 1450.401 | 1.42
D | 4002 | 2022-02-03 | 13 | ON | 140.08 | 6.86 | 0.88 | 0.14 | 0.17 | 0.27 | 0 | 0.15 | -1.56 | -0.37 | 0 |  | 0.4 | 0.37 | 0.23 | 147.62 | 1449.57 | 1.46
D | 4002 | 2022-02-03 | 14 | ON | 159.56 | 6.86 | 0.88 | 0.14 | 0.4 | 0.26 | 0.12 | 0.05 | -1.49 | -0.37 | 0 |  | 0.4 | 0.37 | 0.23 | 167.41 | 1443.877 | 1.8
D | 4002 | 2022-02-03 | 15 | ON | 155.69 | 6.86 | 0.88 | 0.14 | 0.34 | 0.28 | 0 | 0.18 | -1.36 | -0.37 | 0 |  | 0.4 | 0.37 | 0.23 | 163.64 | 1432.554 | 1.64
D | 4002 | 2022-02-03 | 16 | ON | 168.05 | 6.86 | 0.88 | 0.14 | 0.3 | 0.28 | 0 | 0.11 | -1.26 | -0.37 | 0 |  | 0.4 | 0.37 | 0.23 | 175.99 | 1442.635 | 1.6
D | 4002 | 2022-02-03 | 17 | ON | 145.41 | 6.86 | 0.88 | 0.14 | 0.43 | 0.27 | 0.08 | 0.21 | -1.08 | -0.37 | 0 |  | 0.4 | 0.37 | 0.23 | 153.83 | 1491.603 | 1.8
D | 4002 | 2022-02-03 | 18 | ON | 208.05 | 6.86 | 0.88 | 0.14 | 0.46 | 0.26 | 0.47 | 0.21 | -1.1 | -0.37 | 0 |  | 0.4 | 0.37 | 0.23 | 216.86 | 1577.45 | 2.21
D | 4002 | 2022-02-03 | 19 | ON | 198.65 | 6.86 | 0.88 | 0.14 | 0.39 | 0.26 | 0.46 | 0.13 | -1.28 | -0.37 | 0 |  | 0.4 | 0.37 | 0.23 | 207.12 | 1570.186 | 2.13
D | 4002 | 2022-02-03 | 20 | ON | 160.27 | 6.86 | 0.88 | 0.14 | 0.06 | 0.27 | 0.33 | 0.18 | -1.12 | -0.37 | 0 |  | 0.4 | 0.37 | 0.23 | 168.5 | 1507.448 | 1.68
D | 4002 | 2022-02-03 | 21 | ON | 119.59 | 6.86 | 0.88 | 0.14 | 0.15 | 0.28 | 0.16 | 0.14 | -1.1 | -0.37 | 0 |  | 0.4 | 0.37 | 0.23 | 127.73 | 1436.335 | 1.61
D | 4002 | 2022-02-03 | 22 | ON | 108.21 | 6.86 | 0.88 | 0.14 | 0.3 | 0.29 | 0 | 0.12 | -0.97 | -0.37 | 0 |  | 0.4 | 0.37 | 0.23 | 116.46 | 1342.412 | 1.61
D | 4002 | 2022-02-03 | 23 | ON | 90.9 | 6.86 | 0.88 | 0.14 | 0.31 | 0.32 | 0 | 0.15 | -0.99 | -0.37 | 0 |  | 0.4 | 0.37 | 0.23 | 99.2 | 1243.673 | 1.65
D | 4002 | 2022-02-03 | 24 | OFF | 87.34 | 6.86 | 0.88 | 0.14 | 1.51 | 0 | 0 | -0.01 | -0.9 | -0.37 | 0 |  | 0.4 | 0.37 | 0.23 | 96.45 | 1160.589 | 2.53
D | 4002 | 2022-02-04 | 1 | OFF | 88.05 | 6.86 | 0.28 | 0.07 | 0.25 | 0 | 0 | 0.02 | -0.48 | -0.37 | 0 |  | 0.4 | 0.37 | 0.23 | 95.68 | 1110.763 | 0.6
D | 4002 | 2022-02-04 | 2 | OFF | 80.24 | 6.86 | 0.28 | 0.07 | 0.08 | 0 | 0 | 0.05 | -0.5 | -0.37 | 0 |  | 0.4 | 0.37 | 0.23 | 87.71 | 1083.968 | 0.43
D | 4002 | 2022-02-04 | 3 | OFF | 64.71 | 6.86 | 0.28 | 0.07 | 0.02 | 0 | 0 | 0 | -0.47 | -0.37 | 0 |  | 0.4 | 0.37 | 0.23 | 72.1 | 1072.584 | 0.37
D | 4002 | 2022-02-04 | 4 | OFF | 68.96 | 6.86 | 0.28 | 0.07 | 0.13 | 0 | 0 | 0.04 | -0.43 | -0.37 | 0 |  | 0.4 | 0.37 | 0.23 | 76.54 | 1084.776 | 0.48
D | 4002 | 2022-02-04 | 5 | OFF | 76.68 | 6.86 | 0.28 | 0.07 | 0.09 | 0 | 0 | 0.07 | -0.43 | -0.37 | 0 |  | 0.4 | 0.37 | 0.23 | 84.25 | 1115.605 | 0.44
D | 4002 | 2022-02-04 | 6 | OFF | 67.39 | 6.86 | 0.28 | 0.07 | 0.3 | 0 | 0 | 0.15 | -0.74 | -0.37 | 0 |  | 0.4 | 0.37 | 0.23 | 74.94 | 1200.887 | 0.65
D | 4002 | 2022-02-04 | 7 | OFF | 69.06 | 6.86 | 0.28 | 0.07 | 0.81 | 0 | 0 | 0.12 | -0.93 | -0.37 | 0 |  | 0.4 | 0.37 | 0.23 | 76.9 | 1317.187 | 1.16
D | 4002 | 2022-02-04 | 8 | ON | 87.01 | 6.86 | 0.28 | 0.07 | 0.72 | 0.25 | 0 | 0.03 | -1.25 | -0.37 | 0 |  | 0.4 | 0.37 | 0.23 | 94.6 | 1421.476 | 1.32
D | 4002 | 2022-02-04 | 9 | ON | 87.04 | 6.86 | 0.28 | 0.07 | 0.21 | 0.24 | 0 | 0.06 | -1.33 | -0.37 | 0 |  | 0.4 | 0.37 | 0.23 | 94.06 | 1500.975 | 0.8
D | 4002 | 2022-02-04 | 10 | ON | 89.17 | 6.86 | 0.28 | 0.07 | 0.17 | 0.26 | 0 | 0.06 | -1.29 | -0.37 | 0 |  | 0.4 | 0.37 | 0.23 | 96.21 | 1550.161 | 0.78
D | 4002 | 2022-02-04 | 11 | ON | 186.09 | 6.86 | 0.28 | 0.07 | 0.3 | 0.26 | 0.3 | -0.05 | -1.2 | -0.37 | 0 |  | 0.4 | 0.37 | 0.23 | 193.54 | 1594.192 | 1.21
D | 4002 | 2022-02-04 | 12 | ON | 214.28 | 6.86 | 0.28 | 0.07 | 0.51 | 0.25 | 0.17 | 0.05 | -1.35 | -0.37 | 0 |  | 0.4 | 0.37 | 0.23 | 221.75 | 1618.974 | 1.28
D | 4002 | 2022-02-04 | 13 | ON | 231.92 | 6.86 | 0.28 | 0.07 | 0.24 | 0.25 | 0.57 | -0.02 | -1.25 | -0.37 | 0 |  | 0.4 | 0.37 | 0.23 | 239.55 | 1627.403 | 1.41
D | 4002 | 2022-02-04 | 14 | ON | 216.87 | 6.86 | 0.28 | 0.07 | 0.28 | 0.25 | 0.07 | 0.09 | -1.24 | -0.37 | 0 |  | 0.4 | 0.37 | 0.23 | 224.16 | 1619.971 | 0.95
D | 4002 | 2022-02-04 | 15 | ON | 217.03 | 6.86 | 0.28 | 0.07 | 0.43 | 0.25 | 1.6 | 0.13 | -1.21 | -0.37 | 0 |  | 0.4 | 0.37 | 0.23 | 226.07 | 1600.925 | 2.63
D | 4002 | 2022-02-04 | 16 | ON | 186.06 | 6.86 | 0.28 | 0.07 | 0.48 | 0.26 | 0.3 | 0.1 | -1.2 | -0.37 | 0 |  | 0.4 | 0.37 | 0.23 | 193.84 | 1591.641 | 1.39
D | 4002 | 2022-02-04 | 17 | ON | 213.64 | 6.86 | 0.28 | 0.07 | 1.13 | 0.26 | 0 | 0.1 | -1.23 | -0.37 | 0 |  | 0.4 | 0.37 | 0.23 | 221.74 | 1613.98 | 1.74
D | 4002 | 2022-02-04 | 18 | ON | 208.32 | 6.86 | 0.28 | 0.07 | 1.02 | 0.25 | 0.01 | 0.11 | -1.62 | -0.37 | 0 |  | 0.4 | 0.37 | 0.23 | 215.93 | 1691.254 | 1.63
D | 4002 | 2022-02-04 | 19 | ON | 223.39 | 6.86 | 0.28 | 0.07 | 0.6 | 0.25 | 0.28 | 0.09 | -1.2 | -0.37 | 0 |  | 0.4 | 0.37 | 0.23 | 231.25 | 1670.612 | 1.48
D | 4002 | 2022-02-04 | 20 | ON | 193.15 | 6.86 | 0.28 | 0.07 | 0.89 | 0.26 | 0.12 | -0.09 | -0.86 | -0.37 | 0 |  | 0.4 | 0.37 | 0.23 | 201.31 | 1597.922 | 1.62
D | 4002 | 2022-02-04 | 21 | ON | 177.89 | 6.86 | 0.28 | 0.07 | 0.91 | 0.27 | 0.33 | -0.15 | -1.18 | -0.37 | 0 |  | 0.4 | 0.37 | 0.23 | 185.91 | 1529.496 | 1.86
D | 4002 | 2022-02-04 | 22 | ON | 194.81 | 6.86 | 0.28 | 0.07 | 1.02 | 0.29 | 0.7 | -0.23 | -1.13 | -0.37 | 0 |  | 0.4 | 0.37 | 0.23 | 203.3 | 1442.711 | 2.36
D | 4002 | 2022-02-04 | 23 | ON | 158.42 | 6.86 | 0.28 | 0.07 | 0.62 | 0.3 | 0.01 | 0.05 | -0.8 | -0.37 | 0 |  | 0.4 | 0.37 | 0.23 | 166.44 | 1342.838 | 1.28
D | 4002 | 2022-02-04 | 24 | OFF | 143.91 | 6.86 | 0.28 | 0.07 | 1.35 | 0 | 0 | 0.07 | -1.33 | -0.37 | 0 |  | 0.4 | 0.37 | 0.23 | 151.84 | 1259.295 | 1.7
D | 4002 | 2022-02-05 | 1 | OFF | 132.42 | 6.86 | 0.35 | 0.07 | 0.15 | 0 | 0 | 0.08 | -1.33 | -0.37 | 0 |  | 0.4 | 0.37 | 0.23 | 139.23 | 1203.086 | 0.57
D | 4002 | 2022-02-05 | 2 | OFF | 133.83 | 6.86 | 0.35 | 0.07 | 0 | 0 | 0 | 0.09 | -1.12 | -0.37 | 0 |  | 0.4 | 0.37 | 0.23 | 140.71 | 1173.434 | 0.42
D | 4002 | 2022-02-05 | 3 | OFF | 133.22 | 6.86 | 0.35 | 0.07 | 0 | 0 | 0 | -0.04 | -1.32 | -0.37 | 0 |  | 0.4 | 0.37 | 0.23 | 139.77 | 1158.887 | 0.42
D | 4002 | 2022-02-05 | 4 | OFF | 120.34 | 6.86 | 0.35 | 0.07 | 0 | 0 | 0 | 0.17 | -1.36 | -0.37 | 0 |  | 0.4 | 0.37 | 0.23 | 127.06 | 1160.321 | 0.42
D | 4002 | 2022-02-05 | 5 | OFF | 122.8 | 6.86 | 0.35 | 0.07 | 0.22 | 0 | 0 | 0.06 | -1.29 | -0.37 | 0 |  | 0.4 | 0.37 | 0.23 | 129.7 | 1180.444 | 0.64
D | 4002 | 2022-02-05 | 6 | OFF | 135.05 | 6.86 | 0.35 | 0.07 | 0.04 | 0 | 0 | 0.17 | -1.51 | -0.37 | 0 |  | 0.4 | 0.37 | 0.23 | 141.66 | 1228.12 | 0.46
D | 4002 | 2022-02-05 | 7 | OFF | 142.72 | 6.86 | 0.35 | 0.07 | 0.54 | 0 | 0 | 0.25 | -1.88 | -0.37 | 0 |  | 0.4 | 0.37 | 0.23 | 149.54 | 1308.393 | 0.96
D | 4002 | 2022-02-05 | 8 | OFF | 140.19 | 6.86 | 0.35 | 0.07 | 0.21 | 0 | 0 | 0.11 | -1.27 | -0.37 | 0 |  | 0.4 | 0.37 | 0.23 | 147.15 | 1397.81 | 0.63
D | 4002 | 2022-02-05 | 9 | OFF | 169.55 | 6.86 | 0.35 | 0.07 | 0.28 | 0 | 0.36 | 0.07 | -1.42 | -0.37 | 0 |  | 0.4 | 0.37 | 0.23 | 176.75 | 1482.835 | 1.06
D | 4002 | 2022-02-05 | 10 | OFF | 213.3 | 6.86 | 0.35 | 0.07 | 0.7 | 0 | 0.03 | 0.08 | -1.4 | -0.37 | 0 |  | 0.4 | 0.37 | 0.23 | 220.62 | 1525.173 | 1.15
D | 4002 | 2022-02-05 | 11 | OFF | 212.52 | 6.86 | 0.35 | 0.07 | 0.38 | 0 | 0 | -0.07 | -1.43 | -0.37 | 0 |  | 0.4 | 0.37 | 0.23 | 219.31 | 1540.509 | 0.8
D | 4002 | 2022-02-05 | 12 | OFF | 178.63 | 6.86 | 0.35 | 0.07 | 0.33 | 0 | 0 | 0.28 | -1.09 | -0.37 | 0 |  | 0.4 | 0.37 | 0.23 | 186.06 | 1533.771 | 0.75
D | 4002 | 2022-02-05 | 13 | OFF | 142.34 | 6.86 | 0.35 | 0.07 | 0.36 | 0 | 0 | 0.05 | -1.09 | -0.37 | 0 |  | 0.4 | 0.37 | 0.23 | 149.57 | 1510.114 | 0.78
D | 4002 | 2022-02-05 | 14 | OFF | 127.17 | 6.86 | 0.35 | 0.07 | 0.21 | 0 | 0 | 0.04 | -0.97 | -0.37 | 0 |  | 0.4 | 0.37 | 0.23 | 134.36 | 1485.553 | 0.63
D | 4002 | 2022-02-05 | 15 | OFF | 125.7 | 6.86 | 0.35 | 0.07 | 0.25 | 0 | 0 | 0.14 | -0.99 | -0.37 | 0 |  | 0.4 | 0.37 | 0.23 | 133.01 | 1476.933 | 0.67
D | 4002 | 2022-02-05 | 16 | OFF | 128.02 | 6.86 | 0.35 | 0.07 | 0.13 | 0 | 0 | 0.01 | -1.11 | -0.37 | 0 |  | 0.4 | 0.37 | 0.23 | 134.96 | 1490.762 | 0.55
D | 4002 | 2022-02-05 | 17 | OFF | 140.97 | 6.86 | 0.35 | 0.07 | 0.12 | 0 | 0 | 0.11 | -1.06 | -0.37 | 0 |  | 0.4 | 0.37 | 0.23 | 148.05 | 1548.697 | 0.54
D | 4002 | 2022-02-05 | 18 | OFF | 173.89 | 6.86 | 0.35 | 0.07 | 0.31 | 0 | 0 | 0.44 | -1.57 | -0.37 | 0 |  | 0.4 | 0.37 | 0.23 | 180.98 | 1662.617 | 0.73
D | 4002 | 2022-02-05 | 19 | OFF | 166.68 | 6.86 | 0.35 | 0.07 | 0.62 | 0 | 0 | 0.03 | -1.86 | -0.37 | 0 |  | 0.4 | 0.37 | 0.23 | 173.38 | 1670.915 | 1.04
D | 4002 | 2022-02-05 | 20 | OFF | 190.59 | 6.86 | 0.35 | 0.07 | 0.98 | 0 | 0.19 | 0.12 | -1.55 | -0.37 | 0 |  | 0.4 | 0.37 | 0.23 | 198.24 | 1624.679 | 1.59
D | 4002 | 2022-02-05 | 21 | OFF | 146.93 | 6.86 | 0.35 | 0.07 | 0.2 | 0 | 0.08 | -0.01 | -1.46 | -0.37 | 0 |  | 0.4 | 0.37 | 0.23 | 153.65 | 1569.417 | 0.7
D | 4002 | 2022-02-05 | 22 | OFF | 144.52 | 6.86 | 0.35 | 0.07 | 0.72 | 0 | 0.21 | 0.05 | -1.18 | -0.37 | 0 |  | 0.4 | 0.37 | 0.23 | 152.23 | 1502.105 | 1.35
D | 4002 | 2022-02-05 | 23 | OFF | 142.96 | 6.86 | 0.35 | 0.07 | 0.57 | 0 | 0 | 0.2 | -1.07 | -0.37 | 0 |  | 0.4 | 0.37 | 0.23 | 150.57 | 1424.162 | 0.99
D | 4002 | 2022-02-05 | 24 | OFF | 160.99 | 6.86 | 0.35 | 0.07 | 2.77 | 0 | 0 | 0.29 | -1.65 | -0.37 | 0 |  | 0.4 | 0.37 | 0.23 | 170.31 | 1352.739 | 3.19
D | 4002 | 2022-02-06 | 1 | OFF | 174.55 | 6.86 | 0.88 | 0.14 | 1.62 | 0 | 0 | 0.01 | -0.75 | -0.37 | 0 |  | 0.4 | 0.37 | 0.23 | 183.94 | 1302.489 | 2.64
D | 4002 | 2022-02-06 | 2 | OFF | 131.64 | 6.86 | 0.88 | 0.14 | 0.46 | 0 | 0 | 0.2 | -0.86 | -0.37 | 0 |  | 0.4 | 0.37 | 0.23 | 139.95 | 1274.598 | 1.48
D | 4002 | 2022-02-06 | 3 | OFF | 130.73 | 6.86 | 0.88 | 0.14 | 0.03 | 0 | 0 | 0.11 | -0.84 | -0.37 | 0 |  | 0.4 | 0.37 | 0.23 | 138.54 | 1265.959 | 1.05
D | 4002 | 2022-02-06 | 4 | OFF | 131.49 | 6.86 | 0.88 | 0.14 | 0 | 0 | 0 | -0.01 | -0.9 | -0.37 | 0 |  | 0.4 | 0.37 | 0.23 | 139.09 | 1266.773 | 1.02
D | 4002 | 2022-02-06 | 5 | OFF | 131.08 | 6.86 | 0.88 | 0.14 | 0 | 0 | 0 | 0.15 | -0.97 | -0.37 | 0 |  | 0.4 | 0.37 | 0.23 | 138.77 | 1281.376 | 1.02
D | 4002 | 2022-02-06 | 6 | OFF | 131.15 | 6.86 | 0.88 | 0.14 | 0 | 0 | 0 | 0.22 | -1.31 | -0.37 | 0 |  | 0.4 | 0.37 | 0.23 | 138.57 | 1319.621 | 1.02
D | 4002 | 2022-02-06 | 7 | OFF | 193.5 | 6.86 | 0.88 | 0.14 | 0.66 | 0 | 0 | 0.16 | -1.31 | -0.37 | 0 |  | 0.4 | 0.37 | 0.23 | 201.52 | 1382.882 | 1.68
D | 4002 | 2022-02-06 | 8 | OFF | 209.56 | 6.86 | 0.88 | 0.14 | 0.28 | 0 | 0.56 | 0.28 | -1.3 | -0.37 | 0 |  | 0.4 | 0.37 | 0.23 | 217.89 | 1461.826 | 1.86
D | 4002 | 2022-02-06 | 9 | OFF | 215.2 | 6.86 | 0.88 | 0.14 | 0.19 | 0 | 0.05 | 0.21 | -1.58 | -0.37 | 0 |  | 0.4 | 0.37 | 0.23 | 222.58 | 1536.247 | 1.26
D | 4002 | 2022-02-06 | 10 | OFF | 197.1 | 6.86 | 0.88 | 0.14 | 0.46 | 0 | 0 | 0.12 | -1.54 | -0.37 | 0 |  | 0.4 | 0.37 | 0.23 | 204.65 | 1579.442 | 1.48
D | 4002 | 2022-02-06 | 11 | OFF | 153.07 | 6.86 | 0.88 | 0.14 | 0.44 | 0 | 0 | 0.14 | -1.29 | -0.37 | 0 |  | 0.4 | 0.37 | 0.23 | 160.87 | 1575.473 | 1.46
D | 4002 | 2022-02-06 | 12 | OFF | 138.95 | 6.86 | 0.88 | 0.14 | 0.33 | 0 | 0 | 0.09 | -1.32 | -0.37 | 0 |  | 0.4 | 0.37 | 0.23 | 146.56 | 1557.553 | 1.35
D | 4002 | 2022-02-06 | 13 | OFF | 136.44 | 6.86 | 0.88 | 0.14 | 0.35 | 0 | 0 | 0.13 | -1.18 | -0.37 | 0 |  | 0.4 | 0.37 | 0.23 | 144.25 | 1531.116 | 1.37
D | 4002 | 2022-02-06 | 14 | OFF | 124.13 | 6.86 | 0.88 | 0.14 | 0.31 | 0 | 0 | 0.03 | -1.04 | -0.37 | 0 |  | 0.4 | 0.37 | 0.23 | 131.94 | 1505.591 | 1.33
D | 4002 | 2022-02-06 | 15 | OFF | 128.67 | 6.86 | 0.88 | 0.14 | 0.41 | 0 | 0 | 0.06 | -1.01 | -0.37 | 0 |  | 0.4 | 0.37 | 0.23 | 136.64 | 1480.894 | 1.43
D | 4002 | 2022-02-06 | 16 | OFF | 129.52 | 6.86 | 0.88 | 0.14 | 0.23 | 0 | 0 | 0.15 | -1.2 | -0.37 | 0 |  | 0.4 | 0.37 | 0.23 | 137.21 | 1499.046 | 1.25
D | 4002 | 2022-02-06 | 17 | OFF | 167.02 | 6.86 | 0.88 | 0.14 | 0.14 | 0 | 0 | 0.24 | -0.43 | -0.37 | 0 |  | 0.4 | 0.37 | 0.23 | 175.48 | 1562.197 | 1.16
D | 4002 | 2022-02-06 | 18 | OFF | 211.5 | 6.86 | 0.88 | 0.14 | 0.19 | 0 | 0 | 0.1 | -1.44 | -0.37 | 0 |  | 0.4 | 0.37 | 0.23 | 218.86 | 1675.207 | 1.21
D | 4002 | 2022-02-06 | 19 | OFF | 230.23 | 6.86 | 0.88 | 0.14 | 0.96 | 0 | 0 | 0.13 | -1.76 | -0.37 | 0 |  | 0.4 | 0.37 | 0.23 | 238.07 | 1684.882 | 1.98
D | 4002 | 2022-02-06 | 20 | OFF | 226.9 | 6.86 | 0.88 | 0.14 | 0.46 | 0 | 0.15 | 0.25 | -1.37 | -0.37 | 0 |  | 0.4 | 0.37 | 0.23 | 234.9 | 1628.647 | 1.63
D | 4002 | 2022-02-06 | 21 | OFF | 203.21 | 6.86 | 0.88 | 0.14 | 1.11 | 0 | 0.09 | 0.24 | -0.91 | -0.37 | 0 |  | 0.4 | 0.37 | 0.23 | 212.25 | 1553.728 | 2.22
D | 4002 | 2022-02-06 | 22 | OFF | 144.98 | 6.86 | 0.88 | 0.14 | 0.5 | 0 | 0.03 | 0.14 | -0.76 | -0.37 | 0 |  | 0.4 | 0.37 | 0.23 | 153.4 | 1461.153 | 1.55
D | 4002 | 2022-02-06 | 23 | OFF | 121.95 | 6.86 | 0.88 | 0.14 | 0.33 | 0 | 0 | 0.12 | -0.66 | -0.37 | 0 |  | 0.4 | 0.37 | 0.23 | 130.25 | 1361.157 | 1.35
D | 4002 | 2022-02-06 | 24 | OFF | 120.63 | 6.86 | 0.88 | 0.14 | 0.96 | 0 | 0 | 0.11 | -0.72 | -0.37 | 0 |  | 0.4 | 0.37 | 0.23 | 129.49 | 1286.245 | 1.98
D | 4002 | 2022-02-07 | 1 | OFF | 141.35 | 6.86 | 1.94 | 0.65 | 0.07 | 0 | 0 | -0.03 | -1.46 | -0.37 | 0 |  | 0.4 | 0.37 | 0.23 | 150.01 | 1245.388 | 2.66
D | 4002 | 2022-02-07 | 2 | OFF | 163.35 | 6.86 | 1.94 | 0.65 | 0.57 | 0 | 0 | 0.07 | -1.18 | -0.37 | 0 |  | 0.4 | 0.37 | 0.23 | 172.89 | 1226.649 | 3.16
D | 4002 | 2022-02-07 | 3 | OFF | 146.85 | 6.86 | 1.94 | 0.65 | 0.79 | 0 | 0 | 0.05 | -1.2 | -0.37 | 0 |  | 0.4 | 0.37 | 0.23 | 156.57 | 1218.585 | 3.38
D | 4002 | 2022-02-07 | 4 | OFF | 185.43 | 6.86 | 1.94 | 0.65 | 0.97 | 0 | 0 | 0.14 | -1.16 | -0.37 | 0 |  | 0.4 | 0.37 | 0.23 | 195.46 | 1232.914 | 3.56
D | 4002 | 2022-02-07 | 5 | OFF | 195.58 | 6.86 | 1.94 | 0.65 | 0.28 | 0 | 0 | 0.3 | -1.3 | -0.37 | 0 |  | 0.4 | 0.37 | 0.23 | 204.94 | 1279.468 | 2.87
D | 4002 | 2022-02-07 | 6 | OFF | 224.73 | 6.86 | 1.94 | 0.65 | 1.33 | 0 | 0 | 0.13 | -0.51 | -0.37 | 0 |  | 0.4 | 0.37 | 0.23 | 235.76 | 1383.106 | 3.92
D | 4002 | 2022-02-07 | 7 | OFF | 274.33 | 6.86 | 1.94 | 0.65 | 0.64 | 0 | 0.09 | 0.15 | -0.68 | -0.37 | 0 |  | 0.4 | 0.37 | 0.23 | 284.61 | 1538.072 | 3.32
D | 4002 | 2022-02-07 | 8 | ON | 307.18 | 6.86 | 1.94 | 0.65 | 1.43 | 0.26 | 0.33 | 0.28 | -0.89 | -0.37 | 0 |  | 0.4 | 0.37 | 0.23 | 318.67 | 1628.628 | 4.61
D | 4002 | 2022-02-07 | 9 | ON | 313.1 | 6.86 | 1.94 | 0.65 | 1.01 | 0.26 | 0.41 | 0.13 | -0.93 | -0.37 | 0 |  | 0.4 | 0.37 | 0.23 | 324.06 | 1662.664 | 4.27
D | 4002 | 2022-02-07 | 10 | ON | 323.09 | 6.86 | 1.94 | 0.65 | 1.07 | 0.26 | 1.13 | -0.33 | -1.18 | -0.37 | 0 |  | 0.4 | 0.37 | 0.23 | 334.12 | 1667.217 | 5.05
D | 4002 | 2022-02-07 | 11 | ON | 315.44 | 6.86 | 1.94 | 0.65 | 2.18 | 0.26 | 1.78 | 0.4 | -1.19 | -0.37 | 0 |  | 0.4 | 0.37 | 0.23 | 328.95 | 1665.045 | 6.81
D | 4002 | 2022-02-07 | 12 | ON | 170.43 | 6.86 | 1.94 | 0.65 | 0.95 | 0.26 | 0.57 | 0.15 | -1.26 | -0.37 | 0 |  | 0.4 | 0.37 | 0.23 | 181.18 | 1655.743 | 4.37
D | 4002 | 2022-02-07 | 13 | ON | 152.17 | 6.86 | 1.94 | 0.65 | 0.33 | 0.27 | 0 | 0.14 | -1.34 | -0.37 | 0 |  | 0.4 | 0.37 | 0.23 | 161.65 | 1627.425 | 3.19
D | 4002 | 2022-02-07 | 14 | ON | 147.48 | 6.86 | 1.94 | 0.65 | 0.22 | 0.27 | 0 | 0.07 | -1.1 | -0.37 | 0 |  | 0.4 | 0.37 | 0.23 | 157.02 | 1606.323 | 3.08
D | 4002 | 2022-02-07 | 15 | ON | 140.71 | 6.86 | 1.94 | 0.65 | 0.18 | 0.27 | 0 | 0.17 | -0.93 | -0.37 | 0 |  | 0.4 | 0.37 | 0.23 | 150.48 | 1582.486 | 3.04
D | 4002 | 2022-02-07 | 16 | ON | 143.04 | 6.86 | 1.94 | 0.65 | 0.16 | 0.27 | 0 | 0.13 | -0.81 | -0.37 | 0 |  | 0.4 | 0.37 | 0.23 | 152.87 | 1581.073 | 3.02
D | 4002 | 2022-02-07 | 17 | ON | 184.86 | 6.86 | 1.94 | 0.65 | 0.21 | 0.26 | 0 | 0.13 | -0.71 | -0.37 | 0 |  | 0.4 | 0.37 | 0.23 | 194.83 | 1619.636 | 3.06
D | 4002 | 2022-02-07 | 18 | ON | 294.47 | 6.86 | 1.94 | 0.65 | 0.89 | 0.25 | 1.23 | 0.13 | -0.82 | -0.37 | 0 |  | 0.4 | 0.37 | 0.23 | 306.23 | 1708.182 | 4.96
D | 4002 | 2022-02-07 | 19 | ON | 323 | 6.86 | 1.94 | 0.65 | 2.12 | 0.25 | 1.57 | 0.65 | -0.81 | -0.37 | 0 |  | 0.4 | 0.37 | 0.23 | 336.86 | 1696.583 | 6.53
D | 4002 | 2022-02-07 | 20 | ON | 158.56 | 6.86 | 1.94 | 0.65 | 0.7 | 0.26 | 0.06 | 0.12 | -0.87 | -0.37 | 0 |  | 0.4 | 0.37 | 0.23 | 168.91 | 1621.851 | 3.61
D | 4002 | 2022-02-07 | 21 | ON | 139.8 | 6.86 | 1.94 | 0.65 | 0.15 | 0.28 | 0 | 0.1 | -0.7 | -0.37 | 0 |  | 0.4 | 0.37 | 0.23 | 149.71 | 1537.71 | 3.02
D | 4002 | 2022-02-07 | 22 | ON | 160.32 | 6.86 | 1.94 | 0.65 | 0.28 | 0.29 | 0.58 | 0.17 | -0.52 | -0.37 | 0 |  | 0.4 | 0.37 | 0.23 | 171.2 | 1426.383 | 3.74
D | 4002 | 2022-02-07 | 23 | ON | 118.21 | 6.86 | 1.94 | 0.65 | 0.29 | 0.32 | 0 | 0.03 | -0.45 | -0.37 | 0 |  | 0.4 | 0.37 | 0.23 | 128.48 | 1309.315 | 3.2
D | 4002 | 2022-02-07 | 24 | OFF | 118.62 | 6.86 | 1.94 | 0.65 | 0.85 | 0 | 0 | 0.39 | -0.36 | -0.37 | 0 |  | 0.4 | 0.37 | 0.23 | 129.58 | 1218.039 | 3.44
D | 4002 | 2022-02-08 | 1 | OFF | 114.81 | 6.86 | 0.71 | 0.06 | 0.09 | 0 | 0 | 0.04 | 2.56 | -0.37 | 0 |  | 0.4 | 0.37 | 0.23 | 125.76 | 1156.741 | 0.86
D | 4002 | 2022-02-08 | 2 | OFF | 116.69 | 6.86 | 0.71 | 0.06 | 0.05 | 0 | 0 | 0.14 | 3.41 | -0.37 | 0 |  | 0.4 | 0.37 | 0.23 | 128.55 | 1121.914 | 0.82
D | 4002 | 2022-02-08 | 3 | OFF | 113.09 | 6.86 | 0.71 | 0.06 | 0.07 | 0 | 0 | 0.17 | 2.8 | -0.37 | 0 |  | 0.4 | 0.37 | 0.23 | 124.39 | 1107.244 | 0.84
D | 4002 | 2022-02-08 | 4 | OFF | 103.19 | 6.86 | 0.71 | 0.06 | 0.09 | 0 | 0 | 0.25 | 2.65 | -0.37 | 0 |  | 0.4 | 0.37 | 0.23 | 114.44 | 1101.525 | 0.86
D | 4002 | 2022-02-08 | 5 | OFF | 111.48 | 6.86 | 0.71 | 0.06 | 0.06 | 0 | 0 | 0.35 | 2 | -0.37 | 0 |  | 0.4 | 0.37 | 0.23 | 122.15 | 1139.768 | 0.83
D | 4002 | 2022-02-08 | 6 | OFF | 138.97 | 6.86 | 0.71 | 0.06 | 0.51 | 0 | 0 | 0.63 | 0.04 | -0.37 | 0 |  | 0.4 | 0.37 | 0.23 | 148.41 | 1238.555 | 1.28
D | 4002 | 2022-02-08 | 7 | OFF | 146.98 | 6.86 | 0.71 | 0.06 | 0.53 | 0 | 0.08 | 0.22 | -1.65 | -0.37 | 0 |  | 0.4 | 0.37 | 0.23 | 154.42 | 1381.052 | 1.38
D | 4002 | 2022-02-08 | 8 | ON | 176.91 | 6.86 | 0.71 | 0.06 | 1.38 | 0.29 | 0.46 | 0.11 | -2.81 | -0.37 | 0 |  | 0.4 | 0.37 | 0.23 | 184.6 | 1472.108 | 2.9
D | 4002 | 2022-02-08 | 9 | ON | 181.07 | 6.86 | 0.71 | 0.06 | 0.65 | 0.28 | 0.41 | 0.19 | -2.42 | -0.37 | -0.01 |  | 0.4 | 0.37 | 0.23 | 188.43 | 1507.079 | 2.1
D | 4002 | 2022-02-08 | 10 | ON | 117.58 | 6.86 | 0.71 | 0.06 | 0.28 | 0.29 | 0 | -0.04 | -1.87 | -0.37 | -0.09 |  | 0.4 | 0.37 | 0.23 | 124.41 | 1509.167 | 1.25
D | 4002 | 2022-02-08 | 11 | ON | 97.84 | 6.86 | 0.71 | 0.06 | 0.33 | 0.29 | 0 | 0.03 | -1.32 | -0.37 | -0.07 |  | 0.4 | 0.37 | 0.23 | 105.36 | 1505.008 | 1.32
D | 4002 | 2022-02-08 | 12 | ON | 88.82 | 6.86 | 0.71 | 0.06 | 0.18 | 0.29 | 0 | -0.02 | -0.67 | -0.37 | 0 |  | 0.4 | 0.37 | 0.23 | 96.86 | 1489.734 | 1.24
D | 4002 | 2022-02-08 | 13 | ON | 86.48 | 6.86 | 0.71 | 0.06 | 0.16 | 0.3 | 0 | -0.5 | -0.08 | -0.37 | 0 |  | 0.4 | 0.37 | 0.23 | 94.62 | 1474.228 | 1.23
D | 4002 | 2022-02-08 | 14 | ON | 83.31 | 6.86 | 0.71 | 0.06 | 0.59 | 0.29 | 0 | -0.01 | -1.27 | -0.37 | 0 |  | 0.4 | 0.37 | 0.23 | 91.17 | 1455.638 | 1.65
D | 4002 | 2022-02-08 | 15 | ON | 82.73 | 6.86 | 0.71 | 0.06 | 0.73 | 0.29 | 0 | -0.33 | -0.7 | -0.37 | 0 |  | 0.4 | 0.37 | 0.23 | 90.98 | 1443.363 | 1.79
D | 4002 | 2022-02-08 | 16 | ON | 82.73 | 6.86 | 0.71 | 0.06 | 1.07 | 0.29 | 0 | -0.01 | -1.36 | -0.37 | 0 |  | 0.4 | 0.37 | 0.23 | 90.98 | 1449.146 | 2.13
D | 4002 | 2022-02-08 | 17 | ON | 107.57 | 6.86 | 0.71 | 0.06 | 0.85 | 0.28 | 0 | -0.01 | -1.1 | -0.37 | 0 |  | 0.4 | 0.37 | 0.23 | 115.85 | 1502.417 | 1.9
D | 4002 | 2022-02-08 | 18 | ON | 117.07 | 6.86 | 0.71 | 0.06 | 0.21 | 0.26 | 0.01 | -0.01 | -1.35 | -0.37 | 0 |  | 0.4 | 0.37 | 0.23 | 124.45 | 1607.67 | 1.25
D | 4002 | 2022-02-08 | 19 | ON | 117.47 | 6.86 | 0.71 | 0.06 | 0.16 | 0.26 | 0 | 0.02 | -1.58 | -0.37 | 0 |  | 0.4 | 0.37 | 0.23 | 124.59 | 1619.701 | 1.19
D | 4002 | 2022-02-08 | 20 | ON | 112.07 | 6.86 | 0.71 | 0.06 | 0.2 | 0.27 | 0 | 0.06 | -1.34 | -0.37 | 0 |  | 0.4 | 0.37 | 0.23 | 119.52 | 1557.592 | 1.24
D | 4002 | 2022-02-08 | 21 | ON | 115.1 | 6.86 | 0.71 | 0.06 | 0.13 | 0.28 | 0 | 0.05 | -1.26 | -0.37 | 0 |  | 0.4 | 0.37 | 0.23 | 122.56 | 1485.145 | 1.18
D | 4002 | 2022-02-08 | 22 | ON | 132.52 | 6.86 | 0.71 | 0.06 | 0.27 | 0.3 | 0.42 | -0.07 | -1.74 | -0.37 | 0 |  | 0.4 | 0.37 | 0.23 | 139.96 | 1384.849 | 1.76
D | 4002 | 2022-02-08 | 23 | ON | 117.26 | 6.86 | 0.71 | 0.06 | 0.5 | 0.32 | 0.13 | 0.06 | -0.28 | -0.37 | 0 |  | 0.4 | 0.37 | 0.23 | 126.25 | 1276.97 | 1.72
D | 4002 | 2022-02-08 | 24 | OFF | 115.7 | 6.86 | 0.71 | 0.06 | 0.23 | 0 | 0 | 0.01 | 0.31 | -0.37 | 0 |  | 0.4 | 0.37 | 0.23 | 124.51 | 1193.595 | 1
D | 4002 | 2022-02-09 | 1 | OFF | 120.12 | 6.86 | 0.42 | 0.04 | 0.06 | 0 | 0 | -0.04 | -1.48 | -0.37 | 0 |  | 0.4 | 0.37 | 0.23 | 126.61 | 1144.521 | 0.52
D | 4002 | 2022-02-09 | 2 | OFF | 102.56 | 6.86 | 0.42 | 0.04 | 0.16 | 0 | 0 | 0.04 | -1.1 | -0.37 | 0 |  | 0.4 | 0.37 | 0.23 | 109.61 | 1116.621 | 0.62
D | 4002 | 2022-02-09 | 3 | OFF | 89.91 | 6.86 | 0.42 | 0.04 | 1.04 | 0 | 0 | -0.05 | -1.15 | -0.37 | 0 |  | 0.4 | 0.37 | 0.23 | 97.7 | 1124.7 | 1.5
D | 4002 | 2022-02-09 | 4 | OFF | 88.95 | 6.86 | 0.42 | 0.04 | 0.11 | 0 | 0 | 0.04 | -1.17 | -0.37 | 0 |  | 0.4 | 0.37 | 0.23 | 95.88 | 1133.771 | 0.57
D | 4002 | 2022-02-09 | 5 | OFF | 100.09 | 6.86 | 0.42 | 0.04 | 0.16 | 0 | 0 | -0.02 | -1.16 | -0.37 | 0 |  | 0.4 | 0.37 | 0.23 | 107.02 | 1177.674 | 0.62
D | 4002 | 2022-02-09 | 6 | OFF | 100.17 | 6.86 | 0.42 | 0.04 | 1.06 | 0 | 0 | 0.04 | -1.31 | -0.37 | 0 |  | 0.4 | 0.37 | 0.23 | 107.91 | 1281.479 | 1.52
D | 4002 | 2022-02-09 | 7 | OFF | 117.46 | 6.86 | 0.42 | 0.04 | 0.51 | 0 | 0 | 0.03 | -1.18 | -0.37 | 0 |  | 0.4 | 0.37 | 0.23 | 124.77 | 1439.412 | 0.97
D | 4002 | 2022-02-09 | 8 | ON | 102.76 | 6.86 | 0.42 | 0.04 | 0.38 | 0.28 | 0 | -0.03 | -1.37 | -0.37 | 0 |  | 0.4 | 0.37 | 0.23 | 109.97 | 1517.139 | 1.12
D | 4002 | 2022-02-09 | 9 | ON | 85.3 | 6.86 | 0.42 | 0.04 | 0.1 | 0.29 | 0 | 0.04 | -1.04 | -0.37 | 0 |  | 0.4 | 0.37 | 0.23 | 92.64 | 1505.686 | 0.85
D | 4002 | 2022-02-09 | 10 | ON | 68.77 | 6.86 | 0.42 | 0.04 | 0.06 | 0.21 | 0 | 0 | -0.8 | -0.37 | 0 |  | 0.4 | 0.37 | 0.23 | 76.19 | 1469.332 | 0.73
D | 4002 | 2022-02-09 | 11 | ON | 28.41 | 6.86 | 0.42 | 0.04 | 0.28 | 0.22 | 0 | 0.02 | -0.59 | -0.37 | 0 |  | 0.4 | 0.37 | 0.23 | 36.29 | 1436.674 | 0.96
D | 4002 | 2022-02-09 | 12 | ON | 24.53 | 6.86 | 0.42 | 0.04 | 0.74 | 0.23 | 0 | 0.14 | -0.72 | -0.37 | 0 |  | 0.4 | 0.37 | 0.23 | 32.87 | 1403.135 | 1.43
D | 4002 | 2022-02-09 | 13 | ON | 8.51 | 6.86 | 0.42 | 0.04 | 0.39 | 0.33 | 0 | 0 | -0.69 | -0.37 | 0 |  | 0.4 | 0.37 | 0.23 | 16.49 | 1363 | 1.18
D | 4002 | 2022-02-09 | 14 | ON | 56.43 | 6.86 | 0.42 | 0.04 | 0.24 | 0.33 | 0 | 0 | -0.87 | -0.37 | 0 |  | 0.4 | 0.37 | 0.23 | 64.08 | 1343.084 | 1.03
D | 4002 | 2022-02-09 | 15 | ON | 59.03 | 6.86 | 0.42 | 0.04 | 0.19 | 0.33 | 0 | -0.08 | -0.94 | -0.37 | 0 |  | 0.4 | 0.37 | 0.23 | 66.48 | 1332.488 | 0.98
D | 4002 | 2022-02-09 | 16 | ON | 62.41 | 6.86 | 0.42 | 0.04 | 0.08 | 0.32 | 0 | -0.08 | -0.71 | -0.37 | 0 |  | 0.4 | 0.37 | 0.23 | 69.97 | 1354.883 | 0.86
D | 4002 | 2022-02-09 | 17 | ON | 64.5 | 6.86 | 0.42 | 0.04 | 0.15 | 0.29 | 0 | 0.05 | -0.68 | -0.37 | 0 |  | 0.4 | 0.37 | 0.23 | 72.26 | 1424.462 | 0.9
D | 4002 | 2022-02-09 | 18 | ON | 102.93 | 6.86 | 0.42 | 0.04 | 0.19 | 0.24 | 0.02 | -0.03 | -0.84 | -0.37 | 0 |  | 0.4 | 0.37 | 0.23 | 110.46 | 1563.146 | 0.91
D | 4002 | 2022-02-09 | 19 | ON | 112.87 | 6.86 | 0.42 | 0.04 | 0.29 | 0.26 | 0 | 0.1 | -0.98 | -0.37 | 0 |  | 0.4 | 0.37 | 0.23 | 120.49 | 1587.33 | 1.01
D | 4002 | 2022-02-09 | 20 | ON | 87.42 | 6.86 | 0.42 | 0.04 | 0.3 | 0.27 | 0 | -0.02 | -0.79 | -0.37 | 0 |  | 0.4 | 0.37 | 0.23 | 95.13 | 1539.756 | 1.03
D | 4002 | 2022-02-09 | 21 | ON | 82.95 | 6.86 | 0.42 | 0.04 | 0.34 | 0.28 | 0 | -0.03 | -1.11 | -0.37 | 0 |  | 0.4 | 0.37 | 0.23 | 90.38 | 1477.688 | 1.08
D | 4002 | 2022-02-09 | 22 | ON | 82.85 | 6.86 | 0.42 | 0.04 | 0.34 | 0.3 | 0 | 0.02 | -1.07 | -0.37 | 0 |  | 0.4 | 0.37 | 0.23 | 90.39 | 1380.583 | 1.1
D | 4002 | 2022-02-09 | 23 | ON | 64.38 | 6.86 | 0.42 | 0.04 | 0.48 | 0.32 | 0 | 0.1 | -1.18 | -0.37 | 0 |  | 0.4 | 0.37 | 0.23 | 72.05 | 1274.85 | 1.26
D | 4002 | 2022-02-09 | 24 | OFF | 60.98 | 6.86 | 0.42 | 0.04 | 1.44 | 0 | 0 | -0.06 | -1.1 | -0.37 | 0 |  | 0.4 | 0.37 | 0.23 | 69.21 | 1192.567 | 1.9
D | 4002 | 2022-02-10 | 1 | OFF | 67.35 | 6.86 | 0.32 | 0.02 | 0.12 | 0 | 0 | -0.1 | -0.65 | -0.37 | 0 |  | 0.4 | 0.37 | 0.23 | 74.55 | 1135.19 | 0.46
D | 4002 | 2022-02-10 | 2 | OFF | 69.66 | 6.86 | 0.32 | 0.02 | 0.07 | 0 | 0 | 0.06 | -0.57 | -0.37 | 0 |  | 0.4 | 0.37 | 0.23 | 77.05 | 1110.536 | 0.41
D | 4002 | 2022-02-10 | 3 | OFF | 75.94 | 6.86 | 0.32 | 0.02 | 0.04 | 0 | 0 | -0.14 | -0.46 | -0.37 | 0 |  | 0.4 | 0.37 | 0.23 | 83.21 | 1096.625 | 0.38
D | 4002 | 2022-02-10 | 4 | OFF | 79.33 | 6.86 | 0.32 | 0.02 | 0.06 | 0 | 0 | 0.05 | -0.56 | -0.37 | 0 |  | 0.4 | 0.37 | 0.23 | 86.71 | 1104.143 | 0.4
D | 4002 | 2022-02-10 | 5 | OFF | 79.91 | 6.86 | 0.32 | 0.02 | 0.01 | 0 | 0 | 0.16 | -0.61 | -0.37 | 0 |  | 0.4 | 0.37 | 0.23 | 87.3 | 1146.39 | 0.35
D | 4002 | 2022-02-10 | 6 | OFF | 80.5 | 6.86 | 0.32 | 0.02 | 0.8 | 0 | 0.04 | 0.09 | -0.52 | -0.37 | 0 |  | 0.4 | 0.37 | 0.23 | 88.74 | 1245.271 | 1.18
D | 4002 | 2022-02-10 | 7 | OFF | 86.9 | 6.86 | 0.32 | 0.02 | 0.33 | 0 | 0 | 0.11 | -0.55 | -0.37 | 0 |  | 0.4 | 0.37 | 0.23 | 94.62 | 1398.579 | 0.67
D | 4002 | 2022-02-10 | 8 | ON | 94.62 | 6.86 | 0.32 | 0.02 | 0.21 | 0.28 | 0.12 | 0.03 | -0.77 | -0.37 | 0 |  | 0.4 | 0.37 | 0.23 | 102.32 | 1480.929 | 0.95
D | 4002 | 2022-02-10 | 9 | ON | 79.05 | 6.86 | 0.32 | 0.02 | 0.06 | 0.29 | 0 | 0 | -0.59 | -0.37 | 0 |  | 0.4 | 0.37 | 0.23 | 86.64 | 1491.442 | 0.69
D | 4002 | 2022-02-10 | 10 | ON | 67.13 | 6.86 | 0.32 | 0.02 | 0.07 | 0.29 | 0 | -0.01 | -0.43 | -0.37 | 0 |  | 0.4 | 0.37 | 0.23 | 74.88 | 1471.891 | 0.7
D | 4002 | 2022-02-10 | 11 | ON | 47.62 | 6.86 | 0.32 | 0.02 | 0.08 | 0.31 | 0 | 0.02 | -0.54 | -0.37 | 0 |  | 0.4 | 0.37 | 0.23 | 55.32 | 1419.878 | 0.73
D | 4002 | 2022-02-10 | 12 | ON | 44.4 | 6.86 | 0.32 | 0.02 | 0.08 | 0.32 | 0 | -0.04 | -0.59 | -0.37 | 0 |  | 0.4 | 0.37 | 0.23 | 52 | 1404.359 | 0.74
D | 4002 | 2022-02-10 | 13 | ON | 51.29 | 6.86 | 0.32 | 0.02 | 0.06 | 0.32 | 0 | 0.01 | -0.47 | -0.37 | 0 |  | 0.4 | 0.37 | 0.23 | 59.04 | 1408.15 | 0.72
D | 4002 | 2022-02-10 | 14 | ON | 51.93 | 6.86 | 0.32 | 0.02 | 0.19 | 0.31 | 0 | 0.02 | -0.48 | -0.37 | 0 |  | 0.4 | 0.37 | 0.23 | 59.8 | 1411.557 | 0.84
D | 4002 | 2022-02-10 | 15 | ON | 50.35 | 6.86 | 0.32 | 0.02 | 0.9 | 0.31 | 0 | -0.04 | -0.51 | -0.37 | 0 |  | 0.4 | 0.37 | 0.23 | 58.84 | 1396.082 | 1.55
D | 4002 | 2022-02-10 | 16 | ON | 58.96 | 6.86 | 0.32 | 0.02 | 0.26 | 0.31 | 0 | -0.07 | -0.44 | -0.37 | 0 |  | 0.4 | 0.37 | 0.23 | 66.85 | 1420.037 | 0.91
D | 4002 | 2022-02-10 | 17 | ON | 58.28 | 6.86 | 0.32 | 0.02 | 0.16 | 0.29 | 0 | 0.11 | -0.57 | -0.37 | 0 |  | 0.4 | 0.37 | 0.23 | 66.1 | 1458.838 | 0.79
D | 4002 | 2022-02-10 | 18 | ON | 74.79 | 6.86 | 0.32 | 0.02 | 0.21 | 0.28 | 0.1 | 0.05 | -0.65 | -0.37 | 0 |  | 0.4 | 0.37 | 0.23 | 82.61 | 1552.52 | 0.93
D | 4002 | 2022-02-10 | 19 | ON | 65.6 | 6.86 | 0.32 | 0.02 | 0.32 | 0.27 | 0 | 0.1 | -0.73 | -0.37 | 0 |  | 0.4 | 0.37 | 0.23 | 73.39 | 1573.304 | 0.93
D | 4002 | 2022-02-10 | 20 | ON | 51.61 | 6.86 | 0.32 | 0.02 | 0.21 | 0.28 | 0 | 0.08 | -0.79 | -0.37 | 0 |  | 0.4 | 0.37 | 0.23 | 59.22 | 1523.371 | 0.83
D | 4002 | 2022-02-10 | 21 | ON | 43.17 | 6.86 | 0.32 | 0.02 | 0.13 | 0.29 | 0 | 0.04 | -0.79 | -0.37 | 0 |  | 0.4 | 0.37 | 0.23 | 50.67 | 1456.02 | 0.76
D | 4002 | 2022-02-10 | 22 | ON | 40.04 | 6.86 | 0.32 | 0.02 | 0.12 | 0.3 | 0 | 0.02 | -0.79 | -0.37 | 0 |  | 0.4 | 0.37 | 0.23 | 47.52 | 1358.056 | 0.76
D | 4002 | 2022-02-10 | 23 | ON | 38.09 | 6.86 | 0.32 | 0.02 | 0.16 | 0.33 | 0 | 0.07 | -0.78 | -0.37 | 0 |  | 0.4 | 0.37 | 0.23 | 45.7 | 1249.027 | 0.83
D | 4002 | 2022-02-10 | 24 | OFF | 40.15 | 6.86 | 0.32 | 0.02 | 0.39 | 0 | 0 | 0.05 | -0.83 | -0.37 | 0 |  | 0.4 | 0.37 | 0.23 | 47.59 | 1158.537 | 0.73
D | 4002 | 2022-02-11 | 1 | OFF | 40.94 | 6.86 | 0.32 | 0.03 | 0.03 | 0 | 0 | -0.04 | -0.42 | -0.37 | 0 |  | 0.4 | 0.37 | 0.23 | 48.35 | 1105.868 | 0.38
D | 4002 | 2022-02-11 | 2 | OFF | 39.47 | 6.86 | 0.32 | 0.03 | 0.11 | 0 | 0 | 0.12 | -0.36 | -0.37 | 0 |  | 0.4 | 0.37 | 0.23 | 47.18 | 1079.652 | 0.46
D | 4002 | 2022-02-11 | 3 | OFF | 39.83 | 6.86 | 0.32 | 0.03 | 0.13 | 0 | 0 | 0 | -0.42 | -0.37 | 0 |  | 0.4 | 0.37 | 0.23 | 47.38 | 1070.315 | 0.48
D | 4002 | 2022-02-11 | 4 | OFF | 44.38 | 6.86 | 0.32 | 0.03 | 0.12 | 0 | 0 | 0.05 | -0.45 | -0.37 | 0 |  | 0.4 | 0.37 | 0.23 | 51.94 | 1078.704 | 0.47
D | 4002 | 2022-02-11 | 5 | OFF | 45.8 | 6.86 | 0.32 | 0.03 | 0.1 | 0 | 0 | 0.1 | -0.47 | -0.37 | 0 |  | 0.4 | 0.37 | 0.23 | 53.37 | 1118.643 | 0.45
D | 4002 | 2022-02-11 | 6 | OFF | 39.55 | 6.86 | 0.32 | 0.03 | 0.58 | 0 | 0 | 0.08 | -0.34 | -0.37 | 0 |  | 0.4 | 0.37 | 0.23 | 47.71 | 1215.846 | 0.93
D | 4002 | 2022-02-11 | 7 | OFF | 60.14 | 6.86 | 0.32 | 0.03 | 0.45 | 0 | 0.21 | 0.07 | -0.39 | -0.37 | 0 |  | 0.4 | 0.37 | 0.23 | 68.32 | 1367.603 | 1.01
D | 4002 | 2022-02-11 | 8 | ON | 79.77 | 6.86 | 0.32 | 0.03 | 1.08 | 0.2 | 1.13 | 0.08 | -0.69 | -0.37 | 0 |  | 0.4 | 0.37 | 0.23 | 89.41 | 1447.352 | 2.76
D | 4002 | 2022-02-11 | 9 | ON | 37.56 | 6.86 | 0.32 | 0.03 | 0.18 | 0.2 | 0.06 | 0.04 | -0.25 | -0.37 | 0 |  | 0.4 | 0.37 | 0.23 | 45.63 | 1435.721 | 0.79
D | 4002 | 2022-02-11 | 10 | ON | -3.56 | 6.86 | 0.32 | 0.03 | 0.06 | 0.22 | 0 | -0.04 | 0.29 | -0.37 | 0 |  | 0.4 | 0.37 | 0.23 | 4.81 | 1394.105 | 0.63
D | 4002 | 2022-02-11 | 11 | ON | -8.79 | 6.86 | 0.32 | 0.03 | 0.44 | 0.23 | 0 | 0.05 | -0.45 | -0.37 | 0 |  | 0.4 | 0.37 | 0.23 | -0.68 | 1364.891 | 1.02
D | 4002 | 2022-02-11 | 12 | ON | 22.22 | 6.86 | 0.32 | 0.03 | 0.11 | 0.33 | 0 | 0.11 | -0.33 | -0.37 | 0 |  | 0.4 | 0.37 | 0.23 | 30.28 | 1335.943 | 0.79
D | 4002 | 2022-02-11 | 13 | ON | 6.21 | 6.86 | 0.32 | 0.03 | 0.13 | 0.35 | 0 | -0.01 | -0.2 | -0.37 | 0 |  | 0.4 | 0.37 | 0.23 | 14.32 | 1314.439 | 0.83
D | 4002 | 2022-02-11 | 14 | ON | -17.4 | 6.86 | 0.32 | 0.03 | 0.21 | 0.35 | 0 | -0.01 | -0.22 | -0.37 | 0 |  | 0.4 | 0.37 | 0.23 | -9.23 | 1299.017 | 0.91
D | 4002 | 2022-02-11 | 15 | ON | 17.3 | 6.86 | 0.32 | 0.03 | 0.16 | 0.34 | 0 | -0.01 | -0.16 | -0.37 | 0 |  | 0.4 | 0.37 | 0.23 | 25.47 | 1287.631 | 0.85
D | 4002 | 2022-02-11 | 16 | ON | 31.72 | 6.86 | 0.32 | 0.03 | 0.07 | 0.33 | 0 | 0.02 | -0.38 | -0.37 | 0 |  | 0.4 | 0.37 | 0.23 | 39.6 | 1305.139 | 0.75
D | 4002 | 2022-02-11 | 17 | ON | 40.53 | 6.86 | 0.32 | 0.03 | 0.12 | 0.31 | 0 | 0.04 | -0.3 | -0.37 | 0 |  | 0.4 | 0.37 | 0.23 | 48.54 | 1363.428 | 0.78
D | 4002 | 2022-02-11 | 18 | ON | 49.47 | 6.86 | 0.32 | 0.03 | 0.09 | 0.29 | 0 | 0.11 | -0.7 | -0.37 | 0 |  | 0.4 | 0.37 | 0.23 | 57.1 | 1462.453 | 0.73
D | 4002 | 2022-02-11 | 19 | ON | 51.45 | 6.86 | 0.32 | 0.03 | 0.13 | 0.29 | 0 | 0.1 | -0.5 | -0.37 | 0 |  | 0.4 | 0.37 | 0.23 | 59.31 | 1478.249 | 0.77
D | 4002 | 2022-02-11 | 20 | ON | 36.25 | 6.86 | 0.32 | 0.03 | 0.12 | 0.3 | 0 | 0.01 | -0.43 | -0.37 | 0 |  | 0.4 | 0.37 | 0.23 | 44.09 | 1429.205 | 0.77
D | 4002 | 2022-02-11 | 21 | ON | 38.68 | 6.86 | 0.32 | 0.03 | 0.09 | 0.31 | 0 | -0.01 | -0.57 | -0.37 | 0 |  | 0.4 | 0.37 | 0.23 | 46.34 | 1372.877 | 0.75
D | 4002 | 2022-02-11 | 22 | ON | 38.95 | 6.86 | 0.32 | 0.03 | 0.13 | 0.32 | 0 | 0 | -0.38 | -0.37 | 0 |  | 0.4 | 0.37 | 0.23 | 46.86 | 1292.377 | 0.8
D | 4002 | 2022-02-11 | 23 | ON | 33.71 | 6.86 | 0.32 | 0.03 | 0.49 | 0.34 | 0 | 0.04 | -0.36 | -0.37 | 0 |  | 0.4 | 0.37 | 0.23 | 42.06 | 1197.038 | 1.18
D | 4002 | 2022-02-11 | 24 | OFF | 30.26 | 6.86 | 0.32 | 0.03 | 0.56 | 0 | 0 | 0 | -0.38 | -0.37 | 0 |  | 0.4 | 0.37 | 0.23 | 38.28 | 1110 | 0.91
D | 4002 | 2022-02-12 | 1 | OFF | 29.25 | 6.86 | 0.9 | 0.02 | 0.09 | 0 | 0 | 0.04 | -0.37 | -0.37 | 0 |  | 0.4 | 0.37 | 0.23 | 37.42 | 1051.176 | 1.01
D | 4002 | 2022-02-12 | 2 | OFF | 29.32 | 6.86 | 0.9 | 0.02 | 0.06 | 0 | 0 | 0 | -0.35 | -0.37 | 0 |  | 0.4 | 0.37 | 0.23 | 37.44 | 1012.257 | 0.98
D | 4002 | 2022-02-12 | 3 | OFF | 27.42 | 6.86 | 0.9 | 0.02 | 0.11 | 0 | 0 | 0.01 | -0.29 | -0.37 | 0 |  | 0.4 | 0.37 | 0.23 | 35.66 | 991.309 | 1.03
D | 4002 | 2022-02-12 | 4 | OFF | 26.98 | 6.86 | 0.9 | 0.02 | 0.15 | 0 | 0 | 0.02 | -0.31 | -0.37 | 0 |  | 0.4 | 0.37 | 0.23 | 35.25 | 986.57 | 1.07
D | 4002 | 2022-02-12 | 5 | OFF | 25.32 | 6.86 | 0.9 | 0.02 | 0.11 | 0 | 0 | 0.01 | -0.29 | -0.37 | 0 |  | 0.4 | 0.37 | 0.23 | 33.56 | 1001.674 | 1.03
D | 4002 | 2022-02-12 | 6 | OFF | 24.99 | 6.86 | 0.9 | 0.02 | 0.02 | 0 | 0 | 0.04 | -0.28 | -0.37 | 0 |  | 0.4 | 0.37 | 0.23 | 33.18 | 1047.327 | 0.94
D | 4002 | 2022-02-12 | 7 | OFF | 26.23 | 6.86 | 0.9 | 0.02 | 0.27 | 0 | 0 | 0.05 | -0.27 | -0.37 | 0 |  | 0.4 | 0.37 | 0.23 | 34.69 | 1112.118 | 1.19
D | 4002 | 2022-02-12 | 8 | OFF | 27.68 | 6.86 | 0.9 | 0.02 | 0.29 | 0 | 0 | 0.04 | -0.28 | -0.37 | 0 |  | 0.4 | 0.37 | 0.23 | 36.14 | 1189.783 | 1.21
D | 4002 | 2022-02-12 | 9 | OFF | 29.27 | 6.86 | 0.9 | 0.02 | 0.32 | 0 | 0 | 0.03 | -0.27 | -0.37 | 0 |  | 0.4 | 0.37 | 0.23 | 37.76 | 1261.007 | 1.24
D | 4002 | 2022-02-12 | 10 | OFF | 16.32 | 6.86 | 0.9 | 0.02 | 0.27 | 0 | 0 | 0.03 | 0.01 | -0.37 | 0 |  | 0.4 | 0.37 | 0.23 | 25.04 | 1286.527 | 1.19
D | 4002 | 2022-02-12 | 11 | OFF | 15.03 | 6.86 | 0.9 | 0.02 | 0.25 | 0 | 0 | 0.02 | -0.34 | -0.37 | 0 |  | 0.4 | 0.37 | 0.23 | 23.37 | 1279.151 | 1.17
D | 4002 | 2022-02-12 | 12 | OFF | -11.43 | 6.86 | 0.9 | 0.02 | 0.29 | 0 | 0 | -0.03 | -0.14 | -0.37 | 0 |  | 0.4 | 0.37 | 0.23 | -2.9 | 1256.752 | 1.21
D | 4002 | 2022-02-12 | 13 | OFF | -11.51 | 6.86 | 0.9 | 0.02 | 0.31 | 0 | 0 | 0.01 | -0.32 | -0.37 | 0 |  | 0.4 | 0.37 | 0.23 | -3.1 | 1238.124 | 1.23
D | 4002 | 2022-02-12 | 14 | OFF | 5.25 | 6.86 | 0.9 | 0.02 | 0.36 | 0 | 0 | 0 | -0.26 | -0.37 | 0 |  | 0.4 | 0.37 | 0.23 | 13.76 | 1206.132 | 1.28
D | 4002 | 2022-02-12 | 15 | OFF | 25.01 | 6.86 | 0.9 | 0.02 | 0.09 | 0 | 0 | 0.02 | -0.26 | -0.37 | 0 |  | 0.4 | 0.37 | 0.23 | 33.27 | 1196.313 | 1.01
D | 4002 | 2022-02-12 | 16 | OFF | 25.06 | 6.86 | 0.9 | 0.02 | 0.07 | 0 | 0 | 0.02 | -0.15 | -0.37 | 0 |  | 0.4 | 0.37 | 0.23 | 33.41 | 1222.089 | 0.99
D | 4002 | 2022-02-12 | 17 | OFF | 25.74 | 6.86 | 0.9 | 0.02 | 0.33 | 0 | 0 | 0.03 | -0.04 | -0.37 | 0 |  | 0.4 | 0.37 | 0.23 | 34.47 | 1296.913 | 1.25
D | 4002 | 2022-02-12 | 18 | OFF | 41.04 | 6.86 | 0.9 | 0.02 | 0.13 | 0 | 0.02 | 0.07 | -0.2 | -0.37 | 0 |  | 0.4 | 0.37 | 0.23 | 49.47 | 1408.086 | 1.07
D | 4002 | 2022-02-12 | 19 | OFF | 38.3 | 6.86 | 0.9 | 0.02 | 0.16 | 0 | 0.13 | -0.01 | -0.31 | -0.37 | 0 |  | 0.4 | 0.37 | 0.23 | 46.68 | 1425.748 | 1.21
D | 4002 | 2022-02-12 | 20 | OFF | 31.16 | 6.86 | 0.9 | 0.02 | 0.11 | 0 | 0 | 0.04 | -0.3 | -0.37 | 0 |  | 0.4 | 0.37 | 0.23 | 39.42 | 1383.517 | 1.03
D | 4002 | 2022-02-12 | 21 | OFF | 28.56 | 6.86 | 0.9 | 0.02 | 0.06 | 0 | 0 | -0.02 | -0.4 | -0.37 | 0 |  | 0.4 | 0.37 | 0.23 | 36.61 | 1336.025 | 0.98
D | 4002 | 2022-02-12 | 22 | OFF | 32.14 | 6.86 | 0.9 | 0.02 | 0.05 | 0 | 0 | 0.02 | -0.39 | -0.37 | 0 |  | 0.4 | 0.37 | 0.23 | 40.23 | 1268.594 | 0.97
D | 4002 | 2022-02-12 | 23 | OFF | 30.75 | 6.86 | 0.9 | 0.02 | 0.1 | 0 | 0.04 | 0.02 | -0.36 | -0.37 | 0 |  | 0.4 | 0.37 | 0.23 | 38.96 | 1191.511 | 1.06
D | 4002 | 2022-02-12 | 24 | OFF | 20.75 | 6.86 | 0.9 | 0.02 | 0.2 | 0 | 0 | 0 | -0.37 | -0.37 | 0 |  | 0.4 | 0.37 | 0.23 | 28.99 | 1120.056 | 1.12
D | 4002 | 2022-02-13 | 1 | OFF | 28.01 | 6.86 | 1.46 | 0.39 | 0.1 | 0 | 0 | -0.03 | -0.25 | -0.37 | 0 |  | 0.4 | 0.37 | 0.23 | 37.17 | 1068.972 | 1.95
D | 4002 | 2022-02-13 | 2 | OFF | 27.12 | 6.86 | 1.46 | 0.39 | 0.05 | 0 | 0 | -0.02 | -0.21 | -0.37 | 0 |  | 0.4 | 0.37 | 0.23 | 36.28 | 1034.469 | 1.9
D | 4002 | 2022-02-13 | 3 | OFF | 27.59 | 6.86 | 1.46 | 0.39 | 0.06 | 0 | 0 | -0.02 | -0.16 | -0.37 | 0 |  | 0.4 | 0.37 | 0.23 | 36.81 | 1014.381 | 1.91
D | 4002 | 2022-02-13 | 4 | OFF | 25.97 | 6.86 | 1.46 | 0.39 | 0.06 | 0 | 0 | 0.03 | -0.17 | -0.37 | 0 |  | 0.4 | 0.37 | 0.23 | 35.23 | 1014.205 | 1.91
D | 4002 | 2022-02-13 | 5 | OFF | 27.39 | 6.86 | 1.46 | 0.39 | 0.05 | 0 | 0 | 0.02 | -0.16 | -0.37 | 0 |  | 0.4 | 0.37 | 0.23 | 36.64 | 1028.624 | 1.9
D | 4002 | 2022-02-13 | 6 | OFF | 27.5 | 6.86 | 1.46 | 0.39 | 0 | 0 | 0 | 0.05 | -0.21 | -0.37 | 0 |  | 0.4 | 0.37 | 0.23 | 36.68 | 1066.966 | 1.85
D | 4002 | 2022-02-13 | 7 | OFF | 27.99 | 6.86 | 1.46 | 0.39 | 0.1 | 0 | 0 | 0.01 | -0.17 | -0.37 | 0 |  | 0.4 | 0.37 | 0.23 | 37.27 | 1135.391 | 1.95
D | 4002 | 2022-02-13 | 8 | OFF | 33.45 | 6.86 | 1.46 | 0.39 | 0.08 | 0 | 0 | 0 | -0.42 | -0.37 | 0 |  | 0.4 | 0.37 | 0.23 | 42.45 | 1221.884 | 1.93
D | 4002 | 2022-02-13 | 9 | OFF | 90.81 | 6.86 | 1.46 | 0.39 | 0.36 | 0 | 0.37 | -0.11 | -0.15 | -0.37 | 0 |  | 0.4 | 0.37 | 0.23 | 100.62 | 1319.26 | 2.58
D | 4002 | 2022-02-13 | 10 | OFF | 129.94 | 6.86 | 1.46 | 0.39 | 0.71 | 0 | 0.13 | -0.01 | -0.87 | -0.37 | 0 |  | 0.4 | 0.37 | 0.23 | 139.24 | 1387.169 | 2.69
D | 4002 | 2022-02-13 | 11 | OFF | 196.38 | 6.86 | 1.46 | 0.39 | 0.45 | 0 | 0.32 | -0.06 | -1.07 | -0.37 | 0 |  | 0.4 | 0.37 | 0.23 | 205.36 | 1411.178 | 2.62
D | 4002 | 2022-02-13 | 12 | OFF | 186.24 | 6.86 | 1.46 | 0.39 | 0.77 | 0 | 1.03 | -0.02 | -1.18 | -0.37 | 0 |  | 0.4 | 0.37 | 0.23 | 196.18 | 1415.775 | 3.65
D | 4002 | 2022-02-13 | 13 | OFF | 200.76 | 6.86 | 1.46 | 0.39 | 0.78 | 0 | 1.22 | 0.01 | -1.19 | -0.37 | 0 |  | 0.4 | 0.37 | 0.23 | 210.92 | 1410.356 | 3.85
D | 4002 | 2022-02-13 | 14 | OFF | 208.41 | 6.86 | 1.46 | 0.39 | 0.91 | 0 | 0.16 | -0.06 | -1.31 | -0.37 | 0 |  | 0.4 | 0.37 | 0.23 | 217.45 | 1410.874 | 2.92
D | 4002 | 2022-02-13 | 15 | OFF | 241.01 | 6.86 | 1.46 | 0.39 | 0.81 | 0 | 0 | -0.12 | -1.19 | -0.37 | 0 |  | 0.4 | 0.37 | 0.23 | 249.85 | 1406.656 | 2.66
D | 4002 | 2022-02-13 | 16 | OFF | 257.63 | 6.86 | 1.46 | 0.39 | 0.72 | 0 | 0.31 | -0.37 | -1.21 | -0.37 | 0 |  | 0.4 | 0.37 | 0.23 | 266.42 | 1433.954 | 2.88
D | 4002 | 2022-02-13 | 17 | OFF | 266.11 | 6.86 | 1.46 | 0.39 | 1.45 | 0 | 0.56 | 0.36 | -1.19 | -0.37 | 0 |  | 0.4 | 0.37 | 0.23 | 276.63 | 1490.972 | 3.86
D | 4002 | 2022-02-13 | 18 | OFF | 254.58 | 6.86 | 1.46 | 0.39 | 0.8 | 0 | 0.01 | 0.02 | -1.58 | -0.37 | 0 |  | 0.4 | 0.37 | 0.23 | 263.17 | 1584.162 | 2.66
D | 4002 | 2022-02-13 | 19 | OFF | 272.29 | 6.86 | 1.46 | 0.39 | 1.09 | 0 | 0 | 0.96 | -1.11 | -0.37 | 0 |  | 0.4 | 0.37 | 0.23 | 282.57 | 1562.244 | 2.94
D | 4002 | 2022-02-13 | 20 | OFF | 183.97 | 6.86 | 1.46 | 0.39 | 0.98 | 0 | 0.25 | -0.09 | -0.87 | -0.37 | 0 |  | 0.4 | 0.37 | 0.23 | 193.58 | 1476.664 | 3.08
D | 4002 | 2022-02-13 | 21 | OFF | 156.09 | 6.86 | 1.46 | 0.39 | 1.04 | 0 | 0.01 | 0.36 | -0.76 | -0.37 | 0 |  | 0.4 | 0.37 | 0.23 | 166.08 | 1407.672 | 2.9
D | 4002 | 2022-02-13 | 22 | OFF | 145.37 | 6.86 | 1.46 | 0.39 | 0.31 | 0 | 0.01 | -0.02 | -0.9 | -0.37 | 0 |  | 0.4 | 0.37 | 0.23 | 154.11 | 1341.957 | 2.17
D | 4002 | 2022-02-13 | 23 | OFF | 114.36 | 6.86 | 1.46 | 0.39 | 0.33 | 0 | 0 | 0.16 | -0.89 | -0.37 | 0 |  | 0.4 | 0.37 | 0.23 | 123.3 | 1269.107 | 2.18
D | 4002 | 2022-02-13 | 24 | OFF | 113.34 | 6.86 | 1.46 | 0.39 | 0.58 | 0 | 0 | 0 | -0.44 | -0.37 | 0 |  | 0.4 | 0.37 | 0.23 | 122.82 | 1189.783 | 2.43
D | 4002 | 2022-02-14 | 1 | OFF | 121.88 | 6.86 | 1.4 | 0.21 | 0.23 | 0 | 0 | 0.26 | -0.77 | -0.37 | 0 |  | 0.4 | 0.37 | 0.23 | 130.7 | 1138.917 | 1.84
D | 4002 | 2022-02-14 | 2 | OFF | 142.84 | 6.86 | 1.4 | 0.21 | 0 | 0 | 0 | 0.34 | -0.58 | -0.37 | 0 |  | 0.4 | 0.37 | 0.23 | 151.7 | 1116.701 | 1.61
D | 4002 | 2022-02-14 | 3 | OFF | 150.27 | 6.86 | 1.4 | 0.21 | 0 | 0 | 0 | 0.05 | -0.65 | -0.37 | 0 |  | 0.4 | 0.37 | 0.23 | 158.77 | 1110.129 | 1.61
D | 4002 | 2022-02-14 | 4 | OFF | 164.15 | 6.86 | 1.4 | 0.21 | 0.3 | 0 | 0 | -0.01 | -0.62 | -0.37 | 0 |  | 0.4 | 0.37 | 0.23 | 172.92 | 1122.508 | 1.91
D | 4002 | 2022-02-14 | 5 | OFF | 205.31 | 6.86 | 1.4 | 0.21 | 0.05 | 0 | 0 | 0 | -0.81 | -0.37 | 0 |  | 0.4 | 0.37 | 0.23 | 213.65 | 1168.099 | 1.66
D | 4002 | 2022-02-14 | 6 | OFF | 236.55 | 6.86 | 1.4 | 0.21 | 0.44 | 0 | 1.19 | 0.03 | -1.04 | -0.37 | 0 |  | 0.4 | 0.37 | 0.23 | 246.27 | 1276.714 | 3.24
D | 4002 | 2022-02-14 | 7 | OFF | 212.73 | 6.86 | 1.4 | 0.21 | 0.2 | 0 | 0 | 0.07 | -1.78 | -0.37 | 0 |  | 0.4 | 0.37 | 0.23 | 220.32 | 1440.911 | 1.81
D | 4002 | 2022-02-14 | 8 | ON | 279.08 | 6.86 | 1.4 | 0.21 | 1.87 | 0.21 | 0.27 | -0.41 | -1.95 | -0.37 | 0 |  | 0.4 | 0.37 | 0.23 | 288.17 | 1545.491 | 3.96
D | 4002 | 2022-02-14 | 9 | ON | 309.98 | 6.86 | 1.4 | 0.21 | 2.11 | 0.21 | 0.57 | -0.26 | -1.8 | -0.37 | 0 |  | 0.4 | 0.37 | 0.23 | 319.91 | 1582.952 | 4.5
D | 4002 | 2022-02-14 | 10 | ON | 259.97 | 6.86 | 1.4 | 0.21 | 1.7 | 0.21 | 0.44 | -0.09 | -1.79 | -0.37 | 0 |  | 0.4 | 0.37 | 0.23 | 269.54 | 1576.919 | 3.96
D | 4002 | 2022-02-14 | 11 | ON | 240.58 | 6.86 | 1.4 | 0.21 | 0.35 | 0.21 | 0.25 | 0.01 | -1.6 | -0.37 | 0 |  | 0.4 | 0.37 | 0.23 | 248.9 | 1555.818 | 2.42
D | 4002 | 2022-02-14 | 12 | ON | 216.08 | 6.86 | 1.4 | 0.21 | 0.45 | 0.21 | 0.2 | -0.16 | -1.53 | -0.37 | 0 |  | 0.4 | 0.37 | 0.23 | 224.35 | 1534.525 | 2.47
D | 4002 | 2022-02-14 | 13 | ON | 153.48 | 6.86 | 1.4 | 0.21 | 0.33 | 0.22 | 0.19 | 0.16 | -1.09 | -0.37 | 0 |  | 0.4 | 0.37 | 0.23 | 162.39 | 1514.374 | 2.35
D | 4002 | 2022-02-14 | 14 | ON | 145.35 | 6.86 | 1.4 | 0.21 | 0.67 | 0.2 | 0 | 0.09 | -0.98 | -0.37 | 0 |  | 0.4 | 0.37 | 0.23 | 154.43 | 1508.426 | 2.48
D | 4002 | 2022-02-14 | 15 | ON | 151.87 | 6.86 | 1.4 | 0.21 | 0.52 | 0.2 | 0 | 0.17 | -1.07 | -0.37 | 0 |  | 0.4 | 0.37 | 0.23 | 160.79 | 1510.212 | 2.33
D | 4002 | 2022-02-14 | 16 | ON | 155.41 | 6.86 | 1.4 | 0.21 | 0.31 | 0.21 | 0 | -0.12 | -1.19 | -0.37 | 0 |  | 0.4 | 0.37 | 0.23 | 163.72 | 1548.751 | 2.13
D | 4002 | 2022-02-14 | 17 | ON | 200.87 | 6.86 | 1.4 | 0.21 | 0.4 | 0.21 | 0.49 | 0.23 | -1.41 | -0.37 | 0 |  | 0.4 | 0.37 | 0.23 | 209.89 | 1628.362 | 2.71
D | 4002 | 2022-02-14 | 18 | ON | 271.79 | 6.86 | 1.4 | 0.21 | 0.25 | 0.19 | 0.38 | -0.39 | -0.65 | -0.37 | 0 |  | 0.4 | 0.37 | 0.23 | 280.67 | 1750.482 | 2.43
D | 4002 | 2022-02-14 | 19 | ON | 321.89 | 6.86 | 1.4 | 0.21 | 0.72 | 0.18 | 0.43 | -0.32 | -2.34 | -0.37 | 0 |  | 0.4 | 0.37 | 0.23 | 329.66 | 1775.929 | 2.94
D | 4002 | 2022-02-14 | 20 | ON | 293.31 | 6.86 | 1.4 | 0.21 | 0.79 | 0.18 | 0.36 | 0.08 | -2.06 | -0.37 | 0 |  | 0.4 | 0.37 | 0.23 | 301.76 | 1720.68 | 2.94
D | 4002 | 2022-02-14 | 21 | ON | 228.54 | 6.86 | 1.4 | 0.21 | 0.72 | 0.19 | 0 | -0.02 | -1.49 | -0.37 | 0 |  | 0.4 | 0.37 | 0.23 | 237.04 | 1652.444 | 2.52
D | 4002 | 2022-02-14 | 22 | ON | 177.84 | 6.86 | 1.4 | 0.21 | 1.27 | 0.2 | 0.27 | 0.15 | -1.37 | -0.37 | 0 |  | 0.4 | 0.37 | 0.23 | 187.46 | 1554.669 | 3.35
D | 4002 | 2022-02-14 | 23 | ON | 154.76 | 6.86 | 1.4 | 0.21 | 1.06 | 0.21 | 0 | 0.05 | -1.33 | -0.37 | 0 |  | 0.4 | 0.37 | 0.23 | 163.85 | 1447.435 | 2.88
D | 4002 | 2022-02-14 | 24 | OFF | 137.34 | 6.86 | 1.4 | 0.21 | 0.89 | 0 | 0 | 0.18 | -1.13 | -0.37 | 0 |  | 0.4 | 0.37 | 0.23 | 146.38 | 1367.642 | 2.5
D | 4002 | 2022-02-15 | 1 | OFF | 123.34 | 6.86 | 0.8 | 0.13 | 0.09 | 0 | 0 | 0.15 | -1.16 | -0.37 | 0 |  | 0.4 | 0.37 | 0.23 | 130.84 | 1321.252 | 1.02
D | 4002 | 2022-02-15 | 2 | OFF | 107.07 | 6.86 | 0.8 | 0.13 | 0.12 | 0 | 0 | 0.01 | -1.07 | -0.37 | 0 |  | 0.4 | 0.37 | 0.23 | 114.55 | 1295.664 | 1.05
D | 4002 | 2022-02-15 | 3 | OFF | 121.79 | 6.86 | 0.8 | 0.13 | 0.11 | 0 | 0 | 0.04 | -1.11 | -0.37 | 0 |  | 0.4 | 0.37 | 0.23 | 129.25 | 1285.698 | 1.04
D | 4002 | 2022-02-15 | 4 | OFF | 124.69 | 6.86 | 0.8 | 0.13 | 0.23 | 0 | 0 | 0.07 | -1.1 | -0.37 | 0 |  | 0.4 | 0.37 | 0.23 | 132.31 | 1292.051 | 1.16
D | 4002 | 2022-02-15 | 5 | OFF | 130.15 | 6.86 | 0.8 | 0.13 | 0.42 | 0 | 0 | 0.18 | -1.13 | -0.37 | 0 |  | 0.4 | 0.37 | 0.23 | 138.04 | 1337.209 | 1.35
D | 4002 | 2022-02-15 | 6 | OFF | 154.52 | 6.86 | 0.8 | 0.13 | 0.74 | 0 | 0 | 0.1 | -1.6 | -0.37 | 0 |  | 0.4 | 0.37 | 0.23 | 162.18 | 1447.414 | 1.67
D | 4002 | 2022-02-15 | 7 | OFF | 177.18 | 6.86 | 0.8 | 0.13 | 0.75 | 0 | 0 | 0.06 | -2.01 | -0.37 | 0 |  | 0.4 | 0.37 | 0.23 | 184.4 | 1599.517 | 1.68
D | 4002 | 2022-02-15 | 8 | ON | 216.72 | 6.86 | 0.8 | 0.13 | 2.82 | 0.22 | 0 | 0.23 | -2.27 | -0.37 | 0 |  | 0.4 | 0.37 | 0.23 | 226.14 | 1675.918 | 3.97
D | 4002 | 2022-02-15 | 9 | ON | 182.83 | 6.86 | 0.8 | 0.13 | 0.61 | 0.23 | 0 | 0.19 | -1.94 | -0.37 | 0 |  | 0.4 | 0.37 | 0.23 | 190.34 | 1654.631 | 1.77
D | 4002 | 2022-02-15 | 10 | ON | 192.17 | 6.86 | 0.8 | 0.13 | 0.48 | 0.24 | 0 | 0.42 | -1.59 | -0.37 | 0 |  | 0.4 | 0.37 | 0.23 | 200.14 | 1610.195 | 1.65
D | 4002 | 2022-02-15 | 11 | ON | 165.12 | 6.86 | 0.8 | 0.13 | 0.82 | 0.25 | 0 | 0.34 | -1.49 | -0.37 | 0 |  | 0.4 | 0.37 | 0.23 | 173.46 | 1574.522 | 2
D | 4002 | 2022-02-15 | 12 | ON | 157.88 | 6.86 | 0.8 | 0.13 | 0.62 | 0.25 | 0 | 0.32 | -1.46 | -0.37 | 0 |  | 0.4 | 0.37 | 0.23 | 166.03 | 1554.136 | 1.8
D | 4002 | 2022-02-15 | 13 | ON | 159.37 | 6.86 | 0.8 | 0.13 | 0.99 | 0.26 | 0 | 0.5 | -1.22 | -0.37 | 0 |  | 0.4 | 0.37 | 0.23 | 168.32 | 1546.956 | 2.18
D | 4002 | 2022-02-15 | 14 | ON | 157.13 | 6.86 | 0.8 | 0.13 | 1.3 | 0.26 | 0 | 0.32 | -1.27 | -0.37 | 0 |  | 0.4 | 0.37 | 0.23 | 166.16 | 1553.056 | 2.49
D | 4002 | 2022-02-15 | 15 | ON | 155.56 | 6.86 | 0.8 | 0.13 | 0.56 | 0.26 | 0 | 0.32 | -1.27 | -0.37 | 0 |  | 0.4 | 0.37 | 0.23 | 163.85 | 1542.339 | 1.75
D | 4002 | 2022-02-15 | 16 | ON | 146.3 | 6.86 | 0.8 | 0.13 | 0.35 | 0.26 | 0 | 0.39 | -1.49 | -0.37 | 0 |  | 0.4 | 0.37 | 0.23 | 154.23 | 1553.127 | 1.54
D | 4002 | 2022-02-15 | 17 | ON | 194.37 | 6.86 | 0.8 | 0.13 | 0.4 | 0.25 | 0.03 | 0.52 | -0.45 | -0.37 | 0 |  | 0.4 | 0.37 | 0.23 | 203.54 | 1613.847 | 1.61
D | 4002 | 2022-02-15 | 18 | ON | 267.37 | 6.86 | 0.8 | 0.13 | 0.43 | 0.23 | 0 | 0.63 | -2.1 | -0.37 | 0 |  | 0.4 | 0.37 | 0.23 | 274.98 | 1725.024 | 1.59
D | 4002 | 2022-02-15 | 19 | ON | 224.44 | 6.86 | 0.8 | 0.13 | 0.43 | 0.23 | 0 | 0.51 | -2.41 | -0.37 | 0 |  | 0.4 | 0.37 | 0.23 | 231.62 | 1747.424 | 1.59
D | 4002 | 2022-02-15 | 20 | ON | 206.85 | 6.86 | 0.8 | 0.13 | 1.51 | 0.23 | 0.08 | 0.46 | -1.79 | -0.37 | 0 |  | 0.4 | 0.37 | 0.23 | 215.76 | 1695.918 | 2.75
D | 4002 | 2022-02-15 | 21 | ON | 201.06 | 6.86 | 0.8 | 0.13 | 0.77 | 0.24 | 0 | 0.13 | -2.12 | -0.37 | 0 |  | 0.4 | 0.37 | 0.23 | 208.5 | 1621.244 | 1.94
D | 4002 | 2022-02-15 | 22 | ON | 184.48 | 6.86 | 0.8 | 0.13 | 0.63 | 0.25 | 0 | 0.56 | -1.7 | -0.37 | 0 |  | 0.4 | 0.37 | 0.23 | 192.64 | 1522.768 | 1.81
D | 4002 | 2022-02-15 | 23 | ON | 167.19 | 6.86 | 0.8 | 0.13 | 1.1 | 0.27 | 0 | 0.35 | -1.67 | -0.37 | 0 |  | 0.4 | 0.37 | 0.23 | 175.66 | 1414.654 | 2.3
D | 4002 | 2022-02-15 | 24 | OFF | 176.28 | 6.86 | 0.8 | 0.13 | 0.72 | 0 | 0 | 0.15 | -1.58 | -0.37 | 0 |  | 0.4 | 0.37 | 0.23 | 183.99 | 1334.943 | 1.65
D | 4002 | 2022-02-16 | 1 | OFF | 140.56 | 6.86 | 1.74 | 0.13 | 0.08 | 0 | 0 | -0.09 | -1.03 | -0.37 | 0 |  | 0.4 | 0.37 | 0.23 | 148.88 | 1289.4 | 1.95
D | 4002 | 2022-02-16 | 2 | OFF | 145.94 | 6.86 | 1.74 | 0.13 | 0.21 | 0 | 0 | 0.08 | -1.07 | -0.37 | 0 |  | 0.4 | 0.37 | 0.23 | 154.52 | 1267.928 | 2.08
D | 4002 | 2022-02-16 | 3 | OFF | 150.93 | 6.86 | 1.74 | 0.13 | 0.04 | 0 | 0 | 0.19 | -1.27 | -0.37 | 0 |  | 0.4 | 0.37 | 0.23 | 159.25 | 1262.343 | 1.91
D | 4002 | 2022-02-16 | 4 | OFF | 139.25 | 6.86 | 1.74 | 0.13 | 0.18 | 0 | 0 | 0.07 | -1.3 | -0.37 | 0 |  | 0.4 | 0.37 | 0.23 | 147.56 | 1272.611 | 2.05
D | 4002 | 2022-02-16 | 5 | OFF | 143.7 | 6.86 | 1.74 | 0.13 | 0.34 | 0 | 0 | 0.02 | -1.71 | -0.37 | 0 |  | 0.4 | 0.37 | 0.23 | 151.71 | 1318.607 | 2.21
D | 4002 | 2022-02-16 | 6 | OFF | 144 | 6.86 | 1.74 | 0.13 | 0.66 | 0 | 0.1 | 0.13 | -1.03 | -0.37 | 0 |  | 0.4 | 0.37 | 0.23 | 153.22 | 1423.282 | 2.63
D | 4002 | 2022-02-16 | 7 | OFF | 186.57 | 6.86 | 1.74 | 0.13 | 0.74 | 0 | 0.18 | 0.26 | -1.92 | -0.37 | 0 |  | 0.4 | 0.37 | 0.23 | 195.19 | 1576.859 | 2.79
D | 4002 | 2022-02-16 | 8 | ON | 189.97 | 6.86 | 1.74 | 0.13 | 0.83 | 0.24 | 0 | 0.25 | -2.35 | -0.37 | 0 |  | 0.4 | 0.37 | 0.23 | 198.3 | 1648.261 | 2.94
D | 4002 | 2022-02-16 | 9 | ON | 142.17 | 6.86 | 1.74 | 0.13 | 0.23 | 0.24 | 0 | 0.2 | -1.56 | -0.37 | 0 |  | 0.4 | 0.37 | 0.23 | 150.64 | 1632.768 | 2.34
D | 4002 | 2022-02-16 | 10 | ON | 165.2 | 6.86 | 1.74 | 0.13 | 0.5 | 0.25 | 0.2 | 0.14 | -1.26 | -0.37 | 0 |  | 0.4 | 0.37 | 0.23 | 174.39 | 1595.441 | 2.82
D | 4002 | 2022-02-16 | 11 | ON | 57.77 | 6.86 | 1.74 | 0.13 | 0.31 | 0.26 | 0 | 0.05 | -0.42 | -0.37 | 0 |  | 0.4 | 0.37 | 0.23 | 67.33 | 1575.578 | 2.44
D | 4002 | 2022-02-16 | 12 | ON | 43.23 | 6.86 | 1.74 | 0.13 | 0.14 | 0.28 | 0 | 0.03 | -0.47 | -0.37 | 0 |  | 0.4 | 0.37 | 0.23 | 52.57 | 1529.769 | 2.29
D | 4002 | 2022-02-16 | 13 | ON | 39.96 | 6.86 | 1.74 | 0.13 | 0.1 | 0.28 | 0 | 0.07 | -0.43 | -0.37 | 0 |  | 0.4 | 0.37 | 0.23 | 49.34 | 1499.381 | 2.25
D | 4002 | 2022-02-16 | 14 | ON | 40.4 | 6.86 | 1.74 | 0.13 | 0.06 | 0.28 | 0 | 0.04 | -0.44 | -0.37 | 0 |  | 0.4 | 0.37 | 0.23 | 49.7 | 1482.289 | 2.21
D | 4002 | 2022-02-16 | 15 | ON | 45.71 | 6.86 | 1.74 | 0.13 | 0.1 | 0.27 | 0 | 0.04 | -0.41 | -0.37 | 0 |  | 0.4 | 0.37 | 0.23 | 55.07 | 1476.512 | 2.24
D | 4002 | 2022-02-16 | 16 | ON | 61.94 | 6.86 | 1.74 | 0.13 | 0.3 | 0.27 | 0 | 0.09 | -0.32 | -0.37 | 0 |  | 0.4 | 0.37 | 0.23 | 71.64 | 1484.507 | 2.44
D | 4002 | 2022-02-16 | 17 | ON | 91.26 | 6.86 | 1.74 | 0.13 | 0.22 | 0.27 | 0.17 | 0.13 | -0.87 | -0.37 | 0 |  | 0.4 | 0.37 | 0.23 | 100.54 | 1539.894 | 2.53
D | 4002 | 2022-02-16 | 18 | ON | 112.84 | 6.86 | 1.74 | 0.13 | 0.35 | 0.26 | 0.62 | 0.05 | -0.38 | -0.37 | 0 |  | 0.4 | 0.37 | 0.23 | 123.1 | 1639.452 | 3.1
D | 4002 | 2022-02-16 | 19 | ON | 92.71 | 6.86 | 1.74 | 0.13 | 0.29 | 0.26 | 0.56 | 0.13 | -0.68 | -0.37 | 0 |  | 0.4 | 0.37 | 0.23 | 102.63 | 1649.244 | 2.98
D | 4002 | 2022-02-16 | 20 | ON | 73.25 | 6.86 | 1.74 | 0.13 | 0.1 | 0.27 | 0.36 | 0.03 | -0.62 | -0.37 | 0 |  | 0.4 | 0.37 | 0.23 | 82.75 | 1584.85 | 2.6
D | 4002 | 2022-02-16 | 21 | ON | 55.25 | 6.86 | 1.74 | 0.13 | 0.1 | 0.28 | 0 | 0.01 | -0.55 | -0.37 | 0 |  | 0.4 | 0.37 | 0.23 | 64.45 | 1503.421 | 2.25
D | 4002 | 2022-02-16 | 22 | ON | 57.78 | 6.86 | 1.74 | 0.13 | 0.15 | 0.3 | 0 | 0.06 | -0.38 | -0.37 | 0 |  | 0.4 | 0.37 | 0.23 | 67.27 | 1395.077 | 2.32
D | 4002 | 2022-02-16 | 23 | ON | 39.68 | 6.86 | 1.74 | 0.13 | 0.14 | 0.32 | 0 | 0.02 | -0.46 | -0.37 | 0 |  | 0.4 | 0.37 | 0.23 | 49.06 | 1277.016 | 2.33
D | 4002 | 2022-02-16 | 24 | OFF | 38.6 | 6.86 | 1.74 | 0.13 | 0.13 | 0 | 0 | 0.01 | -0.36 | -0.37 | 0 |  | 0.4 | 0.37 | 0.23 | 47.74 | 1180.786 | 2
D | 4002 | 2022-02-17 | 1 | OFF | 39.22 | 6.86 | 0.27 | 0.02 | 0.05 | 0 | 0 | 0.01 | -0.38 | -0.37 | 0 |  | 0.4 | 0.37 | 0.23 | 46.68 | 1128.155 | 0.34
D | 4002 | 2022-02-17 | 2 | OFF | 36.51 | 6.86 | 0.27 | 0.02 | 0.05 | 0 | 0 | 0.05 | -0.26 | -0.37 | 0 |  | 0.4 | 0.37 | 0.23 | 44.13 | 1095.352 | 0.34
D | 4002 | 2022-02-17 | 3 | OFF | 35.62 | 6.86 | 0.27 | 0.02 | 0.05 | 0 | 0 | 0.01 | -0.25 | -0.37 | 0 |  | 0.4 | 0.37 | 0.23 | 43.21 | 1077.263 | 0.34
D | 4002 | 2022-02-17 | 4 | OFF | 32.55 | 6.86 | 0.27 | 0.02 | 0.03 | 0 | 0 | 0.03 | -0.24 | -0.37 | 0 |  | 0.4 | 0.37 | 0.23 | 40.15 | 1073.162 | 0.32
D | 4002 | 2022-02-17 | 5 | OFF | 32.81 | 6.86 | 0.27 | 0.02 | 0.03 | 0 | 0 | 0 | -0.27 | -0.37 | 0 |  | 0.4 | 0.37 | 0.23 | 40.35 | 1105.175 | 0.32
D | 4002 | 2022-02-17 | 6 | OFF | 33.73 | 6.86 | 0.27 | 0.02 | 0.14 | 0 | 0 | 0.03 | -0.25 | -0.37 | 0 |  | 0.4 | 0.37 | 0.23 | 41.43 | 1200.015 | 0.43
D | 4002 | 2022-02-17 | 7 | OFF | 34 | 6.86 | 0.27 | 0.02 | 0.21 | 0 | 0 | 0.05 | -0.38 | -0.37 | 0 |  | 0.4 | 0.37 | 0.23 | 41.66 | 1343.883 | 0.5
D | 4002 | 2022-02-17 | 8 | ON | 37.02 | 6.86 | 0.27 | 0.02 | 0.24 | 0.31 | 0 | 0.02 | -0.44 | -0.37 | 0 |  | 0.4 | 0.37 | 0.23 | 44.93 | 1405.726 | 0.84
D | 4002 | 2022-02-17 | 9 | ON | 34.52 | 6.86 | 0.27 | 0.02 | 0.14 | 0.31 | 0 | 0.03 | -0.19 | -0.37 | 0 |  | 0.4 | 0.37 | 0.23 | 42.59 | 1393.8 | 0.74
D | 4002 | 2022-02-17 | 10 | ON | 32.18 | 6.86 | 0.27 | 0.02 | 0.07 | 0.31 | 0 | 0 | -0.38 | -0.37 | 0 |  | 0.4 | 0.37 | 0.23 | 39.96 | 1379.963 | 0.67
D | 4002 | 2022-02-17 | 11 | ON | 32.93 | 6.86 | 0.27 | 0.02 | 0.13 | 0.3 | 0 | 0.01 | -0.39 | -0.37 | 0 |  | 0.4 | 0.37 | 0.23 | 40.76 | 1369.366 | 0.72
D | 4002 | 2022-02-17 | 12 | ON | 33.6 | 6.86 | 0.27 | 0.02 | 0.08 | 0.3 | 0 | 0.04 | -0.34 | -0.37 | 0 |  | 0.4 | 0.37 | 0.23 | 41.46 | 1352.692 | 0.67
D | 4002 | 2022-02-17 | 13 | ON | 32.33 | 6.86 | 0.27 | 0.02 | 0.09 | 0.31 | 0 | 0.01 | -0.34 | -0.37 | 0 |  | 0.4 | 0.37 | 0.23 | 40.18 | 1351.656 | 0.69
D | 4002 | 2022-02-17 | 14 | ON | 33.23 | 6.86 | 0.27 | 0.02 | 0.06 | 0.32 | 0 | -0.04 | -0.33 | -0.37 | 0 |  | 0.4 | 0.37 | 0.23 | 41.02 | 1357.223 | 0.67
D | 4002 | 2022-02-17 | 15 | ON | 35.5 | 6.86 | 0.27 | 0.02 | 0.1 | 0.32 | 0 | 0.03 | -0.34 | -0.37 | 0 |  | 0.4 | 0.37 | 0.23 | 43.39 | 1355.487 | 0.71
D | 4002 | 2022-02-17 | 16 | ON | 32.75 | 6.86 | 0.27 | 0.02 | 0.18 | 0.32 | 0 | 0.02 | -0.33 | -0.37 | 0 |  | 0.4 | 0.37 | 0.23 | 40.72 | 1361.247 | 0.79
D | 4002 | 2022-02-17 | 17 | ON | 35.22 | 6.86 | 0.27 | 0.02 | 0.07 | 0.31 | 0 | 0.01 | -0.33 | -0.37 | 0 |  | 0.4 | 0.37 | 0.23 | 43.06 | 1396.862 | 0.67
D | 4002 | 2022-02-17 | 18 | ON | 45.19 | 6.86 | 0.27 | 0.02 | 0.05 | 0.29 | 0.17 | 0.02 | -0.39 | -0.37 | 0 |  | 0.4 | 0.37 | 0.23 | 53.11 | 1483.103 | 0.8
D | 4002 | 2022-02-17 | 19 | ON | 61.7 | 6.86 | 0.27 | 0.02 | 0.31 | 0.29 | 0.4 | 0.01 | -0.47 | -0.37 | 0 |  | 0.4 | 0.37 | 0.23 | 70.02 | 1489.193 | 1.29
D | 4002 | 2022-02-17 | 20 | ON | 51.34 | 6.86 | 0.27 | 0.02 | 0.16 | 0.3 | 0.03 | 0 | -0.29 | -0.37 | 0 |  | 0.4 | 0.37 | 0.23 | 59.32 | 1431.977 | 0.78
D | 4002 | 2022-02-17 | 21 | ON | 36.42 | 6.86 | 0.27 | 0.02 | 0.08 | 0.31 | 0 | 0.05 | -0.27 | -0.37 | 0 |  | 0.4 | 0.37 | 0.23 | 44.37 | 1358.583 | 0.68
D | 4002 | 2022-02-17 | 22 | ON | 34.56 | 6.86 | 0.27 | 0.02 | 0.05 | 0.33 | 0 | 0.06 | -0.29 | -0.37 | 0 |  | 0.4 | 0.37 | 0.23 | 42.49 | 1258.564 | 0.67
D | 4002 | 2022-02-17 | 23 | ON | 32.42 | 6.86 | 0.27 | 0.02 | 0.14 | 0.36 | 0 | 0.02 | -0.28 | -0.37 | 0 |  | 0.4 | 0.37 | 0.23 | 40.44 | 1153.878 | 0.79
D | 4002 | 2022-02-17 | 24 | OFF | 41.03 | 6.86 | 0.27 | 0.02 | 0.23 | 0 | 0 | -0.02 | -0.15 | -0.37 | 0 |  | 0.4 | 0.37 | 0.23 | 48.87 | 1066.964 | 0.52
D | 4002 | 2022-02-18 | 1 | OFF | 39.15 | 6.86 | 0.85 | 0.17 | 0.06 | 0 | 0 | -0.01 | -0.19 | -0.37 | 0 |  | 0.4 | 0.37 | 0.23 | 47.52 | 1010.759 | 1.08
D | 4002 | 2022-02-18 | 2 | OFF | 35.62 | 6.86 | 0.85 | 0.17 | 0.04 | 0 | 0 | -0.03 | -0.12 | -0.37 | 0 |  | 0.4 | 0.37 | 0.23 | 44.02 | 981.432 | 1.06
D | 4002 | 2022-02-18 | 3 | OFF | 36.47 | 6.86 | 0.85 | 0.17 | 0.01 | 0 | 0 | 0.05 | -0.15 | -0.37 | 0 |  | 0.4 | 0.37 | 0.23 | 44.89 | 964.968 | 1.03
D | 4002 | 2022-02-18 | 4 | OFF | 35.53 | 6.86 | 0.85 | 0.17 | 0 | 0 | 0 | 0.01 | -0.16 | -0.37 | 0 |  | 0.4 | 0.37 | 0.23 | 43.89 | 964.714 | 1.02
D | 4002 | 2022-02-18 | 5 | OFF | 35.79 | 6.86 | 0.85 | 0.17 | 0 | 0 | 0 | -0.05 | -0.13 | -0.37 | 0 |  | 0.4 | 0.37 | 0.23 | 44.12 | 991.706 | 1.02
D | 4002 | 2022-02-18 | 6 | OFF | 36.28 | 6.86 | 0.85 | 0.17 | 0 | 0 | 0 | 0.12 | -0.15 | -0.37 | 0 |  | 0.4 | 0.37 | 0.23 | 44.76 | 1073.215 | 1.02
D | 4002 | 2022-02-18 | 7 | OFF | 52.4 | 6.86 | 0.85 | 0.17 | 0.32 | 0 | 0 | -0.02 | 0.17 | -0.37 | 0 |  | 0.4 | 0.37 | 0.23 | 61.38 | 1215.096 | 1.34
D | 4002 | 2022-02-18 | 8 | ON | 87.31 | 6.86 | 0.85 | 0.17 | 1.01 | 0.33 | 0.71 | 0.12 | -0.45 | -0.37 | 0 |  | 0.4 | 0.37 | 0.23 | 97.54 | 1303.257 | 3.07
D | 4002 | 2022-02-18 | 9 | ON | 55.51 | 6.86 | 0.85 | 0.17 | 0.26 | 0.32 | 0.25 | 0.14 | -0.42 | -0.37 | 0 |  | 0.4 | 0.37 | 0.23 | 64.57 | 1343.909 | 1.85
D | 4002 | 2022-02-18 | 10 | ON | 38.19 | 6.86 | 0.85 | 0.17 | 0.08 | 0.32 | 0.01 | 0.04 | -0.37 | -0.37 | 0 |  | 0.4 | 0.37 | 0.23 | 46.78 | 1348.543 | 1.43
D | 4002 | 2022-02-18 | 11 | ON | 29.75 | 6.86 | 0.85 | 0.17 | 0.18 | 0.33 | 0 | 0.09 | -0.02 | -0.37 | 0 |  | 0.4 | 0.37 | 0.23 | 38.84 | 1335.562 | 1.53
D | 4002 | 2022-02-18 | 12 | ON | -18.63 | 6.86 | 0.85 | 0.17 | 0.68 | 0.34 | 0 | 0.02 | -0.27 | -0.37 | 0 |  | 0.4 | 0.37 | 0.23 | -9.35 | 1339.719 | 2.04
D | 4002 | 2022-02-18 | 13 | ON | -0.87 | 6.86 | 0.85 | 0.17 | 0.05 | 0.35 | 0 | 0.05 | -0.45 | -0.37 | 0 |  | 0.4 | 0.37 | 0.23 | 7.64 | 1333.362 | 1.42
D | 4002 | 2022-02-18 | 14 | ON | 34.49 | 6.86 | 0.85 | 0.17 | 0.06 | 0.35 | 0 | 0.05 | -0.51 | -0.37 | 0 |  | 0.4 | 0.37 | 0.23 | 42.95 | 1338.203 | 1.43
D | 4002 | 2022-02-18 | 15 | ON | 12.82 | 6.86 | 0.85 | 0.17 | 0.39 | 0.34 | 0 | 0.05 | -0.24 | -0.37 | 0 |  | 0.4 | 0.37 | 0.23 | 21.87 | 1336.011 | 1.75
D | 4002 | 2022-02-18 | 16 | ON | 53.87 | 6.86 | 0.85 | 0.17 | 0.14 | 0.33 | 0 | -0.02 | -0.56 | -0.37 | 0 |  | 0.4 | 0.37 | 0.23 | 62.27 | 1370.105 | 1.49
D | 4002 | 2022-02-18 | 17 | ON | 75.44 | 6.86 | 0.85 | 0.17 | 0.17 | 0.31 | 0.21 | 0.1 | -0.03 | -0.37 | 0 |  | 0.4 | 0.37 | 0.23 | 84.71 | 1445.143 | 1.71
D | 4002 | 2022-02-18 | 18 | ON | 118.48 | 6.86 | 0.85 | 0.17 | 0.23 | 0.28 | 0 | 0.05 | -0.81 | -0.37 | 0 |  | 0.4 | 0.37 | 0.23 | 126.74 | 1549.29 | 1.53
D | 4002 | 2022-02-18 | 19 | ON | 109.29 | 6.86 | 0.85 | 0.17 | 0.17 | 0.28 | 0 | 0.08 | -1.3 | -0.37 | 0 |  | 0.4 | 0.37 | 0.23 | 117.03 | 1578.571 | 1.47
D | 4002 | 2022-02-18 | 20 | ON | 107.77 | 6.86 | 0.85 | 0.17 | 0.64 | 0.28 | 0.63 | 0.09 | -1.01 | -0.37 | 0 |  | 0.4 | 0.37 | 0.23 | 116.91 | 1535.24 | 2.57
D | 4002 | 2022-02-18 | 21 | ON | 88.33 | 6.86 | 0.85 | 0.17 | 0.47 | 0.29 | 0.07 | 0.05 | -1.27 | -0.37 | 0 |  | 0.4 | 0.37 | 0.23 | 96.45 | 1485.732 | 1.85
D | 4002 | 2022-02-18 | 22 | ON | 77.68 | 6.86 | 0.85 | 0.17 | 0.36 | 0.3 | 0.11 | 0.02 | -0.91 | -0.37 | 0 |  | 0.4 | 0.37 | 0.23 | 86.07 | 1410.146 | 1.79
D | 4002 | 2022-02-18 | 23 | ON | 66.82 | 6.86 | 0.85 | 0.17 | 0.21 | 0.32 | 0.03 | 0.09 | -0.72 | -0.37 | 0 |  | 0.4 | 0.37 | 0.23 | 75.26 | 1322.229 | 1.58
D | 4002 | 2022-02-18 | 24 | OFF | 59 | 6.86 | 0.85 | 0.17 | 0.24 | 0 | 0 | 0.04 | -0.9 | -0.37 | 0 |  | 0.4 | 0.37 | 0.23 | 66.89 | 1244.123 | 1.26
D | 4002 | 2022-02-19 | 1 | OFF | 86.89 | 6.86 | 3.97 | 1.36 | 0.29 | 0 | 0 | -0.07 | -1.13 | -0.37 | 0 |  | 0.4 | 0.37 | 0.23 | 98.8 | 1190.916 | 5.62
D | 4002 | 2022-02-19 | 2 | OFF | 93.96 | 6.86 | 3.97 | 1.36 | 0 | 0 | 0 | 0.18 | -1.06 | -0.37 | 0 |  | 0.4 | 0.37 | 0.23 | 105.9 | 1164.642 | 5.33
D | 4002 | 2022-02-19 | 3 | OFF | 98.57 | 6.86 | 3.97 | 1.36 | 0 | 0 | 0 | 0.09 | -1.18 | -0.37 | 0 |  | 0.4 | 0.37 | 0.23 | 110.3 | 1154.167 | 5.33
D | 4002 | 2022-02-19 | 4 | OFF | 111.52 | 6.86 | 3.97 | 1.36 | 0 | 0 | 0 | -0.02 | -1.07 | -0.37 | 0 |  | 0.4 | 0.37 | 0.23 | 123.25 | 1157.097 | 5.33
D | 4002 | 2022-02-19 | 5 | OFF | 87.68 | 6.86 | 3.97 | 1.36 | 0 | 0 | 0 | 0.17 | -1.17 | -0.37 | 0 |  | 0.4 | 0.37 | 0.23 | 99.5 | 1179.229 | 5.33
D | 4002 | 2022-02-19 | 6 | OFF | 69.82 | 6.86 | 3.97 | 1.36 | 0 | 0 | 0 | 0.17 | -1.36 | -0.37 | 0 |  | 0.4 | 0.37 | 0.23 | 81.45 | 1225.496 | 5.33
D | 4002 | 2022-02-19 | 7 | OFF | 99.13 | 6.86 | 3.97 | 1.36 | 0.51 | 0 | 0.16 | 0.21 | -1.16 | -0.37 | 0 |  | 0.4 | 0.37 | 0.23 | 111.67 | 1298.044 | 6
D | 4002 | 2022-02-19 | 8 | OFF | 73.54 | 6.86 | 3.97 | 1.36 | 0.44 | 0 | 0 | 0.09 | -0.87 | -0.37 | 0 |  | 0.4 | 0.37 | 0.23 | 86.02 | 1367.89 | 5.77
D | 4002 | 2022-02-19 | 9 | OFF | 46.57 | 6.86 | 3.97 | 1.36 | 0.14 | 0 | 0 | 0.03 | -0.97 | -0.37 | 0 |  | 0.4 | 0.37 | 0.23 | 58.59 | 1411.224 | 5.47
D | 4002 | 2022-02-19 | 10 | OFF | 41.01 | 6.86 | 3.97 | 1.36 | 0.13 | 0 | 0 | 0 | -0.88 | -0.37 | 0 |  | 0.4 | 0.37 | 0.23 | 53.08 | 1440.134 | 5.46
D | 4002 | 2022-02-19 | 11 | OFF | 69.71 | 6.86 | 3.97 | 1.36 | 0.06 | 0 | 0 | 0.18 | -1.41 | -0.37 | 0 |  | 0.4 | 0.37 | 0.23 | 81.36 | 1466.768 | 5.39
D | 4002 | 2022-02-19 | 12 | OFF | 72.23 | 6.86 | 3.97 | 1.36 | 0.07 | 0 | 0 | -0.01 | -1.15 | -0.37 | 0 |  | 0.4 | 0.37 | 0.23 | 83.96 | 1490.879 | 5.4
D | 4002 | 2022-02-19 | 13 | OFF | 85.61 | 6.86 | 3.97 | 1.36 | 0.11 | 0 | 0 | -0.08 | -1.1 | -0.37 | 0 |  | 0.4 | 0.37 | 0.23 | 97.36 | 1492.524 | 5.44
D | 4002 | 2022-02-19 | 14 | OFF | 134.72 | 6.86 | 3.97 | 1.36 | 0.44 | 0 | 0.27 | 0.11 | -1.06 | -0.37 | 0 |  | 0.4 | 0.37 | 0.23 | 147.3 | 1483.29 | 6.04
D | 4002 | 2022-02-19 | 15 | OFF | 150.98 | 6.86 | 3.97 | 1.36 | 0.66 | 0 | 0.41 | 0.18 | -0.99 | -0.37 | 0 |  | 0.4 | 0.37 | 0.23 | 164.06 | 1469.004 | 6.4
D | 4002 | 2022-02-19 | 16 | OFF | 129.73 | 6.86 | 3.97 | 1.36 | 0.48 | 0 | 0.36 | -0.05 | -0.93 | -0.37 | 0 |  | 0.4 | 0.37 | 0.23 | 142.41 | 1449.914 | 6.17
D | 4002 | 2022-02-19 | 17 | OFF | 120.16 | 6.86 | 3.97 | 1.36 | 0.41 | 0 | 0.22 | 0.13 | -1.23 | -0.37 | 0 |  | 0.4 | 0.37 | 0.23 | 132.51 | 1477.25 | 5.96
D | 4002 | 2022-02-19 | 18 | OFF | 168.29 | 6.86 | 3.97 | 1.36 | 0.87 | 0 | 0 | 0.56 | -0.5 | -0.37 | 0 |  | 0.4 | 0.37 | 0.23 | 182.04 | 1566.976 | 6.2
D | 4002 | 2022-02-19 | 19 | OFF | 136.42 | 6.86 | 3.97 | 1.36 | 0 | 0 | 0 | 0.2 | -1.54 | -0.37 | 0 |  | 0.4 | 0.37 | 0.23 | 147.9 | 1591.854 | 5.33
D | 4002 | 2022-02-19 | 20 | OFF | 178.02 | 6.86 | 3.97 | 1.36 | 0.27 | 0 | 0.01 | 0.14 | -1.29 | -0.37 | 0 |  | 0.4 | 0.37 | 0.23 | 189.97 | 1545.731 | 5.61
D | 4002 | 2022-02-19 | 21 | OFF | 209.39 | 6.86 | 3.97 | 1.36 | 0.67 | 0 | 0.65 | 1.36 | -1.73 | -0.37 | 0 |  | 0.4 | 0.37 | 0.23 | 223.16 | 1490.556 | 6.65
D | 4002 | 2022-02-19 | 22 | OFF | 322.27 | 6.86 | 3.97 | 1.36 | 2.05 | 0 | 0 | 1.5 | -2.11 | -0.37 | 0 |  | 0.4 | 0.37 | 0.23 | 336.53 | 1420.994 | 7.38
D | 4002 | 2022-02-19 | 23 | OFF | 217.8 | 6.86 | 3.97 | 1.36 | 2.21 | 0 | 0 | 0.14 | -0.8 | -0.37 | 0 |  | 0.4 | 0.37 | 0.23 | 232.17 | 1344.621 | 7.54
D | 4002 | 2022-02-19 | 24 | OFF | 64.22 | 6.86 | 3.97 | 1.36 | 0.66 | 0 | 0 | 0.2 | -1 | -0.37 | 0 |  | 0.4 | 0.37 | 0.23 | 76.9 | 1277.45 | 5.99
D | 4002 | 2022-02-20 | 1 | OFF | 71.29 | 6.86 | 0.73 | 0.1 | 0.88 | 0 | 0 | 0.01 | -1.03 | -0.37 | 0 |  | 0.4 | 0.37 | 0.23 | 79.47 | 1232.969 | 1.71
D | 4002 | 2022-02-20 | 2 | OFF | 116.67 | 6.86 | 0.73 | 0.1 | 0.54 | 0 | 0 | 0.09 | -1.09 | -0.37 | 0 |  | 0.4 | 0.37 | 0.23 | 124.53 | 1211.198 | 1.37
D | 4002 | 2022-02-20 | 3 | OFF | 91.74 | 6.86 | 0.73 | 0.1 | 0.26 | 0 | 0 | 0.05 | -1 | -0.37 | 0 |  | 0.4 | 0.37 | 0.23 | 99.37 | 1201.496 | 1.09
D | 4002 | 2022-02-20 | 4 | OFF | 71.15 | 6.86 | 0.73 | 0.1 | 0.36 | 0 | 0 | 0.02 | -0.96 | -0.37 | 0 |  | 0.4 | 0.37 | 0.23 | 78.89 | 1207.042 | 1.19
D | 4002 | 2022-02-20 | 5 | OFF | 82.72 | 6.86 | 0.73 | 0.1 | 0.34 | 0 | 0.13 | 0.01 | -0.96 | -0.37 | 0 |  | 0.4 | 0.37 | 0.23 | 90.56 | 1215.423 | 1.3
D | 4002 | 2022-02-20 | 6 | OFF | 75.23 | 6.86 | 0.73 | 0.1 | 0.39 | 0 | 0.12 | 0.09 | -1.17 | -0.37 | 0 |  | 0.4 | 0.37 | 0.23 | 82.98 | 1251.044 | 1.34
D | 4002 | 2022-02-20 | 7 | OFF | 96.78 | 6.86 | 0.73 | 0.1 | 0.57 | 0 | 0 | 0.02 | -1.07 | -0.37 | 0 |  | 0.4 | 0.37 | 0.23 | 104.62 | 1306.627 | 1.4
D | 4002 | 2022-02-20 | 8 | OFF | 93.38 | 6.86 | 0.73 | 0.1 | 0.97 | 0 | 0.12 | 0.14 | -1 | -0.37 | 0 |  | 0.4 | 0.37 | 0.23 | 101.93 | 1373.085 | 1.92
D | 4002 | 2022-02-20 | 9 | OFF | 59.49 | 6.86 | 0.73 | 0.1 | 0.4 | 0 | 0 | 0 | -0.99 | -0.37 | 0 |  | 0.4 | 0.37 | 0.23 | 67.22 | 1422.945 | 1.23
D | 4002 | 2022-02-20 | 10 | OFF | 41.9 | 6.86 | 0.73 | 0.1 | 0.54 | 0 | 0 | 0.02 | -1.02 | -0.37 | 0 |  | 0.4 | 0.37 | 0.23 | 49.76 | 1431.029 | 1.37
D | 4002 | 2022-02-20 | 11 | OFF | 66.09 | 6.86 | 0.73 | 0.1 | 0.18 | 0 | 0 | 0 | -1.27 | -0.37 | 0 |  | 0.4 | 0.37 | 0.23 | 73.32 | 1413.259 | 1.01
D | 4002 | 2022-02-20 | 12 | OFF | 70.43 | 6.86 | 0.73 | 0.1 | 0.07 | 0 | 0 | -0.02 | -0.98 | -0.37 | 0 |  | 0.4 | 0.37 | 0.23 | 77.82 | 1422.589 | 0.9
D | 4002 | 2022-02-20 | 13 | OFF | 67.27 | 6.86 | 0.73 | 0.1 | 0.06 | 0 | 0 | 0.06 | -0.82 | -0.37 | 0 |  | 0.4 | 0.37 | 0.23 | 74.89 | 1418.324 | 0.89
D | 4002 | 2022-02-20 | 14 | OFF | -20.02 | 6.86 | 0.73 | 0.1 | 0.01 | 0 | 0 | -0.03 | -0.61 | -0.37 | 0 |  | 0.4 | 0.37 | 0.23 | -12.33 | 1403.295 | 0.84
D | 4002 | 2022-02-20 | 15 | OFF | 19.78 | 6.86 | 0.73 | 0.1 | 0.15 | 0 | 0 | -0.01 | -0.54 | -0.37 | 0 |  | 0.4 | 0.37 | 0.23 | 27.7 | 1387.025 | 0.98
D | 4002 | 2022-02-20 | 16 | OFF | 48.59 | 6.86 | 0.73 | 0.1 | 0.1 | 0 | 0 | -0.03 | -0.58 | -0.37 | 0 |  | 0.4 | 0.37 | 0.23 | 56.4 | 1392.217 | 0.93
D | 4002 | 2022-02-20 | 17 | OFF | 73.94 | 6.86 | 0.73 | 0.1 | 0.12 | 0 | 0 | 0 | -0.79 | -0.37 | 0 |  | 0.4 | 0.37 | 0.23 | 81.59 | 1468.025 | 0.95
D | 4002 | 2022-02-20 | 18 | OFF | 101.55 | 6.86 | 0.73 | 0.1 | 0.38 | 0 | 0 | 0.11 | -0.53 | -0.37 | 0 |  | 0.4 | 0.37 | 0.23 | 109.83 | 1576.395 | 1.21
D | 4002 | 2022-02-20 | 19 | OFF | 92.98 | 6.86 | 0.73 | 0.1 | 0.24 | 0 | 0 | 0.2 | -1.44 | -0.37 | 0 |  | 0.4 | 0.37 | 0.23 | 100.3 | 1608.191 | 1.07
D | 4002 | 2022-02-20 | 20 | OFF | 84.62 | 6.86 | 0.73 | 0.1 | 0.38 | 0 | 0 | 0.07 | -0.87 | -0.37 | 0 |  | 0.4 | 0.37 | 0.23 | 92.52 | 1553.241 | 1.21
D | 4002 | 2022-02-20 | 21 | OFF | 80.65 | 6.86 | 0.73 | 0.1 | 0.37 | 0 | 0.04 | 0.02 | -0.8 | -0.37 | 0 |  | 0.4 | 0.37 | 0.23 | 88.6 | 1479.971 | 1.24
D | 4002 | 2022-02-20 | 22 | OFF | 72.14 | 6.86 | 0.73 | 0.1 | 0.27 | 0 | 0 | 0.01 | -0.81 | -0.37 | 0 |  | 0.4 | 0.37 | 0.23 | 79.93 | 1384.735 | 1.1
D | 4002 | 2022-02-20 | 23 | OFF | 49.69 | 6.86 | 0.73 | 0.1 | 0.38 | 0 | 0 | 0.09 | -0.52 | -0.37 | 0 |  | 0.4 | 0.37 | 0.23 | 57.96 | 1284.083 | 1.21
D | 4002 | 2022-02-20 | 24 | OFF | 41.84 | 6.86 | 0.73 | 0.1 | 0.32 | 0 | 0 | 0.04 | -0.51 | -0.37 | 0 |  | 0.4 | 0.37 | 0.23 | 50.01 | 1199.492 | 1.15
D | 4002 | 2022-02-21 | 1 | OFF | 51.11 | 6.86 | 0.56 | 0.03 | 0.41 | 0 | 0 | 0.04 | -0.59 | -0.37 | 0 |  | 0.4 | 0.37 | 0.23 | 59.05 | 1144.449 | 1
D | 4002 | 2022-02-21 | 2 | OFF | 51.7 | 6.86 | 0.56 | 0.03 | 0.21 | 0 | 0 | 0.05 | -0.46 | -0.37 | 0 |  | 0.4 | 0.37 | 0.23 | 59.58 | 1116.134 | 0.8
D | 4002 | 2022-02-21 | 3 | OFF | 43.22 | 6.86 | 0.56 | 0.03 | 0.07 | 0 | 0 | 0.04 | -0.41 | -0.37 | 0 |  | 0.4 | 0.37 | 0.23 | 51 | 1100.954 | 0.66
D | 4002 | 2022-02-21 | 4 | OFF | 42.47 | 6.86 | 0.56 | 0.03 | 0.04 | 0 | 0 | 0.05 | -0.44 | -0.37 | 0 |  | 0.4 | 0.37 | 0.23 | 50.2 | 1105.085 | 0.63
D | 4002 | 2022-02-21 | 5 | OFF | 44.38 | 6.86 | 0.56 | 0.03 | 0.06 | 0 | 0 | 0.11 | -0.38 | -0.37 | 0 |  | 0.4 | 0.37 | 0.23 | 52.25 | 1132.388 | 0.65
D | 4002 | 2022-02-21 | 6 | OFF | 68.76 | 6.86 | 0.56 | 0.03 | 0.25 | 0 | 0 | 0.15 | -0.4 | -0.37 | 0 |  | 0.4 | 0.37 | 0.23 | 76.84 | 1215.675 | 0.84
D | 4002 | 2022-02-21 | 7 | OFF | 78.5 | 6.86 | 0.56 | 0.03 | 0.23 | 0 | 0 | 0.15 | -0.61 | -0.37 | 0 |  | 0.4 | 0.37 | 0.23 | 86.35 | 1342.842 | 0.82
D | 4002 | 2022-02-21 | 8 | ON | 84.16 | 6.86 | 0.56 | 0.03 | 1.95 | 0.29 | 0 | 0.07 | -0.87 | -0.37 | 0 |  | 0.4 | 0.37 | 0.23 | 93.68 | 1420.195 | 2.83
D | 4002 | 2022-02-21 | 9 | ON | 67.03 | 6.86 | 0.56 | 0.03 | 0.17 | 0.29 | 0 | 0.07 | -0.83 | -0.37 | 0 |  | 0.4 | 0.37 | 0.23 | 74.81 | 1441.075 | 1.05
D | 4002 | 2022-02-21 | 10 | ON | 33.39 | 6.86 | 0.56 | 0.03 | 0.12 | 0.3 | 0 | 0.03 | -0.5 | -0.37 | 0 |  | 0.4 | 0.37 | 0.23 | 41.42 | 1434.284 | 1.01
D | 4002 | 2022-02-21 | 11 | ON | 3.91 | 6.86 | 0.56 | 0.03 | 0.33 | 0.31 | 0 | 0.02 | -0.38 | -0.37 | 0 |  | 0.4 | 0.37 | 0.23 | 12.27 | 1417.28 | 1.23
D | 4002 | 2022-02-21 | 12 | ON | 8.41 | 6.86 | 0.56 | 0.03 | 0.3 | 0.31 | 0 | 0.01 | -0.26 | -0.37 | 0 |  | 0.4 | 0.37 | 0.23 | 16.85 | 1378.746 | 1.2
D | 4002 | 2022-02-21 | 13 | ON | 13.81 | 6.86 | 0.56 | 0.03 | 0.5 | 0.32 | 0 | 0 | -0.28 | -0.37 | 0 |  | 0.4 | 0.37 | 0.23 | 22.43 | 1342.886 | 1.41
D | 4002 | 2022-02-21 | 14 | ON | 14.8 | 6.86 | 0.56 | 0.03 | 0.4 | 0.32 | 0 | 0.01 | -0.29 | -0.37 | 0 |  | 0.4 | 0.37 | 0.23 | 23.32 | 1318.329 | 1.31
D | 4002 | 2022-02-21 | 15 | ON | 19.47 | 6.86 | 0.56 | 0.03 | 0.2 | 0.32 | 0 | 0.03 | -0.29 | -0.37 | 0 |  | 0.4 | 0.37 | 0.23 | 27.81 | 1301.722 | 1.11
D | 4002 | 2022-02-21 | 16 | ON | 30.19 | 6.86 | 0.56 | 0.03 | 0.25 | 0.31 | 0 | 0.03 | -0.19 | -0.37 | 0 |  | 0.4 | 0.37 | 0.23 | 38.67 | 1314.76 | 1.15
D | 4002 | 2022-02-21 | 17 | ON | 36.35 | 6.86 | 0.56 | 0.03 | 0.15 | 0.29 | 0 | 0.08 | -0.35 | -0.37 | 0 |  | 0.4 | 0.37 | 0.23 | 44.6 | 1365.739 | 1.03
D | 4002 | 2022-02-21 | 18 | ON | 48.39 | 6.86 | 0.56 | 0.03 | 0.09 | 0.27 | 0 | 0.07 | -0.58 | -0.37 | 0 |  | 0.4 | 0.37 | 0.23 | 56.32 | 1486.028 | 0.95
D | 4002 | 2022-02-21 | 19 | ON | 51.83 | 6.86 | 0.56 | 0.03 | 0.23 | 0.26 | 0 | 0.08 | -1.09 | -0.37 | 0 |  | 0.4 | 0.37 | 0.23 | 59.39 | 1523.961 | 1.08
D | 4002 | 2022-02-21 | 20 | ON | 48.63 | 6.86 | 0.56 | 0.03 | 0.33 | 0.27 | 0 | 0.07 | -0.7 | -0.37 | 0 |  | 0.4 | 0.37 | 0.23 | 56.68 | 1462.222 | 1.19
D | 4002 | 2022-02-21 | 21 | ON | 37.14 | 6.86 | 0.56 | 0.03 | 0.12 | 0.28 | 0 | 0.01 | -0.45 | -0.37 | 0 |  | 0.4 | 0.37 | 0.23 | 45.18 | 1392.155 | 0.99
D | 4002 | 2022-02-21 | 22 | ON | 35.87 | 6.86 | 0.56 | 0.03 | 0.22 | 0.3 | 0 | 0.04 | -0.44 | -0.37 | 0 |  | 0.4 | 0.37 | 0.23 | 44.07 | 1297.442 | 1.11
D | 4002 | 2022-02-21 | 23 | ON | 35 | 6.86 | 0.56 | 0.03 | 0.22 | 0.32 | 0 | 0.05 | -0.45 | -0.37 | 0 |  | 0.4 | 0.37 | 0.23 | 43.22 | 1193.556 | 1.13
D | 4002 | 2022-02-21 | 24 | OFF | 35.81 | 6.86 | 0.56 | 0.03 | 0.71 | 0 | 0 | -0.01 | -0.37 | -0.37 | 0 |  | 0.4 | 0.37 | 0.23 | 44.22 | 1118.552 | 1.3
D | 4002 | 2022-02-22 | 1 | OFF | 26.49 | 6.86 | 0.26 | 0.01 | 0.14 | 0 | 0 | 0.05 | -0.45 | -0.37 | 0 |  | 0.4 | 0.37 | 0.23 | 33.99 | 1076.64 | 0.41
D | 4002 | 2022-02-22 | 2 | OFF | 16.09 | 6.86 | 0.26 | 0.01 | 0.13 | 0 | 0 | 0.01 | -0.39 | -0.37 | 0 |  | 0.4 | 0.37 | 0.23 | 23.6 | 1058.366 | 0.4
D | 4002 | 2022-02-22 | 3 | OFF | 26.49 | 6.86 | 0.26 | 0.01 | 0.1 | 0 | 0 | 0.02 | -0.4 | -0.37 | 0 |  | 0.4 | 0.37 | 0.23 | 33.97 | 1051.726 | 0.37
D | 4002 | 2022-02-22 | 4 | OFF | 28.92 | 6.86 | 0.26 | 0.01 | 0.03 | 0 | 0 | 0.03 | -0.36 | -0.37 | 0 |  | 0.4 | 0.37 | 0.23 | 36.38 | 1066.465 | 0.3
D | 4002 | 2022-02-22 | 5 | OFF | 24.05 | 6.86 | 0.26 | 0.01 | 0.1 | 0 | 0 | 0.05 | -0.38 | -0.37 | 0 |  | 0.4 | 0.37 | 0.23 | 31.58 | 1103.803 | 0.37
D | 4002 | 2022-02-22 | 6 | OFF | 30.28 | 6.86 | 0.26 | 0.01 | 0.22 | 0 | 0 | 0.05 | -0.63 | -0.37 | 0 |  | 0.4 | 0.37 | 0.23 | 37.68 | 1203.383 | 0.49
D | 4002 | 2022-02-22 | 7 | OFF | 38.01 | 6.86 | 0.26 | 0.01 | 0.28 | 0 | 0 | 0.05 | -0.83 | -0.37 | 0 |  | 0.4 | 0.37 | 0.23 | 45.27 | 1352.228 | 0.55
D | 4002 | 2022-02-22 | 8 | ON | 42.03 | 6.86 | 0.26 | 0.01 | 0.39 | 0.3 | 0 | 0.02 | -0.92 | -0.37 | 0 |  | 0.4 | 0.37 | 0.23 | 49.58 | 1440.917 | 0.96
D | 4002 | 2022-02-22 | 9 | ON | 45.86 | 6.86 | 0.26 | 0.01 | 0.13 | 0.3 | 0 | 0.08 | -0.76 | -0.37 | 0 |  | 0.4 | 0.37 | 0.23 | 53.37 | 1458.909 | 0.7
D | 4002 | 2022-02-22 | 10 | ON | 40.14 | 6.86 | 0.26 | 0.01 | 0.13 | 0.3 | 0 | 0.02 | -0.62 | -0.37 | 0 |  | 0.4 | 0.37 | 0.23 | 47.73 | 1435.894 | 0.7
D | 4002 | 2022-02-22 | 11 | ON | 43.02 | 6.86 | 0.26 | 0.01 | 0.1 | 0.3 | 0 | 0.05 | -0.59 | -0.37 | 0 |  | 0.4 | 0.37 | 0.23 | 50.64 | 1422.09 | 0.67
D | 4002 | 2022-02-22 | 12 | ON | 51.28 | 6.86 | 0.26 | 0.01 | 0.07 | 0.3 | 0 | -0.01 | -0.47 | -0.37 | 0 |  | 0.4 | 0.37 | 0.23 | 58.93 | 1423.437 | 0.64
D | 4002 | 2022-02-22 | 13 | ON | 51.43 | 6.86 | 0.26 | 0.01 | 0.06 | 0.3 | 0 | 0.06 | -0.51 | -0.37 | 0 |  | 0.4 | 0.37 | 0.23 | 59.1 | 1441.7 | 0.63
D | 4002 | 2022-02-22 | 14 | ON | 58.02 | 6.86 | 0.26 | 0.01 | 0.21 | 0.29 | 0 | 0.08 | -0.55 | -0.37 | 0 |  | 0.4 | 0.37 | 0.23 | 65.81 | 1453.121 | 0.77
D | 4002 | 2022-02-22 | 15 | ON | 60.93 | 6.86 | 0.26 | 0.01 | 0.28 | 0.29 | 0 | 0.02 | -0.51 | -0.37 | 0 |  | 0.4 | 0.37 | 0.23 | 68.77 | 1454.748 | 0.84
D | 4002 | 2022-02-22 | 16 | ON | 57.73 | 6.86 | 0.26 | 0.01 | 0.19 | 0.29 | 0 | 0.07 | -0.57 | -0.37 | 0 |  | 0.4 | 0.37 | 0.23 | 65.47 | 1476.734 | 0.75
D | 4002 | 2022-02-22 | 17 | ON | 57.99 | 6.86 | 0.26 | 0.01 | 0.28 | 0.28 | 0 | 0.13 | -0.69 | -0.37 | 0 |  | 0.4 | 0.37 | 0.23 | 65.75 | 1525.778 | 0.83
D | 4002 | 2022-02-22 | 18 | ON | 59.36 | 6.86 | 0.26 | 0.01 | 0.2 | 0.27 | 0 | 0.12 | -0.64 | -0.37 | 0 |  | 0.4 | 0.37 | 0.23 | 67.07 | 1597.391 | 0.74
D | 4002 | 2022-02-22 | 19 | ON | 60.04 | 6.86 | 0.26 | 0.01 | 0.27 | 0.28 | 0 | 0.06 | -0.53 | -0.37 | 0 |  | 0.4 | 0.37 | 0.23 | 67.88 | 1587.314 | 0.82
D | 4002 | 2022-02-22 | 20 | ON | 53.55 | 6.86 | 0.26 | 0.01 | 0.18 | 0.29 | 0 | -0.06 | -0.31 | -0.37 | 0 |  | 0.4 | 0.37 | 0.23 | 61.41 | 1517.153 | 0.74
D | 4002 | 2022-02-22 | 21 | ON | 57.62 | 6.86 | 0.26 | 0.01 | 0.11 | 0.3 | 0 | -0.06 | -0.28 | -0.37 | 0 |  | 0.4 | 0.37 | 0.23 | 65.45 | 1432.609 | 0.68
D | 4002 | 2022-02-22 | 22 | ON | 50.44 | 6.86 | 0.26 | 0.01 | 0.17 | 0.32 | 0 | 0.02 | -0.11 | -0.37 | 0 |  | 0.4 | 0.37 | 0.23 | 58.6 | 1326.346 | 0.76
D | 4002 | 2022-02-22 | 23 | ON | 37.46 | 6.86 | 0.26 | 0.01 | 0.13 | 0.35 | 0 | 0.11 | -0.3 | -0.37 | 0 |  | 0.4 | 0.37 | 0.23 | 45.51 | 1211.391 | 0.75
D | 4002 | 2022-02-22 | 24 | OFF | 21.62 | 6.86 | 0.26 | 0.01 | 0.3 | 0 | 0 | 0.01 | -0.02 | -0.37 | 0 |  | 0.4 | 0.37 | 0.23 | 29.67 | 1111.806 | 0.57
D | 4002 | 2022-02-23 | 1 | OFF | 15.67 | 6.86 | 0.84 | 0.03 | 0.27 | 0 | 0 | 0 | -0.22 | -0.37 | 0 |  | 0.4 | 0.37 | 0.23 | 24.08 | 1055.018 | 1.14
D | 4002 | 2022-02-23 | 2 | OFF | 8.37 | 6.86 | 0.84 | 0.03 | 0.09 | 0 | 0 | 0.02 | -0.13 | -0.37 | 0 |  | 0.4 | 0.37 | 0.23 | 16.71 | 1018.203 | 0.96
D | 4002 | 2022-02-23 | 3 | OFF | 25.09 | 6.86 | 0.84 | 0.03 | 0.07 | 0 | 0 | 0.02 | -0.22 | -0.37 | 0 |  | 0.4 | 0.37 | 0.23 | 33.32 | 998.414 | 0.94
D | 4002 | 2022-02-23 | 4 | OFF | 31.23 | 6.86 | 0.84 | 0.03 | 0.08 | 0 | 0 | 0.01 | -0.21 | -0.37 | 0 |  | 0.4 | 0.37 | 0.23 | 39.47 | 1000.068 | 0.95
D | 4002 | 2022-02-23 | 5 | OFF | 32.77 | 6.86 | 0.84 | 0.03 | 0.05 | 0 | 0 | 0.05 | -0.21 | -0.37 | 0 |  | 0.4 | 0.37 | 0.23 | 41.02 | 1023.306 | 0.92
D | 4002 | 2022-02-23 | 6 | OFF | 21.18 | 6.86 | 0.84 | 0.03 | 0.68 | 0 | 0 | 0.03 | -0.09 | -0.37 | 0 |  | 0.4 | 0.37 | 0.23 | 30.16 | 1112.7 | 1.55
D | 4002 | 2022-02-23 | 7 | OFF | 35.75 | 6.86 | 0.84 | 0.03 | 0.31 | 0 | 0 | 0.04 | -0.31 | -0.37 | 0 |  | 0.4 | 0.37 | 0.23 | 44.15 | 1256.359 | 1.18
D | 4002 | 2022-02-23 | 8 | ON | 33.27 | 6.86 | 0.84 | 0.03 | 0.21 | 0.33 | 0 | 0.05 | -0.43 | -0.37 | 0 |  | 0.4 | 0.37 | 0.23 | 41.79 | 1343.919 | 1.41
D | 4002 | 2022-02-23 | 9 | ON | 49.59 | 6.86 | 0.84 | 0.03 | 0.26 | 0.32 | 0 | 0.02 | -0.38 | -0.37 | 0 |  | 0.4 | 0.37 | 0.23 | 58.17 | 1373.216 | 1.45
D | 4002 | 2022-02-23 | 10 | ON | 36.05 | 6.86 | 0.84 | 0.03 | 0.84 | 0.33 | 0 | 0.03 | -0.37 | -0.37 | 0 |  | 0.4 | 0.37 | 0.23 | 45.24 | 1347.382 | 2.04
D | 4002 | 2022-02-23 | 11 | ON | 33.64 | 6.86 | 0.84 | 0.03 | 0.14 | 0.33 | 0 | 0.06 | -0.32 | -0.37 | 0 |  | 0.4 | 0.37 | 0.23 | 42.21 | 1309.201 | 1.34
D | 4002 | 2022-02-23 | 12 | ON | 33.67 | 6.86 | 0.84 | 0.03 | 0.12 | 0.34 | 0 | 0.02 | -0.36 | -0.37 | 0 |  | 0.4 | 0.37 | 0.23 | 42.15 | 1301.107 | 1.33
D | 4002 | 2022-02-23 | 13 | ON | 19.47 | 6.86 | 0.84 | 0.03 | 0.27 | 0.35 | 0 | 0.02 | -0.32 | -0.37 | 0 |  | 0.4 | 0.37 | 0.23 | 28.15 | 1284.831 | 1.49
D | 4002 | 2022-02-23 | 14 | ON | 19.14 | 6.86 | 0.84 | 0.03 | 0.13 | 0.35 | 0 | 0.04 | -0.22 | -0.37 | 0 |  | 0.4 | 0.37 | 0.23 | 27.8 | 1263.41 | 1.35
D | 4002 | 2022-02-23 | 15 | ON | -14.45 | 6.86 | 0.84 | 0.03 | 0.6 | 0.36 | 0 | 0 | -0.22 | -0.37 | 0 |  | 0.4 | 0.37 | 0.23 | -5.35 | 1257.735 | 1.83
D | 4002 | 2022-02-23 | 16 | ON | 35.07 | 6.86 | 0.84 | 0.03 | 0.15 | 0.35 | 0 | 0.06 | -0.38 | -0.37 | 0 |  | 0.4 | 0.37 | 0.23 | 43.61 | 1279.001 | 1.37
D | 4002 | 2022-02-23 | 17 | ON | 36.29 | 6.86 | 0.84 | 0.03 | 0.05 | 0.33 | 0 | 0.02 | -0.36 | -0.37 | 0 |  | 0.4 | 0.37 | 0.23 | 44.69 | 1330.504 | 1.25
D | 4002 | 2022-02-23 | 18 | ON | 42.56 | 6.86 | 0.84 | 0.03 | 0.08 | 0.31 | 0.02 | 0.03 | -0.41 | -0.37 | 0 |  | 0.4 | 0.37 | 0.23 | 50.95 | 1444.358 | 1.28
D | 4002 | 2022-02-23 | 19 | ON | 71.46 | 6.86 | 0.84 | 0.03 | 0.19 | 0.29 | 0.02 | 0.03 | -0.7 | -0.37 | 0 |  | 0.4 | 0.37 | 0.23 | 79.65 | 1501.437 | 1.37
D | 4002 | 2022-02-23 | 20 | ON | 74.84 | 6.86 | 0.84 | 0.03 | 0.24 | 0.3 | 0 | 0.02 | -0.52 | -0.37 | 0 |  | 0.4 | 0.37 | 0.23 | 83.24 | 1469.087 | 1.41
D | 4002 | 2022-02-23 | 21 | ON | 75.84 | 6.86 | 0.84 | 0.03 | 0.37 | 0.31 | 0.03 | 0 | -0.39 | -0.37 | 0 |  | 0.4 | 0.37 | 0.23 | 84.52 | 1416.344 | 1.58
D | 4002 | 2022-02-23 | 22 | ON | 41.35 | 6.86 | 0.84 | 0.03 | 0.11 | 0.32 | 0.01 | 0.02 | -0.35 | -0.37 | 0 |  | 0.4 | 0.37 | 0.23 | 49.82 | 1339.508 | 1.31
D | 4002 | 2022-02-23 | 23 | ON | 36.38 | 6.86 | 0.84 | 0.03 | 0.21 | 0.34 | 0 | 0.01 | -0.36 | -0.37 | 0 |  | 0.4 | 0.37 | 0.23 | 44.94 | 1249.013 | 1.42
D | 4002 | 2022-02-23 | 24 | OFF | 36.42 | 6.86 | 0.84 | 0.03 | 0.18 | 0 | 0 | -0.04 | -0.27 | -0.37 | 0 |  | 0.4 | 0.37 | 0.23 | 44.65 | 1177.699 | 1.05
D | 4002 | 2022-02-24 | 1 | OFF | 36.45 | 6.86 | 0.78 | 0.01 | 0.11 | 0 | 0 | -0.02 | -0.3 | -0.37 | 0 |  | 0.4 | 0.37 | 0.23 | 44.52 | 1145.404 | 0.9
D | 4002 | 2022-02-24 | 2 | OFF | 33.41 | 6.86 | 0.78 | 0.01 | 0.09 | 0 | 0 | 0.04 | -0.33 | -0.37 | 0 |  | 0.4 | 0.37 | 0.23 | 41.49 | 1128.504 | 0.88
D | 4002 | 2022-02-24 | 3 | OFF | 34.41 | 6.86 | 0.78 | 0.01 | 0.11 | 0 | 0 | -0.01 | -0.29 | -0.37 | 0 |  | 0.4 | 0.37 | 0.23 | 42.5 | 1131.939 | 0.9
D | 4002 | 2022-02-24 | 4 | OFF | 35.48 | 6.86 | 0.78 | 0.01 | 0.11 | 0 | 0 | 0.02 | -0.3 | -0.37 | 0 |  | 0.4 | 0.37 | 0.23 | 43.59 | 1152.559 | 0.9
D | 4002 | 2022-02-24 | 5 | OFF | 37.51 | 6.86 | 0.78 | 0.01 | 0.1 | 0 | 0 | 0.01 | -0.3 | -0.37 | 0 |  | 0.4 | 0.37 | 0.23 | 45.6 | 1202.297 | 0.89
D | 4002 | 2022-02-24 | 6 | OFF | 37.9 | 6.86 | 0.78 | 0.01 | 0.34 | 0 | 0 | 0.09 | -0.57 | -0.37 | 0 |  | 0.4 | 0.37 | 0.23 | 46.04 | 1312.6 | 1.13
D | 4002 | 2022-02-24 | 7 | OFF | 40.11 | 6.86 | 0.78 | 0.01 | 0.35 | 0 | 0 | 0.02 | -0.67 | -0.37 | 0 |  | 0.4 | 0.37 | 0.23 | 48.09 | 1471.943 | 1.14
D | 4002 | 2022-02-24 | 8 | ON | 45.07 | 6.86 | 0.78 | 0.01 | 0.19 | 0.25 | 0 | 0.01 | -0.66 | -0.37 | 0 |  | 0.4 | 0.37 | 0.23 | 53.14 | 1561.811 | 1.23
D | 4002 | 2022-02-24 | 9 | ON | 41.85 | 6.86 | 0.78 | 0.01 | 0.12 | 0.16 | 0 | 0.03 | -0.51 | -0.37 | 0 |  | 0.4 | 0.37 | 0.23 | 49.93 | 1561.997 | 1.07
D | 4002 | 2022-02-24 | 10 | ON | 40.72 | 6.86 | 0.78 | 0.01 | 0.14 | 0.2 | 0 | -0.03 | -0.44 | -0.37 | 0 |  | 0.4 | 0.37 | 0.23 | 48.87 | 1538.081 | 1.13
D | 4002 | 2022-02-24 | 11 | ON | 68.76 | 6.86 | 0.78 | 0.01 | 0.49 | 0.2 | 0 | 0.1 | -1.03 | -0.37 | 0 |  | 0.4 | 0.37 | 0.23 | 76.8 | 1543.995 | 1.48
D | 4002 | 2022-02-24 | 12 | ON | 95.94 | 6.86 | 0.78 | 0.01 | 0.13 | 0.24 | 0 | 0.05 | -0.9 | -0.37 | 0 |  | 0.4 | 0.37 | 0.23 | 103.74 | 1512.516 | 1.16
D | 4002 | 2022-02-24 | 13 | ON | 79.42 | 6.86 | 0.78 | 0.01 | 0.18 | 0.29 | 0 | -0.01 | -0.78 | -0.37 | 0 |  | 0.4 | 0.37 | 0.23 | 87.38 | 1481.965 | 1.26
D | 4002 | 2022-02-24 | 14 | ON | 92.79 | 6.86 | 0.78 | 0.01 | 0.2 | 0.29 | 0 | -0.01 | -0.76 | -0.37 | 0 |  | 0.4 | 0.37 | 0.23 | 100.79 | 1468.492 | 1.28
D | 4002 | 2022-02-24 | 15 | ON | 86.82 | 6.86 | 0.78 | 0.01 | 0.14 | 0.29 | 0 | 0.08 | -0.76 | -0.37 | 0 |  | 0.4 | 0.37 | 0.23 | 94.85 | 1448.399 | 1.22
D | 4002 | 2022-02-24 | 16 | ON | 86.18 | 6.86 | 0.78 | 0.01 | 0.11 | 0.29 | 0 | 0.07 | -0.9 | -0.37 | 0 |  | 0.4 | 0.37 | 0.23 | 94.03 | 1436.345 | 1.19
D | 4002 | 2022-02-24 | 17 | ON | 97.45 | 6.86 | 0.78 | 0.01 | 0.1 | 0.28 | 0 | 0 | -0.86 | -0.37 | 0 |  | 0.4 | 0.37 | 0.23 | 105.25 | 1484.212 | 1.17
D | 4002 | 2022-02-24 | 18 | ON | 154.17 | 6.86 | 0.78 | 0.01 | 0.36 | 0.27 | 0.21 | 0.19 | -0.83 | -0.37 | 0 |  | 0.4 | 0.37 | 0.23 | 162.65 | 1585.676 | 1.63
D | 4002 | 2022-02-24 | 19 | ON | 141.92 | 6.86 | 0.78 | 0.01 | 0.3 | 0.26 | 0.01 | 0.15 | -1.51 | -0.37 | 0 |  | 0.4 | 0.37 | 0.23 | 149.41 | 1634.231 | 1.36
D | 4002 | 2022-02-24 | 20 | ON | 158.67 | 6.86 | 0.78 | 0.01 | 0.34 | 0.27 | 0.6 | 0.08 | -1.45 | -0.37 | 0 |  | 0.4 | 0.37 | 0.23 | 166.79 | 1591.395 | 2
D | 4002 | 2022-02-24 | 21 | ON | 115.24 | 6.86 | 0.78 | 0.01 | 0.23 | 0.28 | 0 | 0.05 | -1.13 | -0.37 | 0 |  | 0.4 | 0.37 | 0.23 | 122.95 | 1528.905 | 1.3
D | 4002 | 2022-02-24 | 22 | ON | 104.24 | 6.86 | 0.78 | 0.01 | 0.55 | 0.29 | 0.1 | 0.1 | -1.19 | -0.37 | 0 |  | 0.4 | 0.37 | 0.23 | 112.37 | 1444.277 | 1.73
D | 4002 | 2022-02-24 | 23 | ON | 102.09 | 6.86 | 0.78 | 0.01 | 0.46 | 0.31 | 0 | 0.03 | -1.42 | -0.37 | 0 |  | 0.4 | 0.37 | 0.23 | 109.75 | 1348.045 | 1.56
D | 4002 | 2022-02-24 | 24 | OFF | 134.1 | 6.86 | 0.78 | 0.01 | 0.42 | 0 | 0.02 | 0.02 | -1.27 | -0.37 | 0 |  | 0.4 | 0.37 | 0.23 | 141.57 | 1261.803 | 1.23
D | 4002 | 2022-02-25 | 1 | OFF | 109.95 | 6.86 | 1.66 | 0.27 | 0.3 | 0 | 0 | 0.09 | -1.31 | -0.37 | 0 |  | 0.4 | 0.37 | 0.23 | 118.45 | 1204.336 | 2.23
D | 4002 | 2022-02-25 | 2 | OFF | 112.74 | 6.86 | 1.66 | 0.27 | 0.1 | 0 | 0 | 0.11 | -1.33 | -0.37 | 0 |  | 0.4 | 0.37 | 0.23 | 121.04 | 1166.835 | 2.03
D | 4002 | 2022-02-25 | 3 | OFF | 106.07 | 6.86 | 1.66 | 0.27 | 0.13 | 0 | 0 | 0.03 | -1.35 | -0.37 | 0 |  | 0.4 | 0.37 | 0.23 | 114.3 | 1146.801 | 2.06
D | 4002 | 2022-02-25 | 4 | OFF | 115.54 | 6.86 | 1.66 | 0.27 | 0.24 | 0 | 0 | 0.07 | -0.98 | -0.37 | 0 |  | 0.4 | 0.37 | 0.23 | 124.29 | 1155.359 | 2.17
D | 4002 | 2022-02-25 | 5 | OFF | 95.41 | 6.86 | 1.66 | 0.27 | 0.24 | 0 | 0 | 0.15 | -1.25 | -0.37 | 0 |  | 0.4 | 0.37 | 0.23 | 103.97 | 1184.466 | 2.17
D | 4002 | 2022-02-25 | 6 | OFF | 66.97 | 6.86 | 1.66 | 0.27 | 0.5 | 0 | 0 | 0.2 | -1.47 | -0.37 | 0 |  | 0.4 | 0.37 | 0.23 | 75.62 | 1267.45 | 2.43
D | 4002 | 2022-02-25 | 7 | OFF | 57.69 | 6.86 | 1.66 | 0.27 | 1.28 | 0 | 0 | 0.03 | -0.98 | -0.37 | 0 |  | 0.4 | 0.37 | 0.23 | 67.44 | 1370.219 | 3.21
D | 4002 | 2022-02-25 | 8 | ON | 95.17 | 6.86 | 1.66 | 0.27 | 0.68 | 0.29 | 0 | -0.02 | -1.38 | -0.37 | 0 |  | 0.4 | 0.37 | 0.23 | 104.16 | 1467.405 | 2.9
D | 4002 | 2022-02-25 | 9 | ON | 103.63 | 6.86 | 1.66 | 0.27 | 0.25 | 0.27 | 0 | -0.06 | -1.32 | -0.37 | 0 |  | 0.4 | 0.37 | 0.23 | 112.19 | 1560.628 | 2.45
D | 4002 | 2022-02-25 | 10 | ON | 147.7 | 6.86 | 1.66 | 0.27 | 0.24 | 0.26 | 0 | 0.06 | -1.68 | -0.37 | 0 |  | 0.4 | 0.37 | 0.23 | 156 | 1619.586 | 2.43
D | 4002 | 2022-02-25 | 11 | ON | 217.24 | 6.86 | 1.66 | 0.27 | 0.5 | 0.26 | 0.23 | -0.1 | -1.39 | -0.37 | 0 |  | 0.4 | 0.37 | 0.23 | 226.16 | 1658.628 | 2.92
D | 4002 | 2022-02-25 | 12 | ON | 229.66 | 6.86 | 1.66 | 0.27 | 0.43 | 0.26 | 0.55 | -0.03 | -1.48 | -0.37 | 0 |  | 0.4 | 0.37 | 0.23 | 238.81 | 1670.12 | 3.17
D | 4002 | 2022-02-25 | 13 | ON | 278.45 | 6.86 | 1.66 | 0.27 | 0.58 | 0.26 | 0.86 | 0.07 | -1.61 | -0.37 | 0 |  | 0.4 | 0.37 | 0.23 | 288.03 | 1662.634 | 3.63
D | 4002 | 2022-02-25 | 14 | ON | 286.68 | 6.86 | 1.66 | 0.27 | 0.73 | 0.26 | 0.12 | -0.02 | -1.37 | -0.37 | 0 |  | 0.4 | 0.37 | 0.23 | 295.82 | 1642.667 | 3.04
D | 4002 | 2022-02-25 | 15 | ON | 250.82 | 6.86 | 1.66 | 0.27 | 0.57 | 0.27 | 0.82 | 0.15 | -1.08 | -0.37 | 0 |  | 0.4 | 0.37 | 0.23 | 260.97 | 1614.246 | 3.59
D | 4002 | 2022-02-25 | 16 | ON | 180.99 | 6.86 | 1.66 | 0.27 | 0.59 | 0.27 | 0 | 0.13 | -1.37 | -0.37 | 0 |  | 0.4 | 0.37 | 0.23 | 190.03 | 1591.126 | 2.79
D | 4002 | 2022-02-25 | 17 | ON | 203.03 | 6.86 | 1.66 | 0.27 | 0.47 | 0.26 | 0.24 | 0.33 | -1.28 | -0.37 | 0 |  | 0.4 | 0.37 | 0.23 | 212.47 | 1611.023 | 2.9
D | 4002 | 2022-02-25 | 18 | ON | 262.4 | 6.86 | 1.66 | 0.27 | 0.75 | 0.25 | 0.15 | 0.42 | -1.6 | -0.37 | 0 |  | 0.4 | 0.37 | 0.23 | 271.79 | 1688.496 | 3.08
D | 4002 | 2022-02-25 | 19 | ON | 312.34 | 6.86 | 1.66 | 0.27 | 0.62 | 0.25 | 0.34 | -0.21 | -1.38 | -0.37 | 0 |  | 0.4 | 0.37 | 0.23 | 321.38 | 1693.293 | 3.14
D | 4002 | 2022-02-25 | 20 | ON | 269.57 | 6.86 | 1.66 | 0.27 | 0.31 | 0.26 | 0.53 | 0.07 | -1.56 | -0.37 | 0 |  | 0.4 | 0.37 | 0.23 | 278.6 | 1619.248 | 3.03
D | 4002 | 2022-02-25 | 21 | ON | 173.73 | 6.86 | 1.66 | 0.27 | 0.59 | 0.27 | 0.62 | -0.29 | -1.4 | -0.37 | 0 |  | 0.4 | 0.37 | 0.23 | 182.94 | 1544.736 | 3.41
D | 4002 | 2022-02-25 | 22 | ON | 146.84 | 6.86 | 1.66 | 0.27 | 0.22 | 0.28 | 0.18 | -0.14 | -1.44 | -0.37 | 0 |  | 0.4 | 0.37 | 0.23 | 155.36 | 1454.692 | 2.61
D | 4002 | 2022-02-25 | 23 | ON | 139.54 | 6.86 | 1.66 | 0.27 | 0.98 | 0.3 | 0 | -0.03 | -1.81 | -0.37 | 0 |  | 0.4 | 0.37 | 0.23 | 148.4 | 1353.726 | 3.21
D | 4002 | 2022-02-25 | 24 | OFF | 146.14 | 6.86 | 1.66 | 0.27 | 1.17 | 0 | 0 | -0.01 | -1.7 | -0.37 | 0 |  | 0.4 | 0.37 | 0.23 | 155.02 | 1267.868 | 3.1
D | 4002 | 2022-02-26 | 1 | OFF | 130.63 | 6.86 | 0.5 | 0.06 | 0.18 | 0 | 0 | 0.03 | -1.69 | -0.37 | 0 |  | 0.4 | 0.37 | 0.23 | 137.2 | 1212.595 | 0.74
D | 4002 | 2022-02-26 | 2 | OFF | 134.74 | 6.86 | 0.5 | 0.06 | 0 | 0 | 0 | -0.01 | -1.61 | -0.37 | 0 |  | 0.4 | 0.37 | 0.23 | 141.17 | 1181.598 | 0.56
D | 4002 | 2022-02-26 | 3 | OFF | 134.5 | 6.86 | 0.5 | 0.06 | 0 | 0 | 0 | 0.11 | -1.56 | -0.37 | 0 |  | 0.4 | 0.37 | 0.23 | 141.1 | 1171.858 | 0.56
D | 4002 | 2022-02-26 | 4 | OFF | 124.61 | 6.86 | 0.5 | 0.06 | 0 | 0 | 0 | -0.01 | -1.65 | -0.37 | 0 |  | 0.4 | 0.37 | 0.23 | 131 | 1178.844 | 0.56
D | 4002 | 2022-02-26 | 5 | OFF | 117.32 | 6.86 | 0.5 | 0.06 | 0.1 | 0 | 0 | 0.22 | -1.65 | -0.37 | 0 |  | 0.4 | 0.37 | 0.23 | 124.04 | 1201.631 | 0.66
D | 4002 | 2022-02-26 | 6 | OFF | 119.66 | 6.86 | 0.5 | 0.06 | 0.01 | 0 | 0 | 0.14 | -2.04 | -0.37 | 0 |  | 0.4 | 0.37 | 0.23 | 125.82 | 1255.889 | 0.57
D | 4002 | 2022-02-26 | 7 | OFF | 115.91 | 6.86 | 0.5 | 0.06 | 0.67 | 0 | 0 | 0.14 | -1.79 | -0.37 | 0 |  | 0.4 | 0.37 | 0.23 | 122.98 | 1333.059 | 1.23
D | 4002 | 2022-02-26 | 8 | OFF | 151.1 | 6.86 | 0.5 | 0.06 | 0.2 | 0 | 0.35 | -0.25 | -1.45 | -0.37 | 0 |  | 0.4 | 0.37 | 0.23 | 158 | 1410.937 | 1.11
D | 4002 | 2022-02-26 | 9 | OFF | 212.72 | 6.86 | 0.5 | 0.06 | 1.79 | 0 | 0.4 | 0.02 | -2.02 | -0.37 | 0 |  | 0.4 | 0.37 | 0.23 | 220.96 | 1465.412 | 2.75
D | 4002 | 2022-02-26 | 10 | OFF | 198.82 | 6.86 | 0.5 | 0.06 | 0.52 | 0 | 0 | 0.11 | -1.49 | -0.37 | 0 |  | 0.4 | 0.37 | 0.23 | 206.01 | 1484.002 | 1.08
D | 4002 | 2022-02-26 | 11 | OFF | 203.41 | 6.86 | 0.5 | 0.06 | 1.02 | 0 | 0.19 | 0.31 | -1.5 | -0.37 | 0 |  | 0.4 | 0.37 | 0.23 | 211.48 | 1470.549 | 1.77
D | 4002 | 2022-02-26 | 12 | OFF | 151.77 | 6.86 | 0.5 | 0.06 | 0.4 | 0 | 0.02 | 0.2 | -1.29 | -0.37 | 0 |  | 0.4 | 0.37 | 0.23 | 159.15 | 1439.196 | 0.98
D | 4002 | 2022-02-26 | 13 | OFF | 146.06 | 6.86 | 0.5 | 0.06 | 0.29 | 0 | 0 | 0.24 | -1.04 | -0.37 | 0 |  | 0.4 | 0.37 | 0.23 | 153.6 | 1395.383 | 0.85
D | 4002 | 2022-02-26 | 14 | OFF | 131.49 | 6.86 | 0.5 | 0.06 | 0.2 | 0 | 0 | 0.14 | -0.87 | -0.37 | 0 |  | 0.4 | 0.37 | 0.23 | 139.01 | 1351.443 | 0.76
D | 4002 | 2022-02-26 | 15 | OFF | 128.8 | 6.86 | 0.5 | 0.06 | 0.1 | 0 | 0 | 0.11 | -0.88 | -0.37 | 0 |  | 0.4 | 0.37 | 0.23 | 136.18 | 1328.207 | 0.66
D | 4002 | 2022-02-26 | 16 | OFF | 135.24 | 6.86 | 0.5 | 0.06 | 0.11 | 0 | 0 | 0.2 | -1.1 | -0.37 | 0 |  | 0.4 | 0.37 | 0.23 | 142.5 | 1337.432 | 0.67
D | 4002 | 2022-02-26 | 17 | OFF | 138.86 | 6.86 | 0.5 | 0.06 | 0.06 | 0 | 0 | 0.3 | -1.21 | -0.37 | 0 |  | 0.4 | 0.37 | 0.23 | 146.06 | 1388.259 | 0.62
D | 4002 | 2022-02-26 | 18 | OFF | 146.28 | 6.86 | 0.5 | 0.06 | 0.16 | 0 | 0 | 0.24 | -1.65 | -0.37 | 0 |  | 0.4 | 0.37 | 0.23 | 153.08 | 1484.105 | 0.72
D | 4002 | 2022-02-26 | 19 | OFF | 143.18 | 6.86 | 0.5 | 0.06 | 0.21 | 0 | 0 | 0.36 | -2.17 | -0.37 | 0 |  | 0.4 | 0.37 | 0.23 | 149.63 | 1531.704 | 0.77
D | 4002 | 2022-02-26 | 20 | OFF | 138.05 | 6.86 | 0.5 | 0.06 | 0.14 | 0 | 0 | 0.16 | -1.89 | -0.37 | 0 |  | 0.4 | 0.37 | 0.23 | 144.51 | 1492.297 | 0.7
D | 4002 | 2022-02-26 | 21 | OFF | 127.5 | 6.86 | 0.5 | 0.06 | 0.18 | 0 | 0 | 0.2 | -1.57 | -0.37 | 0 |  | 0.4 | 0.37 | 0.23 | 134.36 | 1439.446 | 0.74
D | 4002 | 2022-02-26 | 22 | OFF | 109.7 | 6.86 | 0.5 | 0.06 | 0.14 | 0 | 0 | 0.06 | -1.4 | -0.37 | 0 |  | 0.4 | 0.37 | 0.23 | 116.55 | 1370.038 | 0.7
D | 4002 | 2022-02-26 | 23 | OFF | 95.18 | 6.86 | 0.5 | 0.06 | 0.56 | 0 | 0 | 0.12 | -1.4 | -0.37 | 0 |  | 0.4 | 0.37 | 0.23 | 102.51 | 1288.834 | 1.12
D | 4002 | 2022-02-26 | 24 | OFF | 91.04 | 6.86 | 0.5 | 0.06 | 1.23 | 0 | 0 | 0.09 | -1.53 | -0.37 | 0 |  | 0.4 | 0.37 | 0.23 | 98.88 | 1217.002 | 1.79
D | 4002 | 2022-02-27 | 1 | OFF | 88.92 | 6.86 | 0.77 | 0.05 | 0.79 | 0 | 0 | 0.11 | -0.89 | -0.37 | 0 |  | 0.4 | 0.37 | 0.23 | 97.24 | 1170.162 | 1.61
D | 4002 | 2022-02-27 | 2 | OFF | 87.87 | 6.86 | 0.77 | 0.05 | 0.56 | 0 | 0 | 0.07 | -0.9 | -0.37 | 0 |  | 0.4 | 0.37 | 0.23 | 95.91 | 1140.7 | 1.38
D | 4002 | 2022-02-27 | 3 | OFF | 85.63 | 6.86 | 0.77 | 0.05 | 0.09 | 0 | 0 | 0.04 | -0.87 | -0.37 | 0 |  | 0.4 | 0.37 | 0.23 | 93.2 | 1127.108 | 0.91
D | 4002 | 2022-02-27 | 4 | OFF | 82.69 | 6.86 | 0.77 | 0.05 | 0.05 | 0 | 0 | 0.08 | -0.79 | -0.37 | 0 |  | 0.4 | 0.37 | 0.23 | 90.34 | 1124.353 | 0.87
D | 4002 | 2022-02-27 | 5 | OFF | 77.93 | 6.86 | 0.77 | 0.05 | 0.05 | 0 | 0 | 0.32 | -0.88 | -0.37 | 0 |  | 0.4 | 0.37 | 0.23 | 85.73 | 1137.612 | 0.87
D | 4002 | 2022-02-27 | 6 | OFF | 10.84 | 6.86 | 0.77 | 0.05 | 0.01 | 0 | 0 | 0.03 | -0.77 | -0.37 | 0 |  | 0.4 | 0.37 | 0.23 | 18.42 | 1173.218 | 0.83
D | 4002 | 2022-02-27 | 7 | OFF | 74.03 | 6.86 | 0.77 | 0.05 | 0.17 | 0 | 0 | 0.06 | -1.25 | -0.37 | 0 |  | 0.4 | 0.37 | 0.23 | 81.32 | 1226.072 | 0.99
D | 4002 | 2022-02-27 | 8 | OFF | 85.28 | 6.86 | 0.77 | 0.05 | 0.31 | 0 | 0 | 0.07 | -1.19 | -0.37 | 0 |  | 0.4 | 0.37 | 0.23 | 92.78 | 1284.327 | 1.13
D | 4002 | 2022-02-27 | 9 | OFF | 83.76 | 6.86 | 0.77 | 0.05 | 0.25 | 0 | 0 | 0.06 | -1.39 | -0.37 | 0 |  | 0.4 | 0.37 | 0.23 | 90.99 | 1325.513 | 1.07
D | 4002 | 2022-02-27 | 10 | OFF | 80.95 | 6.86 | 0.77 | 0.05 | 0.33 | 0 | 0 | 0.08 | -1.06 | -0.37 | 0 |  | 0.4 | 0.37 | 0.23 | 88.61 | 1344.568 | 1.15
D | 4002 | 2022-02-27 | 11 | OFF | 93.84 | 6.86 | 0.77 | 0.05 | 0.25 | 0 | 0 | 0.09 | -1.04 | -0.37 | 0 |  | 0.4 | 0.37 | 0.23 | 101.45 | 1346.706 | 1.07
D | 4002 | 2022-02-27 | 12 | OFF | 71.05 | 6.86 | 0.77 | 0.05 | 0.48 | 0 | 0 | 0.05 | -0.82 | -0.37 | 0 |  | 0.4 | 0.37 | 0.23 | 79.07 | 1343.639 | 1.3
D | 4002 | 2022-02-27 | 13 | OFF | 84.85 | 6.86 | 0.77 | 0.05 | 0.37 | 0 | 0 | 0.15 | -0.94 | -0.37 | 0 |  | 0.4 | 0.37 | 0.23 | 92.74 | 1331.331 | 1.19
D | 4002 | 2022-02-27 | 14 | OFF | 10.61 | 6.86 | 0.77 | 0.05 | 0.39 | 0 | 0 | 0.03 | -0.88 | -0.37 | 0 |  | 0.4 | 0.37 | 0.23 | 18.46 | 1313.625 | 1.21
D | 4002 | 2022-02-27 | 15 | OFF | 65.88 | 6.86 | 0.77 | 0.05 | 0.26 | 0 | 0 | 0.01 | -0.97 | -0.37 | 0 |  | 0.4 | 0.37 | 0.23 | 73.49 | 1316.148 | 1.08
D | 4002 | 2022-02-27 | 16 | OFF | 81.89 | 6.86 | 0.77 | 0.05 | 0.16 | 0 | 0 | -0.16 | -0.91 | -0.37 | 0 |  | 0.4 | 0.37 | 0.23 | 89.29 | 1340.181 | 0.98
D | 4002 | 2022-02-27 | 17 | OFF | 94.54 | 6.86 | 0.77 | 0.05 | 0.08 | 0 | 0 | 0.07 | -0.87 | -0.37 | 0 |  | 0.4 | 0.37 | 0.23 | 102.13 | 1391.659 | 0.9
D | 4002 | 2022-02-27 | 18 | OFF | 140.6 | 6.86 | 0.77 | 0.05 | 0.12 | 0 | 0.1 | 0.09 | -1.14 | -0.37 | 0 |  | 0.4 | 0.37 | 0.23 | 148.08 | 1490.725 | 1.04
D | 4002 | 2022-02-27 | 19 | OFF | 132.15 | 6.86 | 0.77 | 0.05 | 0.12 | 0 | 0 | 0.16 | -2.01 | -0.37 | 0 |  | 0.4 | 0.37 | 0.23 | 138.73 | 1526.662 | 0.94
D | 4002 | 2022-02-27 | 20 | OFF | 149.21 | 6.86 | 0.77 | 0.05 | 0.27 | 0 | 0 | 0.11 | -1.47 | -0.37 | 0 |  | 0.4 | 0.37 | 0.23 | 156.43 | 1482.604 | 1.09
D | 4002 | 2022-02-27 | 21 | OFF | 156.41 | 6.86 | 0.77 | 0.05 | 0.13 | 0 | 0.63 | 0.05 | -1.34 | -0.37 | 0 |  | 0.4 | 0.37 | 0.23 | 164.19 | 1421.641 | 1.58
D | 4002 | 2022-02-27 | 22 | OFF | 133.07 | 6.86 | 0.77 | 0.05 | 0.07 | 0 | 0 | 0.03 | -1.34 | -0.37 | 0 |  | 0.4 | 0.37 | 0.23 | 140.14 | 1345.728 | 0.89
D | 4002 | 2022-02-27 | 23 | OFF | 102.66 | 6.86 | 0.77 | 0.05 | 0.46 | 0 | 0.08 | 0.04 | -0.76 | -0.37 | 0 |  | 0.4 | 0.37 | 0.23 | 110.79 | 1260.408 | 1.36
D | 4002 | 2022-02-27 | 24 | OFF | 92.02 | 6.86 | 0.77 | 0.05 | 0.51 | 0 | 0 | 0.07 | -0.75 | -0.37 | 0 |  | 0.4 | 0.37 | 0.23 | 100.16 | 1197.398 | 1.33
D | 4002 | 2022-02-28 | 1 | OFF | 83.07 | 6.86 | 0.84 | 0.06 | 0.11 | 0 | 0 | 0.07 | -0.84 | -0.37 | 0 |  | 0.4 | 0.37 | 0.23 | 90.8 | 1162.864 | 1.01
D | 4002 | 2022-02-28 | 2 | OFF | 75.15 | 6.86 | 0.84 | 0.06 | 0.09 | 0 | 0 | -0.04 | -0.73 | -0.37 | 0 |  | 0.4 | 0.37 | 0.23 | 82.86 | 1146.958 | 0.99
D | 4002 | 2022-02-28 | 3 | OFF | 11.78 | 6.86 | 0.84 | 0.06 | 0.09 | 0 | 0 | 0.01 | -0.71 | -0.37 | 0 |  | 0.4 | 0.37 | 0.23 | 19.56 | 1142.897 | 0.99
D | 4002 | 2022-02-28 | 4 | OFF | -2.17 | 6.86 | 0.84 | 0.06 | 0.02 | 0 | 0 | 0.01 | -0.64 | -0.37 | 0 |  | 0.4 | 0.37 | 0.23 | 5.61 | 1162.64 | 0.92
D | 4002 | 2022-02-28 | 5 | OFF | 66.19 | 6.86 | 0.84 | 0.06 | 0.09 | 0 | 0 | 0.22 | -1.04 | -0.37 | 0 |  | 0.4 | 0.37 | 0.23 | 73.85 | 1219.109 | 0.99
D | 4002 | 2022-02-28 | 6 | OFF | 45.92 | 6.86 | 0.84 | 0.06 | 0.05 | 0 | 0 | 0.05 | -0.97 | -0.37 | 0 |  | 0.4 | 0.37 | 0.23 | 53.44 | 1325.722 | 0.95
D | 4002 | 2022-02-28 | 7 | OFF | 84.7 | 6.86 | 0.84 | 0.06 | 0.57 | 0 | 0 | 0.04 | -1.35 | -0.37 | 0 |  | 0.4 | 0.37 | 0.23 | 92.35 | 1465.558 | 1.47
D | 4002 | 2022-02-28 | 8 | ON | 86.62 | 6.86 | 0.84 | 0.06 | 1.85 | 0.27 | 0 | 0.11 | -1.6 | -0.37 | 0 |  | 0.4 | 0.37 | 0.23 | 95.64 | 1548.565 | 3.02
D | 4002 | 2022-02-28 | 9 | ON | 67.12 | 6.86 | 0.84 | 0.06 | 0.25 | 0.27 | 0 | 0.04 | -1.4 | -0.37 | 0 |  | 0.4 | 0.37 | 0.23 | 74.67 | 1569.223 | 1.42
D | 4002 | 2022-02-28 | 10 | ON | 6.3 | 6.86 | 0.84 | 0.06 | 0.52 | 0.28 | 0 | 0.03 | -0.79 | -0.37 | 0 |  | 0.4 | 0.37 | 0.23 | 14.73 | 1559.147 | 1.7
D | 4002 | 2022-02-28 | 11 | ON | 86.16 | 6.86 | 0.84 | 0.06 | 0.56 | 0.29 | 0 | -0.12 | -1.52 | -0.37 | 0 |  | 0.4 | 0.37 | 0.23 | 93.76 | 1541.993 | 1.75
D | 4002 | 2022-02-28 | 12 | ON | 71.28 | 6.86 | 0.84 | 0.06 | 0.23 | 0.28 | 0 | 0.12 | -1.01 | -0.37 | 0 |  | 0.4 | 0.37 | 0.23 | 79.29 | 1527.322 | 1.41
D | 4002 | 2022-02-28 | 13 | ON | 31.22 | 6.86 | 0.84 | 0.06 | 0.19 | 0.3 | 0 | 0.04 | -0.75 | -0.37 | 0 |  | 0.4 | 0.37 | 0.23 | 39.39 | 1504.345 | 1.39
D | 4002 | 2022-02-28 | 14 | ON | -40.69 | 6.86 | 0.84 | 0.06 | 0.19 | 0.3 | 0 | -0.04 | -0.7 | -0.37 | 0 |  | 0.4 | 0.37 | 0.23 | -32.55 | 1481.772 | 1.39
D | 4002 | 2022-02-28 | 15 | ON | 96.93 | 6.86 | 0.84 | 0.06 | 0.08 | 0.3 | 0 | -0.02 | -0.95 | -0.37 | 0 |  | 0.4 | 0.37 | 0.23 | 104.73 | 1465.877 | 1.28
D | 4002 | 2022-02-28 | 16 | ON | 123.5 | 6.86 | 0.84 | 0.06 | 0.1 | 0.28 | 0 | 0 | -0.95 | -0.37 | 0 |  | 0.4 | 0.37 | 0.23 | 131.32 | 1479.927 | 1.28
D | 4002 | 2022-02-28 | 17 | ON | 112.85 | 6.86 | 0.84 | 0.06 | 0.07 | 0.24 | 0 | 0.06 | -1.32 | -0.37 | 0 |  | 0.4 | 0.37 | 0.23 | 120.29 | 1540.229 | 1.21
D | 4002 | 2022-02-28 | 18 | ON | 131.73 | 6.86 | 0.84 | 0.06 | 0.09 | 0.23 | 0 | 0.15 | -1.34 | -0.37 | 0 |  | 0.4 | 0.37 | 0.23 | 139.25 | 1641.623 | 1.22
D | 4002 | 2022-02-28 | 19 | ON | 161.77 | 6.86 | 0.84 | 0.06 | 0.28 | 0.22 | 0 | 0.28 | -2.34 | -0.37 | 0 |  | 0.4 | 0.37 | 0.23 | 168.6 | 1688.628 | 1.4
D | 4002 | 2022-02-28 | 20 | ON | 125.77 | 6.86 | 0.84 | 0.06 | 0.19 | 0.22 | 0 | 0.17 | -1.72 | -0.37 | 0 |  | 0.4 | 0.37 | 0.23 | 133.02 | 1639.427 | 1.31
D | 4002 | 2022-02-28 | 21 | ON | 142.01 | 6.86 | 0.84 | 0.06 | 0.2 | 0.23 | 0 | 0.23 | -1.76 | -0.37 | 0 |  | 0.4 | 0.37 | 0.23 | 149.3 | 1567.429 | 1.33
D | 4002 | 2022-02-28 | 22 | ON | 143.03 | 6.86 | 0.84 | 0.06 | 0.26 | 0.28 | 0 | 0.08 | -1.49 | -0.37 | 0 |  | 0.4 | 0.37 | 0.23 | 150.55 | 1472.216 | 1.44
D | 4002 | 2022-02-28 | 23 | ON | 107.89 | 6.86 | 0.84 | 0.06 | 0.22 | 0.3 | 0 | 0.17 | -1.2 | -0.37 | 0 |  | 0.4 | 0.37 | 0.23 | 115.77 | 1371.716 | 1.42
D | 4002 | 2022-02-28 | 24 | OFF | 74.79 | 6.86 | 0.84 | 0.06 | 0.45 | 0 | 0 | 0.02 | -1.41 | -0.37 | 0 |  | 0.4 | 0.37 | 0.23 | 82.24 | 1305.101 | 1.35
T | 672 lines

## whlsecost_hourly_4002_202203
C | Hourly Wholesale Load Cost Report
C | Filename: whlsecost_hourly_4002_202203.csv
C | Report for: 03 2022
C | Report generated: 04/20/2022 10:11:43 EDT
H | Location ID | Local Date | Local Hour | OnOffPeak | RTLMP | Capacity | First Contingency | Second Contingency | Regulation | Forward Reserves | Real-Time Reserves | Inadvertent | Marginal Loss Rev Fund | Auction Rev Rights | Real-Time Demand Reduction Cost | Price Responsive Demand Cost | ISO Sched 2 | ISO Sched 3 | NEPOOL Exp | Total Cost | RTLO
H | Number | Date | Number | String | Number | Number | Number | Number | Number | Number | Number | Number | Number | Number | Number | Number | Number | Number | Number | Number | Number | Total Ancillary & NCPC
D | 4002 | 2022-03-01 | 1 | OFF | 64.6 | 6.3 | 1.59 | 0.09 | 0.05 | 0 | 0 | 0.01 | -1.18 | -0.25 | 0 |  | 0.4 | 0.34 | 0.23 | 72.18 | 1265.736 | 1.73
D | 4002 | 2022-03-01 | 2 | OFF | 77.97 | 6.3 | 1.59 | 0.09 | 0 | 0 | 0 | 0.1 | -1.06 | -0.25 | 0 |  | 0.4 | 0.34 | 0.23 | 85.71 | 1244.557 | 1.68
D | 4002 | 2022-03-01 | 3 | OFF | 77.55 | 6.3 | 1.59 | 0.09 | 0 | 0 | 0 | 0.04 | -1.06 | -0.25 | 0 |  | 0.4 | 0.34 | 0.23 | 85.23 | 1238.236 | 1.68
D | 4002 | 2022-03-01 | 4 | OFF | 77.21 | 6.3 | 1.59 | 0.09 | 0.06 | 0 | 0 | 0.07 | -1.35 | -0.25 | 0 |  | 0.4 | 0.34 | 0.23 | 84.69 | 1248.814 | 1.74
D | 4002 | 2022-03-01 | 5 | OFF | 78.41 | 6.3 | 1.59 | 0.09 | 0.06 | 0 | 0 | 0.04 | -1.41 | -0.25 | 0 |  | 0.4 | 0.34 | 0.23 | 85.8 | 1288.662 | 1.74
D | 4002 | 2022-03-01 | 6 | OFF | 77.73 | 6.3 | 1.59 | 0.09 | 0.2 | 0 | 0 | 0.13 | -2.13 | -0.25 | 0 |  | 0.4 | 0.34 | 0.23 | 84.63 | 1391.435 | 1.88
D | 4002 | 2022-03-01 | 7 | OFF | 119.05 | 6.3 | 1.59 | 0.09 | 0.96 | 0 | 0.02 | 0.19 | -1.59 | -0.25 | 0 |  | 0.4 | 0.34 | 0.23 | 127.33 | 1519.342 | 2.66
D | 4002 | 2022-03-01 | 8 | ON | 186.7 | 6.3 | 1.59 | 0.09 | 3.05 | 0.23 | 0.21 | 0.01 | -2.28 | -0.25 | 0 |  | 0.4 | 0.34 | 0.23 | 196.62 | 1600.383 | 5.17
D | 4002 | 2022-03-01 | 9 | ON | 121.02 | 6.3 | 1.59 | 0.09 | 0.63 | 0.23 | 0 | -0.02 | -1.4 | -0.25 | 0 |  | 0.4 | 0.34 | 0.23 | 129.16 | 1627.662 | 2.54
D | 4002 | 2022-03-01 | 10 | ON | 96.17 | 6.3 | 1.59 | 0.09 | 0.2 | 0.23 | 0 | 0.04 | -1.42 | -0.25 | 0 |  | 0.4 | 0.34 | 0.23 | 103.92 | 1624.046 | 2.11
D | 4002 | 2022-03-01 | 11 | ON | 128.49 | 6.3 | 1.59 | 0.09 | 0.56 | 0.23 | 0.06 | 0.02 | -0.85 | -0.25 | 0 |  | 0.4 | 0.34 | 0.23 | 137.21 | 1617.338 | 2.53
D | 4002 | 2022-03-01 | 12 | ON | 99.32 | 6.3 | 1.59 | 0.09 | 0.35 | 0.24 | 0.52 | 0.05 | -0.79 | -0.25 | 0 |  | 0.4 | 0.34 | 0.23 | 108.39 | 1613.514 | 2.79
D | 4002 | 2022-03-01 | 13 | ON | 72.08 | 6.3 | 1.59 | 0.09 | 0.09 | 0.24 | 0.19 | 0.07 | -0.69 | -0.25 | 0 |  | 0.4 | 0.34 | 0.23 | 80.68 | 1595.251 | 2.2
D | 4002 | 2022-03-01 | 14 | ON | 64.66 | 6.3 | 1.59 | 0.09 | 0.05 | 0.24 | 0 | 0.04 | -0.67 | -0.25 | 0 |  | 0.4 | 0.34 | 0.23 | 73.02 | 1581.442 | 1.97
D | 4002 | 2022-03-01 | 15 | ON | 61.35 | 6.3 | 1.59 | 0.09 | 0.05 | 0.25 | 0 | 0.05 | -0.66 | -0.25 | 0 |  | 0.4 | 0.34 | 0.23 | 69.74 | 1557.382 | 1.98
D | 4002 | 2022-03-01 | 16 | ON | 66.19 | 6.3 | 1.59 | 0.09 | 0.05 | 0.24 | 0 | 0.09 | -0.67 | -0.25 | 0 |  | 0.4 | 0.34 | 0.23 | 74.6 | 1548.971 | 1.97
D | 4002 | 2022-03-01 | 17 | ON | 78.88 | 6.3 | 1.59 | 0.09 | 0.14 | 0.24 | 0.16 | 0.1 | -0.48 | -0.25 | 0 |  | 0.4 | 0.34 | 0.23 | 87.74 | 1566.815 | 2.22
D | 4002 | 2022-03-01 | 18 | ON | 98.15 | 6.3 | 1.59 | 0.09 | 0.1 | 0.23 | 0.11 | 0.11 | -0.6 | -0.25 | 0 |  | 0.4 | 0.34 | 0.23 | 106.8 | 1629.881 | 2.12
D | 4002 | 2022-03-01 | 19 | ON | 109.3 | 6.3 | 1.59 | 0.09 | 0.32 | 0.23 | 0.15 | 0.08 | -0.86 | -0.25 | 0 |  | 0.4 | 0.34 | 0.23 | 117.92 | 1642.693 | 2.38
D | 4002 | 2022-03-01 | 20 | ON | 100.37 | 6.3 | 1.59 | 0.09 | 0.29 | 0.23 | 0.45 | 0.04 | -0.53 | -0.25 | 0 |  | 0.4 | 0.34 | 0.23 | 109.55 | 1578.161 | 2.65
D | 4002 | 2022-03-01 | 21 | ON | 73.74 | 6.3 | 1.59 | 0.09 | 0.1 | 0.24 | 0.14 | 0.06 | -0.33 | -0.25 | 0 |  | 0.4 | 0.34 | 0.23 | 82.65 | 1502.711 | 2.16
D | 4002 | 2022-03-01 | 22 | ON | 68.62 | 6.3 | 1.59 | 0.09 | 0.07 | 0.26 | 0.16 | 0.03 | -0.52 | -0.25 | 0 |  | 0.4 | 0.34 | 0.23 | 77.32 | 1399.852 | 2.17
D | 4002 | 2022-03-01 | 23 | ON | 73.68 | 6.3 | 1.59 | 0.09 | 0.19 | 0.28 | 0.37 | 0.05 | -0.42 | -0.25 | 0 |  | 0.4 | 0.34 | 0.23 | 82.85 | 1292.155 | 2.52
D | 4002 | 2022-03-01 | 24 | OFF | 77.78 | 6.3 | 1.59 | 0.09 | 1.12 | 0 | 0 | 0.05 | -0.27 | -0.25 | 0 |  | 0.4 | 0.34 | 0.23 | 87.38 | 1213.481 | 2.8
D | 4002 | 2022-03-02 | 1 | OFF | 104.57 | 6.3 | 0.75 | 0.11 | 0.12 | 0 | 0.15 | -0.03 | -0.68 | -0.25 | 0 |  | 0.4 | 0.34 | 0.23 | 112.01 | 1157.401 | 1.13
D | 4002 | 2022-03-02 | 2 | OFF | 123.85 | 6.3 | 0.75 | 0.11 | 0 | 0 | 0.01 | 0.08 | -0.19 | -0.25 | 0 |  | 0.4 | 0.34 | 0.23 | 131.63 | 1138.067 | 0.87
D | 4002 | 2022-03-02 | 3 | OFF | 100.95 | 6.3 | 0.75 | 0.11 | 0 | 0 | 0 | 0.06 | -0.5 | -0.25 | 0 |  | 0.4 | 0.34 | 0.23 | 108.39 | 1125.9 | 0.86
D | 4002 | 2022-03-02 | 4 | OFF | 112.2 | 6.3 | 0.75 | 0.11 | 0 | 0 | 0 | 0.2 | -0.3 | -0.25 | 0 |  | 0.4 | 0.34 | 0.23 | 119.98 | 1133.177 | 0.86
D | 4002 | 2022-03-02 | 5 | OFF | 66.45 | 6.3 | 0.75 | 0.11 | 0 | 0 | 0 | 0.11 | -0.48 | -0.25 | 0 |  | 0.4 | 0.34 | 0.23 | 73.96 | 1165.537 | 0.86
D | 4002 | 2022-03-02 | 6 | OFF | 72.63 | 6.3 | 0.75 | 0.11 | 0.28 | 0 | 0.16 | 0.12 | -0.26 | -0.25 | 0 |  | 0.4 | 0.34 | 0.23 | 80.81 | 1255.767 | 1.3
D | 4002 | 2022-03-02 | 7 | OFF | 75.49 | 6.3 | 0.75 | 0.11 | 0.28 | 0 | 0.03 | 0.08 | -0.79 | -0.25 | 0 |  | 0.4 | 0.34 | 0.23 | 82.97 | 1385.271 | 1.17
D | 4002 | 2022-03-02 | 8 | ON | 75.5 | 6.3 | 0.75 | 0.11 | 0.33 | 0.26 | 0.56 | 0.04 | -0.95 | -0.25 | 0 |  | 0.4 | 0.34 | 0.23 | 83.62 | 1452.638 | 2.01
D | 4002 | 2022-03-02 | 9 | ON | 61.5 | 6.3 | 0.75 | 0.11 | 0.13 | 0.26 | 0.27 | 0.09 | -0.62 | -0.25 | 0 |  | 0.4 | 0.34 | 0.23 | 69.51 | 1463.312 | 1.52
D | 4002 | 2022-03-02 | 10 | ON | 47.09 | 6.3 | 0.75 | 0.11 | 0.09 | 0.27 | 0 | 0.01 | -0.54 | -0.25 | 0 |  | 0.4 | 0.34 | 0.23 | 54.8 | 1449.636 | 1.22
D | 4002 | 2022-03-02 | 11 | ON | 40.53 | 6.3 | 0.75 | 0.11 | 0.06 | 0.27 | 0 | 0.04 | -0.46 | -0.25 | 0 |  | 0.4 | 0.34 | 0.23 | 48.32 | 1454.558 | 1.19
D | 4002 | 2022-03-02 | 12 | ON | 40.39 | 6.3 | 0.75 | 0.11 | 0.05 | 0.27 | 0 | 0.05 | -0.46 | -0.25 | 0 |  | 0.4 | 0.34 | 0.23 | 48.18 | 1440.675 | 1.18
D | 4002 | 2022-03-02 | 13 | ON | 30.54 | 6.3 | 0.75 | 0.11 | 0.1 | 0.28 | 0 | 0.11 | -0.42 | -0.25 | 0 |  | 0.4 | 0.34 | 0.23 | 38.49 | 1401.874 | 1.24
D | 4002 | 2022-03-02 | 14 | ON | 19.91 | 6.3 | 0.75 | 0.11 | 0.06 | 0.28 | 0 | -0.01 | -0.41 | -0.25 | 0 |  | 0.4 | 0.34 | 0.23 | 27.71 | 1392.223 | 1.2
D | 4002 | 2022-03-02 | 15 | ON | 34.45 | 6.3 | 0.75 | 0.11 | 0.06 | 0.29 | 0 | -0.01 | -0.38 | -0.25 | 0 |  | 0.4 | 0.34 | 0.23 | 42.29 | 1375.034 | 1.21
D | 4002 | 2022-03-02 | 16 | ON | 39.18 | 6.3 | 0.75 | 0.11 | 0.04 | 0.29 | 0 | 0.05 | -0.41 | -0.25 | 0 |  | 0.4 | 0.34 | 0.23 | 47.03 | 1383.094 | 1.19
D | 4002 | 2022-03-02 | 17 | ON | 42.05 | 6.3 | 0.75 | 0.11 | 0.02 | 0.27 | 0 | 0.04 | -0.37 | -0.25 | 0 |  | 0.4 | 0.34 | 0.23 | 49.89 | 1436.002 | 1.15
D | 4002 | 2022-03-02 | 18 | ON | 80.83 | 6.3 | 0.75 | 0.11 | 0.08 | 0.25 | 0.08 | -0.09 | 0.38 | -0.25 | 0 |  | 0.4 | 0.34 | 0.23 | 89.41 | 1540.658 | 1.27
D | 4002 | 2022-03-02 | 19 | ON | 118.66 | 6.3 | 0.75 | 0.11 | 0.02 | 0.24 | 0.19 | 0.14 | -0.83 | -0.25 | 0 |  | 0.4 | 0.34 | 0.23 | 126.3 | 1593.914 | 1.31
D | 4002 | 2022-03-02 | 20 | ON | 117.26 | 6.3 | 0.75 | 0.11 | 0 | 0.24 | 0.01 | 0.05 | -0.71 | -0.25 | 0 |  | 0.4 | 0.34 | 0.23 | 124.73 | 1547.901 | 1.11
D | 4002 | 2022-03-02 | 21 | ON | 109.79 | 6.3 | 0.75 | 0.11 | 0 | 0.25 | 0.35 | 0.1 | -0.42 | -0.25 | 0 |  | 0.4 | 0.34 | 0.23 | 117.95 | 1486.186 | 1.46
D | 4002 | 2022-03-02 | 22 | ON | 51.39 | 6.3 | 0.75 | 0.11 | 0.11 | 0.26 | 0.07 | 0.05 | -0.25 | -0.25 | 0 |  | 0.4 | 0.34 | 0.23 | 59.51 | 1395.594 | 1.3
D | 4002 | 2022-03-02 | 23 | ON | 53.14 | 6.3 | 0.75 | 0.11 | 0.18 | 0.28 | 0 | 0.01 | -0.6 | -0.25 | 0 |  | 0.4 | 0.34 | 0.23 | 60.89 | 1282.797 | 1.32
D | 4002 | 2022-03-02 | 24 | OFF | 48.29 | 6.3 | 0.75 | 0.11 | 0.2 | 0 | 0 | 0.05 | -0.43 | -0.25 | 0 |  | 0.4 | 0.34 | 0.23 | 55.99 | 1198.731 | 1.06
D | 4002 | 2022-03-03 | 1 | OFF | 73.98 | 6.3 | 1.95 | 0.77 | 0.05 | 0 | 0 | 0.04 | -0.78 | -0.25 | 0 |  | 0.4 | 0.34 | 0.23 | 83.03 | 1151.56 | 2.77
D | 4002 | 2022-03-03 | 2 | OFF | 137.79 | 6.3 | 1.95 | 0.77 | 0 | 0 | 0 | 0.18 | -0.41 | -0.25 | 0 |  | 0.4 | 0.34 | 0.23 | 147.3 | 1119.746 | 2.72
D | 4002 | 2022-03-03 | 3 | OFF | 129.71 | 6.3 | 1.95 | 0.77 | 0 | 0 | 0 | 0.15 | -0.2 | -0.25 | 0 |  | 0.4 | 0.34 | 0.23 | 139.4 | 1107.988 | 2.72
D | 4002 | 2022-03-03 | 4 | OFF | 164.1 | 6.3 | 1.95 | 0.77 | 0.52 | 0 | 0 | 0.13 | 0.04 | -0.25 | 0 |  | 0.4 | 0.34 | 0.23 | 174.53 | 1118.31 | 3.24
D | 4002 | 2022-03-03 | 5 | OFF | 168.07 | 6.3 | 1.95 | 0.77 | 0.08 | 0 | 0 | 0.25 | 0.37 | -0.25 | 0 |  | 0.4 | 0.34 | 0.23 | 178.51 | 1154.305 | 2.8
D | 4002 | 2022-03-03 | 6 | OFF | 350.75 | 6.3 | 1.95 | 0.77 | 4.38 | 0 | 0 | 0.45 | 0.14 | -0.25 | 0 |  | 0.4 | 0.34 | 0.23 | 365.46 | 1248.529 | 7.1
D | 4002 | 2022-03-03 | 7 | OFF | 166.17 | 6.3 | 1.95 | 0.77 | 2.07 | 0 | 0.1 | 0.16 | -1.32 | -0.25 | 0 |  | 0.4 | 0.34 | 0.23 | 176.92 | 1383.63 | 4.89
D | 4002 | 2022-03-03 | 8 | ON | 97.94 | 6.3 | 1.95 | 0.77 | 1.95 | 0.26 | 0.16 | 0.17 | -0.65 | -0.25 | 0 |  | 0.4 | 0.34 | 0.23 | 109.57 | 1457.387 | 5.09
D | 4002 | 2022-03-03 | 9 | ON | 58.56 | 6.3 | 1.95 | 0.77 | 0.45 | 0.25 | 0 | 0.02 | -0.52 | -0.25 | 0 |  | 0.4 | 0.34 | 0.23 | 68.5 | 1470.926 | 3.42
D | 4002 | 2022-03-03 | 10 | ON | 42.05 | 6.3 | 1.95 | 0.77 | 0.18 | 0.27 | 0 | 0.03 | -0.48 | -0.25 | 0 |  | 0.4 | 0.34 | 0.23 | 51.79 | 1464.286 | 3.17
D | 4002 | 2022-03-03 | 11 | ON | 90.17 | 6.3 | 1.95 | 0.77 | 0.52 | 0.27 | 0 | 0 | -1.65 | -0.25 | 0 |  | 0.4 | 0.34 | 0.23 | 99.05 | 1464.265 | 3.51
D | 4002 | 2022-03-03 | 12 | ON | 108.6 | 6.3 | 1.95 | 0.77 | 0.09 | 0.28 | 0 | 0.23 | -1.08 | -0.25 | 0 |  | 0.4 | 0.34 | 0.23 | 117.86 | 1449.816 | 3.09
D | 4002 | 2022-03-03 | 13 | ON | -10.67 | 6.3 | 1.95 | 0.77 | 0.5 | 0.28 | 0 | -0.05 | -0.74 | -0.25 | 0 |  | 0.4 | 0.34 | 0.23 | -0.94 | 1426.319 | 3.5
D | 4002 | 2022-03-03 | 14 | ON | 85.4 | 6.3 | 1.95 | 0.77 | 0.34 | 0.2 | 0 | 0.1 | -1.11 | -0.25 | 0 |  | 0.4 | 0.34 | 0.23 | 94.67 | 1413.217 | 3.26
D | 4002 | 2022-03-03 | 15 | ON | 102.4 | 6.3 | 1.95 | 0.77 | 0.14 | 0.28 | 0 | 0.08 | -0.96 | -0.25 | 0 |  | 0.4 | 0.34 | 0.23 | 111.68 | 1405.189 | 3.14
D | 4002 | 2022-03-03 | 16 | ON | 109.67 | 6.3 | 1.95 | 0.77 | 0.12 | 0.27 | 0 | 0.11 | -1.05 | -0.25 | 0 |  | 0.4 | 0.34 | 0.23 | 118.86 | 1436.033 | 3.11
D | 4002 | 2022-03-03 | 17 | ON | 141.98 | 6.3 | 1.95 | 0.77 | 0.16 | 0.26 | 0 | 0.07 | -1 | -0.25 | 0 |  | 0.4 | 0.34 | 0.23 | 151.21 | 1490.381 | 3.14
D | 4002 | 2022-03-03 | 18 | ON | 154 | 6.3 | 1.95 | 0.77 | 0.39 | 0.24 | 0 | 0.46 | -1.51 | -0.25 | 0 |  | 0.4 | 0.34 | 0.23 | 163.32 | 1601.002 | 3.35
D | 4002 | 2022-03-03 | 19 | ON | 133.72 | 6.3 | 1.95 | 0.77 | 0.21 | 0.23 | 0 | 0.08 | -2 | -0.25 | 0 |  | 0.4 | 0.34 | 0.23 | 141.98 | 1657.29 | 3.16
D | 4002 | 2022-03-03 | 20 | ON | 145.28 | 6.3 | 1.95 | 0.77 | 0.28 | 0.23 | 0 | -0.01 | -1.43 | -0.25 | 0 |  | 0.4 | 0.34 | 0.23 | 154.09 | 1625.642 | 3.23
D | 4002 | 2022-03-03 | 21 | ON | 180.06 | 6.3 | 1.95 | 0.77 | 0.24 | 0.22 | 0.3 | -0.3 | -1.7 | -0.25 | 0 |  | 0.4 | 0.34 | 0.23 | 188.56 | 1563.045 | 3.48
D | 4002 | 2022-03-03 | 22 | ON | 142.64 | 6.3 | 1.95 | 0.77 | 0.26 | 0.23 | 0 | 0.12 | -1.33 | -0.25 | 0 |  | 0.4 | 0.34 | 0.23 | 151.66 | 1482.147 | 3.21
D | 4002 | 2022-03-03 | 23 | ON | 156.34 | 6.3 | 1.95 | 0.77 | 0.64 | 0.26 | 0 | 0.09 | -1.91 | -0.25 | 0 |  | 0.4 | 0.34 | 0.23 | 165.16 | 1387.8 | 3.62
D | 4002 | 2022-03-03 | 24 | OFF | 142.07 | 6.3 | 1.95 | 0.77 | 0.61 | 0 | 0 | 0.07 | -1.13 | -0.25 | 0 |  | 0.4 | 0.34 | 0.23 | 151.36 | 1313.478 | 3.33
D | 4002 | 2022-03-04 | 1 | OFF | 125.18 | 6.3 | 0.6 | 0.07 | 0.6 | 0 | 0 | 0.09 | -1.9 | -0.25 | 0 |  | 0.4 | 0.34 | 0.23 | 131.66 | 1267.727 | 1.27
D | 4002 | 2022-03-04 | 2 | OFF | 128.43 | 6.3 | 0.6 | 0.07 | 0.4 | 0 | 0 | 0.14 | -1.68 | -0.25 | 0 |  | 0.4 | 0.34 | 0.23 | 134.98 | 1242.486 | 1.07
D | 4002 | 2022-03-04 | 3 | OFF | 115.88 | 6.3 | 0.6 | 0.07 | 0.16 | 0 | 0 | 0.06 | -1.69 | -0.25 | 0 |  | 0.4 | 0.34 | 0.23 | 122.1 | 1238.826 | 0.83
D | 4002 | 2022-03-04 | 4 | OFF | 118.41 | 6.3 | 0.6 | 0.07 | 0.35 | 0 | 0 | 0.13 | -1.76 | -0.25 | 0 |  | 0.4 | 0.34 | 0.23 | 124.82 | 1248.778 | 1.02
D | 4002 | 2022-03-04 | 5 | OFF | 121.21 | 6.3 | 0.6 | 0.07 | 0.07 | 0 | 0 | 0.14 | -1.8 | -0.25 | 0 |  | 0.4 | 0.34 | 0.23 | 127.31 | 1291.517 | 0.74
D | 4002 | 2022-03-04 | 6 | OFF | 155.29 | 6.3 | 0.6 | 0.07 | 1.67 | 0 | 0.11 | 0.35 | -0.97 | -0.25 | 0 |  | 0.4 | 0.34 | 0.23 | 164.14 | 1387.121 | 2.45
D | 4002 | 2022-03-04 | 7 | OFF | 219.04 | 6.3 | 0.6 | 0.07 | 1.5 | 0 | 0.3 | 0.33 | -2.31 | -0.25 | 0 |  | 0.4 | 0.34 | 0.23 | 226.55 | 1520.445 | 2.47
D | 4002 | 2022-03-04 | 8 | ON | 180.4 | 6.3 | 0.6 | 0.07 | 1.76 | 0.23 | 0 | 0.13 | -2.11 | -0.25 | 0 |  | 0.4 | 0.34 | 0.23 | 188.1 | 1579.985 | 2.66
D | 4002 | 2022-03-04 | 9 | ON | 97.43 | 6.3 | 0.6 | 0.07 | 0.33 | 0.25 | 0 | 0.11 | -1.82 | -0.25 | 0 |  | 0.4 | 0.34 | 0.23 | 103.99 | 1569.543 | 1.25
D | 4002 | 2022-03-04 | 10 | ON | 80.12 | 6.3 | 0.6 | 0.07 | 0.25 | 0.25 | 0 | 0.11 | -1.58 | -0.25 | 0 |  | 0.4 | 0.34 | 0.23 | 86.84 | 1547.9 | 1.17
D | 4002 | 2022-03-04 | 11 | ON | 93.66 | 6.3 | 0.6 | 0.07 | 0.13 | 0.26 | 0 | 0 | -1.41 | -0.25 | 0 |  | 0.4 | 0.34 | 0.23 | 100.33 | 1518.021 | 1.06
D | 4002 | 2022-03-04 | 12 | ON | 79.07 | 6.3 | 0.6 | 0.07 | 0.08 | 0.27 | 0 | 0.14 | -1.06 | -0.25 | 0 |  | 0.4 | 0.34 | 0.23 | 86.19 | 1483.832 | 1.02
D | 4002 | 2022-03-04 | 13 | ON | 78.4 | 6.3 | 0.6 | 0.07 | 0.18 | 0.28 | 0 | 0.03 | -1.02 | -0.25 | 0 |  | 0.4 | 0.34 | 0.23 | 85.56 | 1444.615 | 1.13
D | 4002 | 2022-03-04 | 14 | ON | 68.32 | 6.3 | 0.6 | 0.07 | 0.16 | 0.28 | 0 | 0.06 | -0.95 | -0.25 | 0 |  | 0.4 | 0.34 | 0.23 | 75.56 | 1420.37 | 1.11
D | 4002 | 2022-03-04 | 15 | ON | 65.75 | 6.3 | 0.6 | 0.07 | 0.04 | 0.28 | 0 | 0.05 | -0.94 | -0.25 | 0 |  | 0.4 | 0.34 | 0.23 | 72.87 | 1400.449 | 0.99
D | 4002 | 2022-03-04 | 16 | ON | 66.56 | 6.3 | 0.6 | 0.07 | 0.12 | 0.27 | 0 | 0.06 | -0.84 | -0.25 | 0 |  | 0.4 | 0.34 | 0.23 | 73.86 | 1408.571 | 1.06
D | 4002 | 2022-03-04 | 17 | ON | 90.96 | 6.3 | 0.6 | 0.07 | 0.19 | 0.26 | 0 | 0.18 | -0.86 | -0.25 | 0 |  | 0.4 | 0.34 | 0.23 | 98.42 | 1463.448 | 1.12
D | 4002 | 2022-03-04 | 18 | ON | 146.14 | 6.3 | 0.6 | 0.07 | 0.6 | 0.24 | 0.11 | 0.31 | -1.36 | -0.25 | 0 |  | 0.4 | 0.34 | 0.23 | 153.73 | 1551.134 | 1.62
D | 4002 | 2022-03-04 | 19 | ON | 110.13 | 6.3 | 0.6 | 0.07 | 0.24 | 0.23 | 0 | 0.21 | -1.72 | -0.25 | 0 |  | 0.4 | 0.34 | 0.23 | 116.78 | 1596.111 | 1.14
D | 4002 | 2022-03-04 | 20 | ON | 133.02 | 6.3 | 0.6 | 0.07 | 0.5 | 0.24 | 0 | 0.13 | -1.43 | -0.25 | 0 |  | 0.4 | 0.34 | 0.23 | 140.15 | 1560.305 | 1.41
D | 4002 | 2022-03-04 | 21 | ON | 117.36 | 6.3 | 0.6 | 0.07 | 0.45 | 0.24 | 0 | 0.01 | -1.32 | -0.25 | 0 |  | 0.4 | 0.34 | 0.23 | 124.43 | 1502.775 | 1.36
D | 4002 | 2022-03-04 | 22 | ON | 130.85 | 6.3 | 0.6 | 0.07 | 0.69 | 0.25 | 0.4 | -0.07 | -1.04 | -0.25 | 0 |  | 0.4 | 0.34 | 0.23 | 138.77 | 1433.256 | 2.01
D | 4002 | 2022-03-04 | 23 | ON | 101.95 | 6.3 | 0.6 | 0.07 | 0.53 | 0.27 | 0 | 0.09 | -1.51 | -0.25 | 0 |  | 0.4 | 0.34 | 0.23 | 109.02 | 1344.904 | 1.47
D | 4002 | 2022-03-04 | 24 | OFF | 97.06 | 6.3 | 0.6 | 0.07 | 1 | 0 | 0 | 0.04 | -1.32 | -0.25 | 0 |  | 0.4 | 0.34 | 0.23 | 104.47 | 1269.057 | 1.67
D | 4002 | 2022-03-05 | 1 | OFF | 101.22 | 6.3 | 0.16 | 0.03 | 0.25 | 0 | 0 | -0.1 | -1.17 | -0.25 | 0 |  | 0.4 | 0.34 | 0.23 | 107.41 | 1217.682 | 0.44
D | 4002 | 2022-03-05 | 2 | OFF | 100.59 | 6.3 | 0.16 | 0.03 | 0 | 0 | 0 | 0.01 | -1.05 | -0.25 | 0 |  | 0.4 | 0.34 | 0.23 | 106.76 | 1191.818 | 0.19
D | 4002 | 2022-03-05 | 3 | OFF | 94.95 | 6.3 | 0.16 | 0.03 | 0 | 0 | 0 | 0 | -0.99 | -0.25 | 0 |  | 0.4 | 0.34 | 0.23 | 101.17 | 1183.39 | 0.19
D | 4002 | 2022-03-05 | 4 | OFF | 79.33 | 6.3 | 0.16 | 0.03 | 0.05 | 0 | 0 | 0.03 | -0.9 | -0.25 | 0 |  | 0.4 | 0.34 | 0.23 | 85.72 | 1187.23 | 0.24
D | 4002 | 2022-03-05 | 5 | OFF | 80 | 6.3 | 0.16 | 0.03 | 0.06 | 0 | 0 | 0.06 | -0.89 | -0.25 | 0 |  | 0.4 | 0.34 | 0.23 | 86.44 | 1207.204 | 0.25
D | 4002 | 2022-03-05 | 6 | OFF | 105.89 | 6.3 | 0.16 | 0.03 | 0.03 | 0 | 0.55 | 0.06 | -0.83 | -0.25 | 0 |  | 0.4 | 0.34 | 0.23 | 112.91 | 1261.388 | 0.77
D | 4002 | 2022-03-05 | 7 | OFF | 131.78 | 6.3 | 0.16 | 0.03 | 0.38 | 0 | 0 | 0.26 | -1.32 | -0.25 | 0 |  | 0.4 | 0.34 | 0.23 | 138.31 | 1333.163 | 0.57
D | 4002 | 2022-03-05 | 8 | OFF | 107.93 | 6.3 | 0.16 | 0.03 | 0.13 | 0 | 0.13 | 0.1 | -1.13 | -0.25 | 0 |  | 0.4 | 0.34 | 0.23 | 114.37 | 1380.568 | 0.45
D | 4002 | 2022-03-05 | 9 | OFF | 76.93 | 6.3 | 0.16 | 0.03 | 1.25 | 0 | 0 | 0.2 | -1.05 | -0.25 | 0 |  | 0.4 | 0.34 | 0.23 | 84.54 | 1402.177 | 1.44
D | 4002 | 2022-03-05 | 10 | OFF | 24.42 | 6.3 | 0.16 | 0.03 | 0.32 | 0 | 0 | 0.04 | -1.25 | -0.25 | 0 |  | 0.4 | 0.34 | 0.23 | 30.74 | 1393.962 | 0.51
D | 4002 | 2022-03-05 | 11 | OFF | 37.67 | 6.3 | 0.16 | 0.03 | 0.07 | 0 | 0 | 0.08 | -0.47 | -0.25 | 0 |  | 0.4 | 0.34 | 0.23 | 44.56 | 1365.925 | 0.26
D | 4002 | 2022-03-05 | 12 | OFF | 37.81 | 6.3 | 0.16 | 0.03 | 0.06 | 0 | 0 | 0.01 | -0.58 | -0.25 | 0 |  | 0.4 | 0.34 | 0.23 | 44.51 | 1333.663 | 0.25
D | 4002 | 2022-03-05 | 13 | OFF | 36.16 | 6.3 | 0.16 | 0.03 | 0.06 | 0 | 0 | 0.04 | -0.5 | -0.25 | 0 |  | 0.4 | 0.34 | 0.23 | 42.97 | 1296.125 | 0.25
D | 4002 | 2022-03-05 | 14 | OFF | 35.05 | 6.3 | 0.16 | 0.03 | 0.06 | 0 | 0 | 0.01 | -0.48 | -0.25 | 0 |  | 0.4 | 0.34 | 0.23 | 41.85 | 1271.81 | 0.25
D | 4002 | 2022-03-05 | 15 | OFF | 36.9 | 6.3 | 0.16 | 0.03 | 0.05 | 0 | 0 | 0.05 | -0.47 | -0.25 | 0 |  | 0.4 | 0.34 | 0.23 | 43.74 | 1285.119 | 0.24
D | 4002 | 2022-03-05 | 16 | OFF | 39.82 | 6.3 | 0.16 | 0.03 | 0.03 | 0 | 0 | 0.04 | -0.57 | -0.25 | 0 |  | 0.4 | 0.34 | 0.23 | 46.53 | 1309.897 | 0.22
D | 4002 | 2022-03-05 | 17 | OFF | 40.58 | 6.3 | 0.16 | 0.03 | 0.03 | 0 | 0 | 0.04 | -0.49 | -0.25 | 0 |  | 0.4 | 0.34 | 0.23 | 47.37 | 1350.243 | 0.22
D | 4002 | 2022-03-05 | 18 | OFF | 45.24 | 6.3 | 0.16 | 0.03 | 0 | 0 | 0 | 0.03 | -0.64 | -0.25 | 0 |  | 0.4 | 0.34 | 0.23 | 51.84 | 1426.929 | 0.19
D | 4002 | 2022-03-05 | 19 | OFF | 50.11 | 6.3 | 0.16 | 0.03 | 0 | 0 | 0 | 0.07 | -0.81 | -0.25 | 0 |  | 0.4 | 0.34 | 0.23 | 56.58 | 1474.256 | 0.19
D | 4002 | 2022-03-05 | 20 | OFF | 53.55 | 6.3 | 0.16 | 0.03 | 0 | 0 | 0 | 0.13 | -0.45 | -0.25 | 0 |  | 0.4 | 0.34 | 0.23 | 60.44 | 1428.763 | 0.19
D | 4002 | 2022-03-05 | 21 | OFF | 43.97 | 6.3 | 0.16 | 0.03 | 0.09 | 0 | 0 | 0.03 | -0.4 | -0.25 | 0 |  | 0.4 | 0.34 | 0.23 | 50.9 | 1365.158 | 0.28
D | 4002 | 2022-03-05 | 22 | OFF | 45.96 | 6.3 | 0.16 | 0.03 | 0.11 | 0 | 0 | 0.02 | -0.4 | -0.25 | 0 |  | 0.4 | 0.34 | 0.23 | 52.9 | 1288.027 | 0.3
D | 4002 | 2022-03-05 | 23 | OFF | 46.15 | 6.3 | 0.16 | 0.03 | 0.38 | 0 | 0.03 | 0.03 | -0.41 | -0.25 | 0 |  | 0.4 | 0.34 | 0.23 | 53.39 | 1201.137 | 0.6
D | 4002 | 2022-03-05 | 24 | OFF | 43.94 | 6.3 | 0.16 | 0.03 | 0.23 | 0 | 0 | 0.02 | -0.61 | -0.25 | 0 |  | 0.4 | 0.34 | 0.23 | 50.79 | 1127.272 | 0.42
D | 4002 | 2022-03-06 | 1 | OFF | 42.96 | 6.3 | 0.55 | 0.06 | 0.18 | 0 | 0 | 0.11 | -0.59 | -0.25 | 0 |  | 0.4 | 0.34 | 0.23 | 50.29 | 1074.773 | 0.79
D | 4002 | 2022-03-06 | 2 | OFF | 47.08 | 6.3 | 0.55 | 0.06 | 0.13 | 0 | 0 | 0.06 | -0.64 | -0.25 | 0 |  | 0.4 | 0.34 | 0.23 | 54.26 | 1043.966 | 0.74
D | 4002 | 2022-03-06 | 3 | OFF | 45.6 | 6.3 | 0.55 | 0.06 | 0.07 | 0 | 0 | 0.07 | -0.53 | -0.25 | 0 |  | 0.4 | 0.34 | 0.23 | 52.84 | 1025.634 | 0.68
D | 4002 | 2022-03-06 | 4 | OFF | 48.49 | 6.3 | 0.55 | 0.06 | 0.08 | 0 | 0 | 0.02 | -0.56 | -0.25 | 0 |  | 0.4 | 0.34 | 0.23 | 55.66 | 1021.68 | 0.69
D | 4002 | 2022-03-06 | 5 | OFF | 56.27 | 6.3 | 0.55 | 0.06 | 0.01 | 0 | 0 | 0.06 | -0.53 | -0.25 | 0 |  | 0.4 | 0.34 | 0.23 | 63.44 | 1025.19 | 0.62
D | 4002 | 2022-03-06 | 6 | OFF | 46.85 | 6.3 | 0.55 | 0.06 | 0 | 0 | 0 | 0.11 | -0.65 | -0.25 | 0 |  | 0.4 | 0.34 | 0.23 | 53.94 | 1058.191 | 0.61
D | 4002 | 2022-03-06 | 7 | OFF | 43 | 6.3 | 0.55 | 0.06 | 0.25 | 0 | 0 | 0.02 | -0.36 | -0.25 | 0 |  | 0.4 | 0.34 | 0.23 | 50.54 | 1113.752 | 0.86
D | 4002 | 2022-03-06 | 8 | OFF | 38.43 | 6.3 | 0.55 | 0.06 | 0.14 | 0 | 0 | 0.05 | -0.32 | -0.25 | 0 |  | 0.4 | 0.34 | 0.23 | 45.93 | 1181.76 | 0.75
D | 4002 | 2022-03-06 | 9 | OFF | 42.72 | 6.3 | 0.55 | 0.06 | 0.1 | 0 | 0 | 0 | -0.32 | -0.25 | 0 |  | 0.4 | 0.34 | 0.23 | 50.13 | 1264.462 | 0.71
D | 4002 | 2022-03-06 | 10 | OFF | 74.98 | 6.3 | 0.55 | 0.06 | 0.13 | 0 | 0.34 | 0.02 | -0.35 | -0.25 | 0 |  | 0.4 | 0.34 | 0.23 | 82.75 | 1335.928 | 1.08
D | 4002 | 2022-03-06 | 11 | OFF | 74.41 | 6.3 | 0.55 | 0.06 | 0.12 | 0 | 0.63 | 0.02 | -0.45 | -0.25 | 0 |  | 0.4 | 0.34 | 0.23 | 82.36 | 1360.922 | 1.36
D | 4002 | 2022-03-06 | 12 | OFF | 76.69 | 6.3 | 0.55 | 0.06 | 0.19 | 0 | 0.65 | 0.19 | -0.44 | -0.25 | 0 |  | 0.4 | 0.34 | 0.23 | 84.91 | 1361.332 | 1.45
D | 4002 | 2022-03-06 | 13 | OFF | 42.26 | 6.3 | 0.55 | 0.06 | 0.15 | 0 | 0 | 0.12 | -0.23 | -0.25 | 0 |  | 0.4 | 0.34 | 0.23 | 49.93 | 1277.823 | 0.76
D | 4002 | 2022-03-06 | 14 | OFF | 20.46 | 6.3 | 0.55 | 0.06 | 0.06 | 0 | 0 | 0.04 | -0.14 | -0.25 | 0 |  | 0.4 | 0.34 | 0.23 | 28.05 | 1199.177 | 0.67
D | 4002 | 2022-03-06 | 15 | OFF | 28.31 | 6.3 | 0.55 | 0.06 | 0.07 | 0 | 0 | 0.08 | -0.29 | -0.25 | 0 |  | 0.4 | 0.34 | 0.23 | 35.8 | 1173.572 | 0.68
D | 4002 | 2022-03-06 | 16 | OFF | 35.72 | 6.3 | 0.55 | 0.06 | 0.06 | 0 | 0 | 0.03 | -0.29 | -0.25 | 0 |  | 0.4 | 0.34 | 0.23 | 43.15 | 1187.614 | 0.67
D | 4002 | 2022-03-06 | 17 | OFF | 37.91 | 6.3 | 0.55 | 0.06 | 0.05 | 0 | 0 | 0.06 | -0.29 | -0.25 | 0 |  | 0.4 | 0.34 | 0.23 | 45.36 | 1255.923 | 0.66
D | 4002 | 2022-03-06 | 18 | OFF | 44.7 | 6.3 | 0.55 | 0.06 | 0 | 0 | 0.06 | 0.05 | -0.27 | -0.25 | 0 |  | 0.4 | 0.34 | 0.23 | 52.17 | 1354.332 | 0.67
D | 4002 | 2022-03-06 | 19 | OFF | 73.37 | 6.3 | 0.55 | 0.06 | 0 | 0 | 0.59 | 0.09 | -0.68 | -0.25 | 0 |  | 0.4 | 0.34 | 0.23 | 81 | 1404.162 | 1.2
D | 4002 | 2022-03-06 | 20 | OFF | 44.25 | 6.3 | 0.55 | 0.06 | 0.08 | 0 | 0.05 | 0.07 | -0.33 | -0.25 | 0 |  | 0.4 | 0.34 | 0.23 | 51.75 | 1353.111 | 0.74
D | 4002 | 2022-03-06 | 21 | OFF | 40.18 | 6.3 | 0.55 | 0.06 | 0.07 | 0 | 0 | 0.07 | -0.44 | -0.25 | 0 |  | 0.4 | 0.34 | 0.23 | 47.51 | 1270.661 | 0.68
D | 4002 | 2022-03-06 | 22 | OFF | 38.43 | 6.3 | 0.55 | 0.06 | 0.1 | 0 | 0 | 0.03 | -0.46 | -0.25 | 0 |  | 0.4 | 0.34 | 0.23 | 45.73 | 1174.749 | 0.71
D | 4002 | 2022-03-06 | 23 | OFF | 49.99 | 6.3 | 0.55 | 0.06 | 0.62 | 0 | 0.03 | 0.05 | -0.3 | -0.25 | 0 |  | 0.4 | 0.34 | 0.23 | 58.02 | 1077.007 | 1.26
D | 4002 | 2022-03-06 | 24 | OFF | 37.62 | 6.3 | 0.55 | 0.06 | 0.27 | 0 | 0 | 0.05 | -0.35 | -0.25 | 0 |  | 0.4 | 0.34 | 0.23 | 45.22 | 1002.904 | 0.88
D | 4002 | 2022-03-07 | 1 | OFF | 36.94 | 6.3 | 0.71 | 0.07 | 0.06 | 0 | 0 | 0.03 | -0.3 | -0.25 | 0 |  | 0.4 | 0.34 | 0.23 | 44.53 | 956.39 | 0.84
D | 4002 | 2022-03-07 | 2 | OFF | 37.24 | 6.3 | 0.71 | 0.07 | 0 | 0 | 0 | -0.01 | -0.29 | -0.25 | 0 |  | 0.4 | 0.34 | 0.23 | 44.74 | 933.317 | 0.78
D | 4002 | 2022-03-07 | 3 | OFF | 36.54 | 6.3 | 0.71 | 0.07 | 0.09 | 0 | 0 | 0.01 | -0.33 | -0.25 | 0 |  | 0.4 | 0.34 | 0.23 | 44.11 | 926.012 | 0.87
D | 4002 | 2022-03-07 | 4 | OFF | 37.25 | 6.3 | 0.71 | 0.07 | 0.01 | 0 | 0 | 0 | -0.32 | -0.25 | 0 |  | 0.4 | 0.34 | 0.23 | 44.74 | 938.134 | 0.79
D | 4002 | 2022-03-07 | 5 | OFF | 38.83 | 6.3 | 0.71 | 0.07 | 0 | 0 | 0 | 0.07 | -0.31 | -0.25 | 0 |  | 0.4 | 0.34 | 0.23 | 46.39 | 978.107 | 0.78
D | 4002 | 2022-03-07 | 6 | OFF | 42.07 | 6.3 | 0.71 | 0.07 | 0.58 | 0 | 0 | 0.14 | -0.43 | -0.25 | 0 |  | 0.4 | 0.34 | 0.23 | 50.16 | 1081.277 | 1.36
D | 4002 | 2022-03-07 | 7 | OFF | 36.67 | 6.3 | 0.71 | 0.07 | 0.81 | 0 | 0 | 0.07 | -0.43 | -0.25 | 0 |  | 0.4 | 0.34 | 0.23 | 44.92 | 1230.806 | 1.59
D | 4002 | 2022-03-07 | 8 | ON | 37.14 | 6.3 | 0.71 | 0.07 | 0.38 | 0.29 | 0 | 0.03 | -0.5 | -0.25 | 0 |  | 0.4 | 0.34 | 0.23 | 45.14 | 1310.543 | 1.45
D | 4002 | 2022-03-07 | 9 | ON | 37.85 | 6.3 | 0.71 | 0.07 | 0.16 | 0.29 | 0 | 0.06 | -0.45 | -0.25 | 0 |  | 0.4 | 0.34 | 0.23 | 45.71 | 1337.842 | 1.23
D | 4002 | 2022-03-07 | 10 | ON | 49.14 | 6.3 | 0.71 | 0.07 | 0.18 | 0.28 | 0.48 | 0.07 | -0.46 | -0.25 | 0 |  | 0.4 | 0.34 | 0.23 | 57.49 | 1368.969 | 1.72
D | 4002 | 2022-03-07 | 11 | ON | 49.07 | 6.3 | 0.71 | 0.07 | 0.13 | 0.28 | 0.14 | 0.08 | -0.6 | -0.25 | 0 |  | 0.4 | 0.34 | 0.23 | 56.9 | 1387.502 | 1.33
D | 4002 | 2022-03-07 | 12 | ON | 43.68 | 6.3 | 0.71 | 0.07 | 0.1 | 0.28 | 0 | 0.16 | -0.55 | -0.25 | 0 |  | 0.4 | 0.34 | 0.23 | 51.47 | 1392.88 | 1.16
D | 4002 | 2022-03-07 | 13 | ON | 42.02 | 6.3 | 0.71 | 0.07 | 0.04 | 0.28 | 0 | 0.06 | -0.6 | -0.25 | 0 |  | 0.4 | 0.34 | 0.23 | 49.6 | 1396.077 | 1.1
D | 4002 | 2022-03-07 | 14 | ON | 57.85 | 6.3 | 0.71 | 0.07 | 0.07 | 0.28 | 0.45 | 0 | -0.28 | -0.25 | 0 |  | 0.4 | 0.34 | 0.23 | 66.17 | 1413.608 | 1.58
D | 4002 | 2022-03-07 | 15 | ON | 50.12 | 6.3 | 0.71 | 0.07 | 0.08 | 0.28 | 0 | 0.03 | -0.59 | -0.25 | 0 |  | 0.4 | 0.34 | 0.23 | 57.72 | 1401.345 | 1.14
D | 4002 | 2022-03-07 | 16 | ON | 53.62 | 6.3 | 0.71 | 0.07 | 0.05 | 0.28 | 0.22 | 0.04 | -0.52 | -0.25 | 0 |  | 0.4 | 0.34 | 0.23 | 61.49 | 1401.549 | 1.33
D | 4002 | 2022-03-07 | 17 | ON | 62.22 | 6.3 | 0.71 | 0.07 | 0.14 | 0.27 | 0.02 | 0.11 | -0.55 | -0.25 | 0 |  | 0.4 | 0.34 | 0.23 | 70.01 | 1433.678 | 1.21
D | 4002 | 2022-03-07 | 18 | ON | 67.89 | 6.3 | 0.71 | 0.07 | 0.17 | 0.26 | 0 | 0.07 | -0.64 | -0.25 | 0 |  | 0.4 | 0.34 | 0.23 | 75.55 | 1498.037 | 1.21
D | 4002 | 2022-03-07 | 19 | ON | 64.67 | 6.3 | 0.71 | 0.07 | 0.2 | 0.25 | 0.03 | 0.01 | -0.69 | -0.25 | 0 |  | 0.4 | 0.34 | 0.23 | 72.27 | 1508.238 | 1.26
D | 4002 | 2022-03-07 | 20 | ON | 63.26 | 6.3 | 0.71 | 0.07 | 0.18 | 0.26 | 0.33 | -0.03 | -0.49 | -0.25 | 0 |  | 0.4 | 0.34 | 0.23 | 71.31 | 1445.054 | 1.55
D | 4002 | 2022-03-07 | 21 | ON | 49.06 | 6.3 | 0.71 | 0.07 | 0.08 | 0.28 | 0.01 | -0.05 | -0.33 | -0.25 | 0 |  | 0.4 | 0.34 | 0.23 | 56.85 | 1362.819 | 1.15
D | 4002 | 2022-03-07 | 22 | ON | 47.43 | 6.3 | 0.71 | 0.07 | 0.06 | 0.3 | 0.16 | 0 | -0.39 | -0.25 | 0 |  | 0.4 | 0.34 | 0.23 | 55.36 | 1253.704 | 1.3
D | 4002 | 2022-03-07 | 23 | ON | 39.33 | 6.3 | 0.71 | 0.07 | 0.15 | 0.32 | 0 | 0 | -0.5 | -0.25 | 0 |  | 0.4 | 0.34 | 0.23 | 47.1 | 1138.913 | 1.25
D | 4002 | 2022-03-07 | 24 | OFF | 39.64 | 6.3 | 0.71 | 0.07 | 0.2 | 0 | 0 | -0.04 | -0.41 | -0.25 | 0 |  | 0.4 | 0.34 | 0.23 | 47.19 | 1053.187 | 0.98
D | 4002 | 2022-03-08 | 1 | OFF | 44.85 | 6.3 | 0.55 | 0.06 | 0.06 | 0 | 0 | -0.03 | -0.26 | -0.25 | 0 |  | 0.4 | 0.34 | 0.23 | 52.25 | 1019.07 | 0.67
D | 4002 | 2022-03-08 | 2 | OFF | 42.54 | 6.3 | 0.55 | 0.06 | 0.14 | 0 | 0 | -0.04 | -0.19 | -0.25 | 0 |  | 0.4 | 0.34 | 0.23 | 50.08 | 1006.163 | 0.75
D | 4002 | 2022-03-08 | 3 | OFF | 39.74 | 6.3 | 0.55 | 0.06 | 0.12 | 0 | 0 | -0.02 | -0.25 | -0.25 | 0 |  | 0.4 | 0.34 | 0.23 | 47.22 | 1003.7 | 0.73
D | 4002 | 2022-03-08 | 4 | OFF | 37.5 | 6.3 | 0.55 | 0.06 | 0.11 | 0 | 0 | 0.11 | -0.25 | -0.25 | 0 |  | 0.4 | 0.34 | 0.23 | 45.1 | 1014.667 | 0.72
D | 4002 | 2022-03-08 | 5 | OFF | 40.63 | 6.3 | 0.55 | 0.06 | 0.05 | 0 | 0 | 0.05 | -0.28 | -0.25 | 0 |  | 0.4 | 0.34 | 0.23 | 48.08 | 1053.786 | 0.66
D | 4002 | 2022-03-08 | 6 | OFF | 38.8 | 6.3 | 0.55 | 0.06 | 0.23 | 0 | 0.04 | 0.14 | -0.48 | -0.25 | 0 |  | 0.4 | 0.34 | 0.23 | 46.36 | 1159.614 | 0.88
D | 4002 | 2022-03-08 | 7 | OFF | 53.5 | 6.3 | 0.55 | 0.06 | 0.58 | 0 | 0 | 0.03 | -0.32 | -0.25 | 0 |  | 0.4 | 0.34 | 0.23 | 61.42 | 1301.094 | 1.19
D | 4002 | 2022-03-08 | 8 | ON | 50.68 | 6.3 | 0.55 | 0.06 | 0.44 | 0.28 | 0.01 | -0.05 | -0.47 | -0.25 | 0 |  | 0.4 | 0.34 | 0.23 | 58.52 | 1376.371 | 1.34
D | 4002 | 2022-03-08 | 9 | ON | 36.32 | 6.3 | 0.55 | 0.06 | 0.18 | 0.28 | 0 | 0 | -0.44 | -0.25 | 0 |  | 0.4 | 0.34 | 0.23 | 43.97 | 1391.609 | 1.07
D | 4002 | 2022-03-08 | 10 | ON | 17.06 | 6.3 | 0.55 | 0.06 | 0.12 | 0.3 | 0 | 0.03 | -0.13 | -0.25 | 0 |  | 0.4 | 0.34 | 0.23 | 25.01 | 1381.662 | 1.03
D | 4002 | 2022-03-08 | 11 | ON | 23.61 | 6.3 | 0.55 | 0.06 | 0.15 | 0.3 | 0 | -0.01 | -0.29 | -0.25 | 0 |  | 0.4 | 0.34 | 0.23 | 31.39 | 1375.448 | 1.06
D | 4002 | 2022-03-08 | 12 | ON | 30.44 | 6.3 | 0.55 | 0.06 | 0.1 | 0.31 | 0 | -0.01 | -0.38 | -0.25 | 0 |  | 0.4 | 0.34 | 0.23 | 38.09 | 1351.166 | 1.02
D | 4002 | 2022-03-08 | 13 | ON | 17.79 | 6.3 | 0.55 | 0.06 | 0.15 | 0.31 | 0 | -0.02 | -0.26 | -0.25 | 0 |  | 0.4 | 0.34 | 0.23 | 25.6 | 1322.33 | 1.07
D | 4002 | 2022-03-08 | 14 | ON | 10.54 | 6.3 | 0.55 | 0.06 | 0.35 | 0.32 | 0 | 0.01 | -0.33 | -0.25 | 0 |  | 0.4 | 0.34 | 0.23 | 18.52 | 1307.72 | 1.28
D | 4002 | 2022-03-08 | 15 | ON | 10.29 | 6.3 | 0.55 | 0.06 | 0.36 | 0.31 | 0 | 0.01 | -0.21 | -0.25 | 0 |  | 0.4 | 0.34 | 0.23 | 18.39 | 1297.242 | 1.28
D | 4002 | 2022-03-08 | 16 | ON | 34.72 | 6.3 | 0.55 | 0.06 | 0.1 | 0.3 | 0 | -0.04 | -0.33 | -0.25 | 0 |  | 0.4 | 0.34 | 0.23 | 42.38 | 1321.391 | 1.01
D | 4002 | 2022-03-08 | 17 | ON | 38.86 | 6.3 | 0.55 | 0.06 | 0.04 | 0.28 | 0 | -0.04 | -0.29 | -0.25 | 0 |  | 0.4 | 0.34 | 0.23 | 46.48 | 1385.931 | 0.93
D | 4002 | 2022-03-08 | 18 | ON | 47.7 | 6.3 | 0.55 | 0.06 | 0.05 | 0.25 | 0 | -0.05 | -0.38 | -0.25 | 0 |  | 0.4 | 0.34 | 0.23 | 55.2 | 1489.764 | 0.91
D | 4002 | 2022-03-08 | 19 | ON | 84.82 | 6.3 | 0.55 | 0.06 | 0.2 | 0.24 | 0.82 | 0.02 | -0.71 | -0.25 | 0 |  | 0.4 | 0.34 | 0.23 | 93.02 | 1554.084 | 1.87
D | 4002 | 2022-03-08 | 20 | ON | 78.28 | 6.3 | 0.55 | 0.06 | 0.02 | 0.25 | 0.49 | -0.05 | -0.59 | -0.25 | 0 |  | 0.4 | 0.34 | 0.23 | 86.03 | 1516.003 | 1.37
D | 4002 | 2022-03-08 | 21 | ON | 56.06 | 6.3 | 0.55 | 0.06 | 0 | 0.26 | 0.11 | 0.07 | -0.41 | -0.25 | 0 |  | 0.4 | 0.34 | 0.23 | 63.72 | 1451.531 | 0.98
D | 4002 | 2022-03-08 | 22 | ON | 43.86 | 6.3 | 0.55 | 0.06 | 0.06 | 0.27 | 0 | 0.11 | -0.34 | -0.25 | 0 |  | 0.4 | 0.34 | 0.23 | 51.59 | 1358.697 | 0.94
D | 4002 | 2022-03-08 | 23 | ON | 39.93 | 6.3 | 0.55 | 0.06 | 0.11 | 0.29 | 0 | 0.07 | -0.4 | -0.25 | 0 |  | 0.4 | 0.34 | 0.23 | 47.63 | 1252.6 | 1.01
D | 4002 | 2022-03-08 | 24 | OFF | 42.13 | 6.3 | 0.55 | 0.06 | 1.37 | 0 | 0 | -0.02 | -0.41 | -0.25 | 0 |  | 0.4 | 0.34 | 0.23 | 50.7 | 1168.84 | 1.98
D | 4002 | 2022-03-09 | 1 | OFF | 45.05 | 6.3 | 0.12 | 0.01 | 0.43 | 0 | 0 | -0.01 | -0.46 | -0.25 | 0 |  | 0.4 | 0.34 | 0.23 | 52.16 | 1126.597 | 0.56
D | 4002 | 2022-03-09 | 2 | OFF | 45.15 | 6.3 | 0.12 | 0.01 | 0 | 0 | 0 | 0.09 | -0.46 | -0.25 | 0 |  | 0.4 | 0.34 | 0.23 | 51.93 | 1104.568 | 0.13
D | 4002 | 2022-03-09 | 3 | OFF | 42.83 | 6.3 | 0.12 | 0.01 | 0 | 0 | 0 | 0.15 | -0.46 | -0.25 | 0 |  | 0.4 | 0.34 | 0.23 | 49.67 | 1088.732 | 0.13
D | 4002 | 2022-03-09 | 4 | OFF | 42.79 | 6.3 | 0.12 | 0.01 | 0 | 0 | 0 | 0.19 | -0.39 | -0.25 | 0 |  | 0.4 | 0.34 | 0.23 | 49.74 | 1099.659 | 0.13
D | 4002 | 2022-03-09 | 5 | OFF | 39.58 | 6.3 | 0.12 | 0.01 | 0 | 0 | 0 | 0.15 | -0.44 | -0.25 | 0 |  | 0.4 | 0.34 | 0.23 | 46.44 | 1137.236 | 0.13
D | 4002 | 2022-03-09 | 6 | OFF | 39.16 | 6.3 | 0.12 | 0.01 | 0.14 | 0 | 0 | 0.13 | -0.46 | -0.25 | 0 |  | 0.4 | 0.34 | 0.23 | 46.12 | 1237.04 | 0.27
D | 4002 | 2022-03-09 | 7 | OFF | 44.87 | 6.3 | 0.12 | 0.01 | 0.15 | 0 | 0 | 0.04 | -0.48 | -0.25 | 0 |  | 0.4 | 0.34 | 0.23 | 51.73 | 1389.036 | 0.28
D | 4002 | 2022-03-09 | 8 | ON | 48.56 | 6.3 | 0.12 | 0.01 | 0.14 | 0.26 | 0 | 0 | -0.44 | -0.25 | 0 |  | 0.4 | 0.34 | 0.23 | 55.67 | 1467.313 | 0.53
D | 4002 | 2022-03-09 | 9 | ON | 44.83 | 6.3 | 0.12 | 0.01 | 0.09 | 0.25 | 0 | 0.03 | -0.41 | -0.25 | 0 |  | 0.4 | 0.34 | 0.23 | 51.94 | 1493.865 | 0.47
D | 4002 | 2022-03-09 | 10 | ON | 45.47 | 6.3 | 0.12 | 0.01 | 0.1 | 0.25 | 0 | 0 | -0.44 | -0.25 | 0 |  | 0.4 | 0.34 | 0.23 | 52.53 | 1488.478 | 0.48
D | 4002 | 2022-03-09 | 11 | ON | 46.64 | 6.3 | 0.12 | 0.01 | 0.08 | 0.25 | 0 | 0 | -0.43 | -0.25 | 0 |  | 0.4 | 0.34 | 0.23 | 53.69 | 1474.01 | 0.46
D | 4002 | 2022-03-09 | 12 | ON | 49.68 | 6.3 | 0.12 | 0.01 | 0.08 | 0.25 | 0 | 0 | -0.41 | -0.25 | 0 |  | 0.4 | 0.34 | 0.23 | 56.75 | 1484.578 | 0.46
D | 4002 | 2022-03-09 | 13 | ON | 50.67 | 6.3 | 0.12 | 0.01 | 0.12 | 0.24 | 0 | 0.05 | -0.38 | -0.25 | 0 |  | 0.4 | 0.34 | 0.23 | 57.85 | 1483.829 | 0.49
D | 4002 | 2022-03-09 | 14 | ON | 52.15 | 6.3 | 0.12 | 0.01 | 0.11 | 0.24 | 0 | -0.03 | -0.29 | -0.25 | 0 |  | 0.4 | 0.34 | 0.23 | 59.33 | 1490.551 | 0.48
D | 4002 | 2022-03-09 | 15 | ON | 61.07 | 6.3 | 0.12 | 0.01 | 0.09 | 0.24 | 0.07 | -0.04 | -0.23 | -0.25 | 0 |  | 0.4 | 0.34 | 0.23 | 68.35 | 1492.932 | 0.53
D | 4002 | 2022-03-09 | 16 | ON | 54.26 | 6.3 | 0.12 | 0.01 | 0.05 | 0.24 | 0 | 0.06 | -0.21 | -0.25 | 0 |  | 0.4 | 0.34 | 0.23 | 61.55 | 1498.408 | 0.42
D | 4002 | 2022-03-09 | 17 | ON | 54.27 | 6.3 | 0.12 | 0.01 | 0.04 | 0.24 | 0 | 0.03 | -0.21 | -0.25 | 0 |  | 0.4 | 0.34 | 0.23 | 61.52 | 1529.524 | 0.41
D | 4002 | 2022-03-09 | 18 | ON | 54.24 | 6.3 | 0.12 | 0.01 | 0.05 | 0.23 | 0 | 0.04 | -0.18 | -0.25 | 0 |  | 0.4 | 0.34 | 0.23 | 61.53 | 1593.199 | 0.41
D | 4002 | 2022-03-09 | 19 | ON | 56.67 | 6.3 | 0.12 | 0.01 | 0.07 | 0.23 | 0.01 | 0.03 | -0.15 | -0.25 | 0 |  | 0.4 | 0.34 | 0.23 | 64.01 | 1618.406 | 0.44
D | 4002 | 2022-03-09 | 20 | ON | 64.35 | 6.3 | 0.12 | 0.01 | 0.13 | 0.24 | 0.06 | 0.04 | -0.04 | -0.25 | 0 |  | 0.4 | 0.34 | 0.23 | 71.93 | 1568.388 | 0.56
D | 4002 | 2022-03-09 | 21 | ON | 58.7 | 6.3 | 0.12 | 0.01 | 0.14 | 0.23 | 0.06 | 0.09 | -0.07 | -0.25 | 0 |  | 0.4 | 0.34 | 0.23 | 66.3 | 1488.258 | 0.56
D | 4002 | 2022-03-09 | 22 | ON | 55.3 | 6.3 | 0.12 | 0.01 | 0.13 | 0.24 | 0 | -0.02 | -0.22 | -0.25 | 0 |  | 0.4 | 0.34 | 0.23 | 62.58 | 1381.497 | 0.5
D | 4002 | 2022-03-09 | 23 | ON | 49.77 | 6.3 | 0.12 | 0.01 | 0.18 | 0.26 | 0 | 0.02 | -0.37 | -0.25 | 0 |  | 0.4 | 0.34 | 0.23 | 57.01 | 1262.791 | 0.57
D | 4002 | 2022-03-09 | 24 | OFF | 45.31 | 6.3 | 0.12 | 0.01 | 0.18 | 0 | 0 | -0.04 | -0.51 | -0.25 | 0 |  | 0.4 | 0.34 | 0.23 | 52.09 | 1176.832 | 0.31
D | 4002 | 2022-03-10 | 1 | OFF | 42.92 | 6.3 | 0.26 | 0.03 | 0.03 | 0 | 0 | 0 | -0.49 | -0.25 | 0 |  | 0.4 | 0.34 | 0.23 | 49.77 | 1129.037 | 0.32
D | 4002 | 2022-03-10 | 2 | OFF | 43.84 | 6.3 | 0.26 | 0.03 | 0 | 0 | 0 | 0.05 | -0.39 | -0.25 | 0 |  | 0.4 | 0.34 | 0.23 | 50.81 | 1106.093 | 0.29
D | 4002 | 2022-03-10 | 3 | OFF | 42.36 | 6.3 | 0.26 | 0.03 | 0 | 0 | 0 | 0.06 | -0.42 | -0.25 | 0 |  | 0.4 | 0.34 | 0.23 | 49.31 | 1098.558 | 0.29
D | 4002 | 2022-03-10 | 4 | OFF | 44.23 | 6.3 | 0.26 | 0.03 | 0 | 0 | 0 | -0.05 | -0.39 | -0.25 | 0 |  | 0.4 | 0.34 | 0.23 | 51.1 | 1109.508 | 0.29
D | 4002 | 2022-03-10 | 5 | OFF | 45.79 | 6.3 | 0.26 | 0.03 | 0.06 | 0 | 0 | 0.05 | -0.43 | -0.25 | 0 |  | 0.4 | 0.34 | 0.23 | 52.78 | 1153.277 | 0.35
D | 4002 | 2022-03-10 | 6 | OFF | 57.17 | 6.3 | 0.26 | 0.03 | 0.32 | 0 | 0.3 | 0.05 | -0.17 | -0.25 | 0 |  | 0.4 | 0.34 | 0.23 | 64.98 | 1262.398 | 0.91
D | 4002 | 2022-03-10 | 7 | OFF | 72.94 | 6.3 | 0.26 | 0.03 | 0.56 | 0 | 0.36 | 0.01 | -0.58 | -0.25 | 0 |  | 0.4 | 0.34 | 0.23 | 80.6 | 1409.53 | 1.21
D | 4002 | 2022-03-10 | 8 | ON | 70.85 | 6.3 | 0.26 | 0.03 | 0.68 | 0.24 | 0.22 | 0.03 | -0.53 | -0.25 | 0 |  | 0.4 | 0.34 | 0.23 | 78.8 | 1475.214 | 1.43
D | 4002 | 2022-03-10 | 9 | ON | 65.18 | 6.3 | 0.26 | 0.03 | 0.3 | 0.24 | 0.06 | 0.02 | -0.44 | -0.25 | 0 |  | 0.4 | 0.34 | 0.23 | 72.67 | 1464.144 | 0.89
D | 4002 | 2022-03-10 | 10 | ON | 53.51 | 6.3 | 0.26 | 0.03 | 0.19 | 0.26 | 0 | 0.02 | -0.22 | -0.25 | 0 |  | 0.4 | 0.34 | 0.23 | 61.07 | 1424.314 | 0.74
D | 4002 | 2022-03-10 | 11 | ON | 38.03 | 6.3 | 0.26 | 0.03 | 0.14 | 0.27 | 0 | 0 | -0.23 | -0.25 | 0 |  | 0.4 | 0.34 | 0.23 | 45.52 | 1381.31 | 0.7
D | 4002 | 2022-03-10 | 12 | ON | 34.3 | 6.3 | 0.26 | 0.03 | 0.03 | 0.28 | 0 | 0.06 | -0.26 | -0.25 | 0 |  | 0.4 | 0.34 | 0.23 | 41.72 | 1333.81 | 0.6
D | 4002 | 2022-03-10 | 13 | ON | 18.65 | 6.3 | 0.26 | 0.03 | 0.23 | 0.29 | 0 | 0.01 | -0.11 | -0.25 | 0 |  | 0.4 | 0.34 | 0.23 | 26.38 | 1300.447 | 0.81
D | 4002 | 2022-03-10 | 14 | ON | 30.48 | 6.3 | 0.26 | 0.03 | 0.12 | 0.3 | 0 | 0 | -0.23 | -0.25 | 0 |  | 0.4 | 0.34 | 0.23 | 37.98 | 1278.389 | 0.71
D | 4002 | 2022-03-10 | 15 | ON | 32.09 | 6.3 | 0.26 | 0.03 | 0.05 | 0.3 | 0 | 0 | -0.27 | -0.25 | 0 |  | 0.4 | 0.34 | 0.23 | 39.48 | 1261.817 | 0.64
D | 4002 | 2022-03-10 | 16 | ON | 32.55 | 6.3 | 0.26 | 0.03 | 0.03 | 0.29 | 0 | 0.04 | -0.28 | -0.25 | 0 |  | 0.4 | 0.34 | 0.23 | 39.94 | 1279.439 | 0.61
D | 4002 | 2022-03-10 | 17 | ON | 35.9 | 6.3 | 0.26 | 0.03 | 0.04 | 0.27 | 0 | 0.02 | -0.32 | -0.25 | 0 |  | 0.4 | 0.34 | 0.23 | 43.22 | 1333.706 | 0.6
D | 4002 | 2022-03-10 | 18 | ON | 46.1 | 6.3 | 0.26 | 0.03 | 0.15 | 0.25 | 0 | 0.06 | -0.32 | -0.25 | 0 |  | 0.4 | 0.34 | 0.23 | 53.55 | 1427.266 | 0.69
D | 4002 | 2022-03-10 | 19 | ON | 43.79 | 6.3 | 0.26 | 0.03 | 0.08 | 0.24 | 0 | 0.05 | -0.58 | -0.25 | 0 |  | 0.4 | 0.34 | 0.23 | 50.89 | 1494.296 | 0.61
D | 4002 | 2022-03-10 | 20 | ON | 53.04 | 6.3 | 0.26 | 0.03 | 0.22 | 0.25 | 0 | 0.01 | -0.41 | -0.25 | 0 |  | 0.4 | 0.34 | 0.23 | 60.42 | 1461.808 | 0.76
D | 4002 | 2022-03-10 | 21 | ON | 49.29 | 6.3 | 0.26 | 0.03 | 0.16 | 0.26 | 0 | 0.01 | -0.29 | -0.25 | 0 |  | 0.4 | 0.34 | 0.23 | 56.74 | 1401.621 | 0.71
D | 4002 | 2022-03-10 | 22 | ON | 42.39 | 6.3 | 0.26 | 0.03 | 0.09 | 0.27 | 0 | -0.01 | -0.33 | -0.25 | 0 |  | 0.4 | 0.34 | 0.23 | 49.72 | 1310.592 | 0.65
D | 4002 | 2022-03-10 | 23 | ON | 39.43 | 6.3 | 0.26 | 0.03 | 0.13 | 0.29 | 0 | 0.01 | -0.38 | -0.25 | 0 |  | 0.4 | 0.34 | 0.23 | 46.79 | 1210.175 | 0.71
D | 4002 | 2022-03-10 | 24 | OFF | 38.95 | 6.3 | 0.26 | 0.03 | 0.16 | 0 | 0 | -0.02 | -0.51 | -0.25 | 0 |  | 0.4 | 0.34 | 0.23 | 45.89 | 1132.312 | 0.45
D | 4002 | 2022-03-11 | 1 | OFF | 40.76 | 6.3 | 0.52 | 0.03 | 0.04 | 0 | 0 | -0.03 | -0.42 | -0.25 | 0 |  | 0.4 | 0.34 | 0.23 | 47.92 | 1079.199 | 0.59
D | 4002 | 2022-03-11 | 2 | OFF | 41.56 | 6.3 | 0.52 | 0.03 | 0.05 | 0 | 0 | -0.02 | -0.42 | -0.25 | 0 |  | 0.4 | 0.34 | 0.23 | 48.74 | 1056.869 | 0.6
D | 4002 | 2022-03-11 | 3 | OFF | 39.34 | 6.3 | 0.52 | 0.03 | 0.07 | 0 | 0 | 0 | -0.42 | -0.25 | 0 |  | 0.4 | 0.34 | 0.23 | 46.56 | 1049.166 | 0.62
D | 4002 | 2022-03-11 | 4 | OFF | 42.26 | 6.3 | 0.52 | 0.03 | 0.06 | 0 | 0 | -0.04 | -0.42 | -0.25 | 0 |  | 0.4 | 0.34 | 0.23 | 49.43 | 1060.235 | 0.61
D | 4002 | 2022-03-11 | 5 | OFF | 52.35 | 6.3 | 0.52 | 0.03 | 0.01 | 0 | 0 | 0.01 | -0.31 | -0.25 | 0 |  | 0.4 | 0.34 | 0.23 | 59.63 | 1105.263 | 0.56
D | 4002 | 2022-03-11 | 6 | OFF | 52.53 | 6.3 | 0.52 | 0.03 | 0.24 | 0 | 0.28 | 0.06 | -0.45 | -0.25 | 0 |  | 0.4 | 0.34 | 0.23 | 60.23 | 1208.196 | 1.07
D | 4002 | 2022-03-11 | 7 | OFF | 66.71 | 6.3 | 0.52 | 0.03 | 0.66 | 0 | 0 | 0.07 | -0.61 | -0.25 | 0 |  | 0.4 | 0.34 | 0.23 | 74.4 | 1346.902 | 1.21
D | 4002 | 2022-03-11 | 8 | ON | 42.84 | 6.3 | 0.52 | 0.03 | 0.2 | 0.27 | 0 | 0.07 | -0.51 | -0.25 | 0 |  | 0.4 | 0.34 | 0.23 | 50.44 | 1397.054 | 1.02
D | 4002 | 2022-03-11 | 9 | ON | 38.52 | 6.3 | 0.52 | 0.03 | 0.1 | 0.28 | 0 | 0.03 | -0.51 | -0.25 | 0 |  | 0.4 | 0.34 | 0.23 | 45.99 | 1383.957 | 0.93
D | 4002 | 2022-03-11 | 10 | ON | 34.46 | 6.3 | 0.52 | 0.03 | 0.11 | 0.28 | 0 | 0.05 | -0.38 | -0.25 | 0 |  | 0.4 | 0.34 | 0.23 | 42.09 | 1369.793 | 0.94
D | 4002 | 2022-03-11 | 11 | ON | 36.97 | 6.3 | 0.52 | 0.03 | 0.04 | 0.28 | 0 | -0.02 | -0.4 | -0.25 | 0 |  | 0.4 | 0.34 | 0.23 | 44.44 | 1362.541 | 0.87
D | 4002 | 2022-03-11 | 12 | ON | 37.94 | 6.3 | 0.52 | 0.03 | 0.03 | 0.29 | 0 | 0.01 | -0.35 | -0.25 | 0 |  | 0.4 | 0.34 | 0.23 | 45.49 | 1341.528 | 0.87
D | 4002 | 2022-03-11 | 13 | ON | 36.34 | 6.3 | 0.52 | 0.03 | 0.02 | 0.3 | 0 | 0.02 | -0.31 | -0.25 | 0 |  | 0.4 | 0.34 | 0.23 | 43.94 | 1310.77 | 0.87
D | 4002 | 2022-03-11 | 14 | ON | 34.98 | 6.3 | 0.52 | 0.03 | 0.04 | 0.31 | 0 | 0.01 | -0.34 | -0.25 | 0 |  | 0.4 | 0.34 | 0.23 | 42.57 | 1280.617 | 0.9
D | 4002 | 2022-03-11 | 15 | ON | 35.34 | 6.3 | 0.52 | 0.03 | 0.06 | 0.32 | 0 | 0.02 | -0.33 | -0.25 | 0 |  | 0.4 | 0.34 | 0.23 | 42.98 | 1267.921 | 0.93
D | 4002 | 2022-03-11 | 16 | ON | 36.24 | 6.3 | 0.52 | 0.03 | 0.05 | 0.31 | 0 | 0.04 | -0.36 | -0.25 | 0 |  | 0.4 | 0.34 | 0.23 | 43.85 | 1276.532 | 0.91
D | 4002 | 2022-03-11 | 17 | ON | 35.49 | 6.3 | 0.52 | 0.03 | 0.04 | 0.29 | 0 | 0.01 | -0.34 | -0.25 | 0 |  | 0.4 | 0.34 | 0.23 | 43.06 | 1312.073 | 0.88
D | 4002 | 2022-03-11 | 18 | ON | 39.5 | 6.3 | 0.52 | 0.03 | 0.02 | 0.27 | 0 | 0.04 | -0.45 | -0.25 | 0 |  | 0.4 | 0.34 | 0.23 | 46.95 | 1376.556 | 0.84
D | 4002 | 2022-03-11 | 19 | ON | 40.66 | 6.3 | 0.52 | 0.03 | 0.05 | 0.26 | 0 | 0.06 | -0.65 | -0.25 | 0 |  | 0.4 | 0.34 | 0.23 | 47.95 | 1425.693 | 0.86
D | 4002 | 2022-03-11 | 20 | ON | 40.86 | 6.3 | 0.52 | 0.03 | 0.15 | 0.26 | 0 | 0.01 | -0.51 | -0.25 | 0 |  | 0.4 | 0.34 | 0.23 | 48.34 | 1384.652 | 0.96
D | 4002 | 2022-03-11 | 21 | ON | 40.73 | 6.3 | 0.52 | 0.03 | 0.1 | 0.27 | 0 | 0.03 | -0.41 | -0.25 | 0 |  | 0.4 | 0.34 | 0.23 | 48.29 | 1328.431 | 0.92
D | 4002 | 2022-03-11 | 22 | ON | 38.61 | 6.3 | 0.52 | 0.03 | 0.11 | 0.28 | 0 | -0.01 | -0.35 | -0.25 | 0 |  | 0.4 | 0.34 | 0.23 | 46.21 | 1253.071 | 0.94
D | 4002 | 2022-03-11 | 23 | ON | 38.03 | 6.3 | 0.52 | 0.03 | 0.09 | 0.3 | 0 | 0.01 | -0.45 | -0.25 | 0 |  | 0.4 | 0.34 | 0.23 | 45.55 | 1163.708 | 0.94
D | 4002 | 2022-03-11 | 24 | OFF | 38.64 | 6.3 | 0.52 | 0.03 | 0.13 | 0 | 0 | -0.01 | -0.51 | -0.25 | 0 |  | 0.4 | 0.34 | 0.23 | 45.82 | 1087.827 | 0.68
D | 4002 | 2022-03-12 | 1 | OFF | 38.13 | 6.3 | 0.57 | 0.09 | 0.02 | 0 | 0 | 0.09 | -0.5 | -0.25 | 0 |  | 0.4 | 0.34 | 0.23 | 45.42 | 1032.328 | 0.68
D | 4002 | 2022-03-12 | 2 | OFF | 40.74 | 6.3 | 0.57 | 0.09 | 0.06 | 0 | 0 | 0.03 | -0.48 | -0.25 | 0 |  | 0.4 | 0.34 | 0.23 | 48.03 | 998.664 | 0.72
D | 4002 | 2022-03-12 | 3 | OFF | 41.25 | 6.3 | 0.57 | 0.09 | 0.07 | 0 | 0 | 0.02 | -0.47 | -0.25 | 0 |  | 0.4 | 0.34 | 0.23 | 48.55 | 978.31 | 0.73
D | 4002 | 2022-03-12 | 4 | OFF | 41.83 | 6.3 | 0.57 | 0.09 | 0.01 | 0 | 0 | -0.08 | -0.43 | -0.25 | 0 |  | 0.4 | 0.34 | 0.23 | 49.01 | 974.505 | 0.67
D | 4002 | 2022-03-12 | 5 | OFF | 41.48 | 6.3 | 0.57 | 0.09 | 0 | 0 | 0 | 0.07 | -0.47 | -0.25 | 0 |  | 0.4 | 0.34 | 0.23 | 48.76 | 992.251 | 0.66
D | 4002 | 2022-03-12 | 6 | OFF | 42.31 | 6.3 | 0.57 | 0.09 | 0 | 0 | 0 | 0.07 | -0.49 | -0.25 | 0 |  | 0.4 | 0.34 | 0.23 | 49.57 | 1033.415 | 0.66
D | 4002 | 2022-03-12 | 7 | OFF | 37.48 | 6.3 | 0.57 | 0.09 | 0.13 | 0 | 0 | 0.09 | -0.44 | -0.25 | 0 |  | 0.4 | 0.34 | 0.23 | 44.94 | 1105.757 | 0.79
D | 4002 | 2022-03-12 | 8 | OFF | 36.78 | 6.3 | 0.57 | 0.09 | 0.14 | 0 | 0 | 0.06 | -0.37 | -0.25 | 0 |  | 0.4 | 0.34 | 0.23 | 44.29 | 1192.416 | 0.8
D | 4002 | 2022-03-12 | 9 | OFF | 47.23 | 6.3 | 0.57 | 0.09 | 0.15 | 0 | 0.26 | 0.14 | -0.24 | -0.25 | 0 |  | 0.4 | 0.34 | 0.23 | 55.22 | 1281.4 | 1.07
D | 4002 | 2022-03-12 | 10 | OFF | 51.01 | 6.3 | 0.57 | 0.09 | 0.1 | 0 | 0 | 0.05 | -0.32 | -0.25 | 0 |  | 0.4 | 0.34 | 0.23 | 58.52 | 1343.893 | 0.76
D | 4002 | 2022-03-12 | 11 | OFF | 95.88 | 6.3 | 0.57 | 0.09 | 0.15 | 0 | 0.04 | 0.02 | -0.5 | -0.25 | 0 |  | 0.4 | 0.34 | 0.23 | 103.27 | 1387.03 | 0.85
D | 4002 | 2022-03-12 | 12 | OFF | 109 | 6.3 | 0.57 | 0.09 | 0.19 | 0 | 0.22 | -0.2 | -0.46 | -0.25 | 0 |  | 0.4 | 0.34 | 0.23 | 116.43 | 1422.684 | 1.07
D | 4002 | 2022-03-12 | 13 | OFF | 111.39 | 6.3 | 0.57 | 0.09 | 0.01 | 0 | 0.02 | -0.03 | -0.39 | -0.25 | 0 |  | 0.4 | 0.34 | 0.23 | 118.68 | 1437.182 | 0.69
D | 4002 | 2022-03-12 | 14 | OFF | 123.31 | 6.3 | 0.57 | 0.09 | 0.21 | 0 | 0.26 | 0.16 | -0.62 | -0.25 | 0 |  | 0.4 | 0.34 | 0.23 | 131 | 1428.225 | 1.13
D | 4002 | 2022-03-12 | 15 | OFF | 127.18 | 6.3 | 0.57 | 0.09 | 0.26 | 0 | 0.82 | 0.26 | -0.72 | -0.25 | 0 |  | 0.4 | 0.34 | 0.23 | 135.48 | 1413.789 | 1.74
D | 4002 | 2022-03-12 | 16 | OFF | 82.3 | 6.3 | 0.57 | 0.09 | 0.17 | 0 | 0.14 | 0.03 | -0.62 | -0.25 | 0 |  | 0.4 | 0.34 | 0.23 | 89.7 | 1411.05 | 0.97
D | 4002 | 2022-03-12 | 17 | OFF | 96.24 | 6.3 | 0.57 | 0.09 | 0.13 | 0 | 0.01 | 0.11 | -0.53 | -0.25 | 0 |  | 0.4 | 0.34 | 0.23 | 103.64 | 1439.388 | 0.8
D | 4002 | 2022-03-12 | 18 | OFF | 131.75 | 6.3 | 0.57 | 0.09 | 0.03 | 0 | 0.16 | -0.03 | -0.46 | -0.25 | 0 |  | 0.4 | 0.34 | 0.23 | 139.13 | 1507.637 | 0.85
D | 4002 | 2022-03-12 | 19 | OFF | 126.75 | 6.3 | 0.57 | 0.09 | 0 | 0 | 0.03 | 0.29 | -0.55 | -0.25 | 0 |  | 0.4 | 0.34 | 0.23 | 134.2 | 1525.563 | 0.69
D | 4002 | 2022-03-12 | 20 | OFF | 102.18 | 6.3 | 0.57 | 0.09 | 0.17 | 0 | 0 | 0.06 | -0.56 | -0.25 | 0 |  | 0.4 | 0.34 | 0.23 | 109.53 | 1477.148 | 0.83
D | 4002 | 2022-03-12 | 21 | OFF | 125.11 | 6.3 | 0.57 | 0.09 | 0.37 | 0 | 0.24 | -0.1 | -0.75 | -0.25 | 0 |  | 0.4 | 0.34 | 0.23 | 132.55 | 1422.681 | 1.27
D | 4002 | 2022-03-12 | 22 | OFF | 124.29 | 6.3 | 0.57 | 0.09 | 0.16 | 0 | 0.34 | 0.15 | -0.84 | -0.25 | 0 |  | 0.4 | 0.34 | 0.23 | 131.78 | 1353.275 | 1.16
D | 4002 | 2022-03-12 | 23 | OFF | 120.73 | 6.3 | 0.57 | 0.09 | 0.6 | 0 | 0.95 | -0.08 | -0.7 | -0.25 | 0 |  | 0.4 | 0.34 | 0.23 | 129.18 | 1270.314 | 2.21
D | 4002 | 2022-03-12 | 24 | OFF | 78.98 | 6.3 | 0.57 | 0.09 | 0.46 | 0 | 0 | 0.12 | -0.73 | -0.25 | 0 |  | 0.4 | 0.34 | 0.23 | 86.51 | 1201.64 | 1.12
D | 4002 | 2022-03-13 | 1 | OFF | 117.28 | 6.3 | 1.14 | 0.1 | 0.25 | 0 | 0 | 0.07 | -0.89 | -0.25 | 0 |  | 0.4 | 0.34 | 0.23 | 124.97 | 1155.453 | 1.49
D | 4002 | 2022-03-13 | 2 | OFF | 84.69 | 6.3 | 1.14 | 0.1 | 0.24 | 0 | 0 | -0.03 | -0.57 | -0.25 | 0 |  | 0.4 | 0.34 | 0.23 | 92.59 | 1131.999 | 1.48
D | 4002 | 2022-03-13 | 4 | OFF | 82.48 | 6.3 | 1.14 | 0.1 | 0.35 | 0 | 0 | 0.02 | -0.63 | -0.25 | 0 |  | 0.4 | 0.34 | 0.23 | 90.48 | 1122.043 | 1.59
D | 4002 | 2022-03-13 | 5 | OFF | 114.81 | 6.3 | 1.14 | 0.1 | 0.35 | 0 | 0 | -0.06 | -0.65 | -0.25 | 0 |  | 0.4 | 0.34 | 0.23 | 122.71 | 1128.311 | 1.59
D | 4002 | 2022-03-13 | 6 | OFF | 95.45 | 6.3 | 1.14 | 0.1 | 0.32 | 0 | 0 | 0.08 | -1.1 | -0.25 | 0 |  | 0.4 | 0.34 | 0.23 | 103.01 | 1157.097 | 1.56
D | 4002 | 2022-03-13 | 7 | OFF | 94.09 | 6.3 | 1.14 | 0.1 | 0.38 | 0 | 0 | 0.01 | -0.82 | -0.25 | 0 |  | 0.4 | 0.34 | 0.23 | 101.92 | 1203.593 | 1.62
D | 4002 | 2022-03-13 | 8 | OFF | 113.94 | 6.3 | 1.14 | 0.1 | 0.5 | 0 | 0 | -1.01 | 1.09 | -0.25 | 0 |  | 0.4 | 0.34 | 0.23 | 122.78 | 1265.193 | 1.74
D | 4002 | 2022-03-13 | 9 | OFF | 84.92 | 6.3 | 1.14 | 0.1 | 0.96 | 0 | 0 | 0.01 | -0.59 | -0.25 | 0 |  | 0.4 | 0.34 | 0.23 | 93.56 | 1331.075 | 2.2
D | 4002 | 2022-03-13 | 10 | OFF | 81.03 | 6.3 | 1.14 | 0.1 | 0.27 | 0 | 0 | -0.08 | -0.46 | -0.25 | 0 |  | 0.4 | 0.34 | 0.23 | 89.02 | 1373.884 | 1.51
D | 4002 | 2022-03-13 | 11 | OFF | 73.69 | 6.3 | 1.14 | 0.1 | 0.22 | 0 | 0 | -0.04 | -0.66 | -0.25 | 0 |  | 0.4 | 0.34 | 0.23 | 81.47 | 1380.808 | 1.46
D | 4002 | 2022-03-13 | 12 | OFF | 72.47 | 6.3 | 1.14 | 0.1 | 0.37 | 0 | 0 | -0.1 | -0.4 | -0.25 | 0 |  | 0.4 | 0.34 | 0.23 | 80.6 | 1373.674 | 1.61
D | 4002 | 2022-03-13 | 13 | OFF | 54.95 | 6.3 | 1.14 | 0.1 | 0.09 | 0 | 0 | 0.06 | -0.42 | -0.25 | 0 |  | 0.4 | 0.34 | 0.23 | 62.94 | 1349.562 | 1.33
D | 4002 | 2022-03-13 | 14 | OFF | 53.65 | 6.3 | 1.14 | 0.1 | 0.05 | 0 | 0 | 0.13 | -0.54 | -0.25 | 0 |  | 0.4 | 0.34 | 0.23 | 61.55 | 1315.767 | 1.29
D | 4002 | 2022-03-13 | 15 | OFF | 51.35 | 6.3 | 1.14 | 0.1 | 0.03 | 0 | 0 | -0.09 | -0.49 | -0.25 | 0 |  | 0.4 | 0.34 | 0.23 | 59.06 | 1295.714 | 1.27
D | 4002 | 2022-03-13 | 16 | OFF | 38.72 | 6.3 | 1.14 | 0.1 | 0.35 | 0 | 0 | -0.02 | -0.33 | -0.25 | 0 |  | 0.4 | 0.34 | 0.23 | 46.98 | 1294.868 | 1.59
D | 4002 | 2022-03-13 | 17 | OFF | 52.84 | 6.3 | 1.14 | 0.1 | 0.08 | 0 | 0 | 0.16 | -0.84 | -0.25 | 0 |  | 0.4 | 0.34 | 0.23 | 60.5 | 1325.553 | 1.32
D | 4002 | 2022-03-13 | 18 | OFF | 81.88 | 6.3 | 1.14 | 0.1 | 0.25 | 0 | 0 | 0.07 | 0.11 | -0.25 | 0 |  | 0.4 | 0.34 | 0.23 | 90.57 | 1394.469 | 1.49
D | 4002 | 2022-03-13 | 19 | OFF | 98.41 | 6.3 | 1.14 | 0.1 | 0.5 | 0 | 0 | -0.02 | -0.51 | -0.25 | 0 |  | 0.4 | 0.34 | 0.23 | 106.64 | 1447.554 | 1.74
D | 4002 | 2022-03-13 | 20 | OFF | 139.01 | 6.3 | 1.14 | 0.1 | 0.42 | 0 | 1 | 0.03 | -0.85 | -0.25 | 0 |  | 0.4 | 0.34 | 0.23 | 147.87 | 1486.669 | 2.66
D | 4002 | 2022-03-13 | 21 | OFF | 137.65 | 6.3 | 1.14 | 0.1 | 0.32 | 0 | 0.58 | -0.16 | -0.49 | -0.25 | 0 |  | 0.4 | 0.34 | 0.23 | 146.16 | 1441.245 | 2.14
D | 4002 | 2022-03-13 | 22 | OFF | 108.68 | 6.3 | 1.14 | 0.1 | 0.22 | 0 | 0.15 | 0.28 | -1.09 | -0.25 | 0 |  | 0.4 | 0.34 | 0.23 | 116.5 | 1353.671 | 1.61
D | 4002 | 2022-03-13 | 23 | OFF | 77.01 | 6.3 | 1.14 | 0.1 | 0.43 | 0 | 0.01 | 0.28 | -0.84 | -0.25 | 0 |  | 0.4 | 0.34 | 0.23 | 85.15 | 1258.19 | 1.68
D | 4002 | 2022-03-13 | 24 | OFF | 115.71 | 6.3 | 1.14 | 0.1 | 0.84 | 0 | 0.49 | 0.55 | -1.31 | -0.25 | 0 |  | 0.4 | 0.34 | 0.23 | 124.54 | 1171.235 | 2.57
D | 4002 | 2022-03-14 | 1 | OFF | 77.21 | 6.3 | 0.26 | 0.51 | 0.09 | 0 | 0 | -0.01 | -0.7 | -0.25 | 0 |  | 0.4 | 0.34 | 0.23 | 84.38 | 1119.814 | 0.86
D | 4002 | 2022-03-14 | 2 | OFF | 99.18 | 6.3 | 0.26 | 0.51 | 0.22 | 0 | 0.72 | 0.12 | -0.68 | -0.25 | 0 |  | 0.4 | 0.34 | 0.23 | 107.35 | 1093.37 | 1.71
D | 4002 | 2022-03-14 | 3 | OFF | 73.73 | 6.3 | 0.26 | 0.51 | 0.01 | 0 | 0 | 0.01 | -0.69 | -0.25 | 0 |  | 0.4 | 0.34 | 0.23 | 80.85 | 1083.414 | 0.78
D | 4002 | 2022-03-14 | 4 | OFF | 74.53 | 6.3 | 0.26 | 0.51 | 0.14 | 0 | 0 | 0.08 | -0.8 | -0.25 | 0 |  | 0.4 | 0.34 | 0.23 | 81.74 | 1090.867 | 0.91
D | 4002 | 2022-03-14 | 5 | OFF | 106.99 | 6.3 | 0.26 | 0.51 | 0.05 | 0 | 0 | 0.11 | -0.69 | -0.25 | 0 |  | 0.4 | 0.34 | 0.23 | 114.25 | 1129.713 | 0.82
D | 4002 | 2022-03-14 | 6 | OFF | 115.88 | 6.3 | 0.26 | 0.51 | 0.61 | 0 | 0.23 | 0.19 | -1.14 | -0.25 | 0 |  | 0.4 | 0.34 | 0.23 | 123.56 | 1225.711 | 1.61
D | 4002 | 2022-03-14 | 7 | OFF | 129.24 | 6.3 | 0.26 | 0.51 | 1.06 | 0 | 0.3 | 0.12 | -1.34 | -0.25 | 0 |  | 0.4 | 0.34 | 0.23 | 137.17 | 1379.174 | 2.13
D | 4002 | 2022-03-14 | 8 | ON | 137.64 | 6.3 | 0.26 | 0.51 | 1.11 | 0.22 | 0.24 | 0.2 | -1.58 | -0.25 | 0 |  | 0.4 | 0.34 | 0.23 | 145.62 | 1473.222 | 2.34
D | 4002 | 2022-03-14 | 9 | ON | 123.67 | 6.3 | 0.26 | 0.51 | 0.3 | 0.22 | 0.4 | 0.13 | -1.26 | -0.25 | 0 |  | 0.4 | 0.34 | 0.23 | 131.25 | 1508.96 | 1.69
D | 4002 | 2022-03-14 | 10 | ON | 82.58 | 6.3 | 0.26 | 0.51 | 0.82 | 0.26 | 0.03 | 0.05 | -0.41 | -0.25 | 0 |  | 0.4 | 0.34 | 0.23 | 91.12 | 1491.843 | 1.88
D | 4002 | 2022-03-14 | 11 | ON | 44.6 | 6.3 | 0.26 | 0.51 | 0.16 | 0.28 | 0 | 0.03 | -0.41 | -0.25 | 0 |  | 0.4 | 0.34 | 0.23 | 52.45 | 1452.004 | 1.21
D | 4002 | 2022-03-14 | 12 | ON | 40.11 | 6.3 | 0.26 | 0.51 | 0.06 | 0.29 | 0 | 0.04 | -0.36 | -0.25 | 0 |  | 0.4 | 0.34 | 0.23 | 47.93 | 1411.876 | 1.12
D | 4002 | 2022-03-14 | 13 | ON | 35.54 | 6.3 | 0.26 | 0.51 | 0.06 | 0.3 | 0 | 0 | -0.36 | -0.25 | 0 |  | 0.4 | 0.34 | 0.23 | 43.33 | 1370.192 | 1.13
D | 4002 | 2022-03-14 | 14 | ON | 24.54 | 6.3 | 0.26 | 0.51 | 0.14 | 0.31 | 0 | 0.03 | -0.29 | -0.25 | 0 |  | 0.4 | 0.34 | 0.23 | 32.52 | 1338.892 | 1.22
D | 4002 | 2022-03-14 | 15 | ON | 20.12 | 6.3 | 0.26 | 0.51 | 0.43 | 0.32 | 0 | 0.01 | -0.37 | -0.25 | 0 |  | 0.4 | 0.34 | 0.23 | 28.3 | 1318.301 | 1.52
D | 4002 | 2022-03-14 | 16 | ON | 32.33 | 6.3 | 0.26 | 0.51 | 0.13 | 0.32 | 0 | 0.02 | -0.29 | -0.25 | 0 |  | 0.4 | 0.34 | 0.23 | 40.3 | 1293.445 | 1.22
D | 4002 | 2022-03-14 | 17 | ON | 36.59 | 6.3 | 0.26 | 0.51 | 0.25 | 0.3 | 0 | 0.07 | -0.32 | -0.25 | 0 |  | 0.4 | 0.34 | 0.23 | 44.68 | 1306.13 | 1.32
D | 4002 | 2022-03-14 | 18 | ON | 38.98 | 6.3 | 0.26 | 0.51 | 0.67 | 0.28 | 0 | 0 | -0.2 | -0.25 | 0 |  | 0.4 | 0.34 | 0.23 | 47.52 | 1373.331 | 1.72
D | 4002 | 2022-03-14 | 19 | ON | 50.14 | 6.3 | 0.26 | 0.51 | 0.76 | 0.27 | 0 | 0.07 | -0.35 | -0.25 | 0 |  | 0.4 | 0.34 | 0.23 | 58.68 | 1430.441 | 1.8
D | 4002 | 2022-03-14 | 20 | ON | 73.93 | 6.3 | 0.26 | 0.51 | 0.87 | 0.26 | 0.62 | 0.08 | -0.5 | -0.25 | 0 |  | 0.4 | 0.34 | 0.23 | 83.05 | 1464.972 | 2.52
D | 4002 | 2022-03-14 | 21 | ON | 52.11 | 6.3 | 0.26 | 0.51 | 0.16 | 0.26 | 0.01 | 0.05 | -0.39 | -0.25 | 0 |  | 0.4 | 0.34 | 0.23 | 59.99 | 1412.703 | 1.2
D | 4002 | 2022-03-14 | 22 | ON | 40.51 | 6.3 | 0.26 | 0.51 | 0.09 | 0.28 | 0 | 0 | -0.32 | -0.25 | 0 |  | 0.4 | 0.34 | 0.23 | 48.35 | 1320.615 | 1.14
D | 4002 | 2022-03-14 | 23 | ON | 39.38 | 6.3 | 0.26 | 0.51 | 0.1 | 0.3 | 0 | 0.03 | -0.36 | -0.25 | 0 |  | 0.4 | 0.34 | 0.23 | 47.24 | 1213.599 | 1.17
D | 4002 | 2022-03-14 | 24 | OFF | 37.44 | 6.3 | 0.26 | 0.51 | 0.13 | 0 | 0 | -0.34 | 0.44 | -0.25 | 0 |  | 0.4 | 0.34 | 0.23 | 45.46 | 1125.382 | 0.9
D | 4002 | 2022-03-15 | 1 | OFF | 38.04 | 6.3 | 0.22 | 0.03 | 0.01 | 0 | 0 | 0.02 | -0.21 | -0.25 | 0 |  | 0.4 | 0.34 | 0.23 | 45.13 | 1068.764 | 0.26
D | 4002 | 2022-03-15 | 2 | OFF | 38.62 | 6.3 | 0.22 | 0.03 | 0.03 | 0 | 0 | 0.03 | -0.23 | -0.25 | 0 |  | 0.4 | 0.34 | 0.23 | 45.72 | 1035.402 | 0.28
D | 4002 | 2022-03-15 | 3 | OFF | 39.17 | 6.3 | 0.22 | 0.03 | 0.01 | 0 | 0 | -0.04 | -0.22 | -0.25 | 0 |  | 0.4 | 0.34 | 0.23 | 46.19 | 1021.9 | 0.26
D | 4002 | 2022-03-15 | 4 | OFF | 40.39 | 6.3 | 0.22 | 0.03 | 0.04 | 0 | 0 | 0.04 | -0.22 | -0.25 | 0 |  | 0.4 | 0.34 | 0.23 | 47.52 | 1025.757 | 0.29
D | 4002 | 2022-03-15 | 5 | OFF | 41.61 | 6.3 | 0.22 | 0.03 | 0.07 | 0 | 0 | 0.07 | -0.23 | -0.25 | 0 |  | 0.4 | 0.34 | 0.23 | 48.79 | 1059.466 | 0.32
D | 4002 | 2022-03-15 | 6 | OFF | 42.54 | 6.3 | 0.22 | 0.03 | 0.22 | 0 | 0 | -0.11 | 0.03 | -0.25 | 0 |  | 0.4 | 0.34 | 0.23 | 49.95 | 1147.871 | 0.47
D | 4002 | 2022-03-15 | 7 | OFF | 57.03 | 6.3 | 0.22 | 0.03 | 0.5 | 0 | 0.05 | 0.1 | -0.2 | -0.25 | 0 |  | 0.4 | 0.34 | 0.23 | 64.75 | 1297.876 | 0.8
D | 4002 | 2022-03-15 | 8 | ON | 74.68 | 6.3 | 0.22 | 0.03 | 0.57 | 0.27 | 0.09 | 0.05 | -0.58 | -0.25 | 0 |  | 0.4 | 0.34 | 0.23 | 82.35 | 1388.83 | 1.18
D | 4002 | 2022-03-15 | 9 | ON | 70.02 | 6.3 | 0.22 | 0.03 | 0.2 | 0.27 | 0.02 | 0 | -0.53 | -0.25 | 0 |  | 0.4 | 0.34 | 0.23 | 77.25 | 1404.21 | 0.74
D | 4002 | 2022-03-15 | 10 | ON | 52.1 | 6.3 | 0.22 | 0.03 | 0.73 | 0.28 | 0.01 | 0 | -0.26 | -0.25 | 0 |  | 0.4 | 0.34 | 0.23 | 60.13 | 1385.05 | 1.27
D | 4002 | 2022-03-15 | 11 | ON | 38.68 | 6.3 | 0.22 | 0.03 | 0.13 | 0.3 | 0 | 0.02 | -0.3 | -0.25 | 0 |  | 0.4 | 0.34 | 0.23 | 46.1 | 1360.813 | 0.68
D | 4002 | 2022-03-15 | 12 | ON | 37.98 | 6.3 | 0.22 | 0.03 | 0.02 | 0.31 | 0 | 0.01 | -0.28 | -0.25 | 0 |  | 0.4 | 0.34 | 0.23 | 45.31 | 1337.779 | 0.58
D | 4002 | 2022-03-15 | 13 | ON | 35.54 | 6.3 | 0.22 | 0.03 | 0.04 | 0.32 | 0 | 0.04 | -0.32 | -0.25 | 0 |  | 0.4 | 0.34 | 0.23 | 42.89 | 1306.472 | 0.61
D | 4002 | 2022-03-15 | 14 | ON | 34.27 | 6.3 | 0.22 | 0.03 | 0.04 | 0.32 | 0 | 0.04 | -0.33 | -0.25 | -0.05 |  | 0.4 | 0.34 | 0.23 | 41.56 | 1300.131 | 0.56
D | 4002 | 2022-03-15 | 15 | ON | 33 | 6.3 | 0.22 | 0.03 | 0.02 | 0.32 | 0 | 0.02 | -0.32 | -0.25 | -0.04 |  | 0.4 | 0.34 | 0.23 | 40.27 | 1286.565 | 0.55
D | 4002 | 2022-03-15 | 16 | ON | 34.27 | 6.3 | 0.22 | 0.03 | 0.05 | 0.31 | 0 | 0.03 | -0.32 | -0.25 | 0 |  | 0.4 | 0.34 | 0.23 | 41.61 | 1292.506 | 0.61
D | 4002 | 2022-03-15 | 17 | ON | 36.14 | 6.3 | 0.22 | 0.03 | 0.02 | 0.3 | 0 | 0.04 | -0.3 | -0.25 | 0 |  | 0.4 | 0.34 | 0.23 | 43.47 | 1314.71 | 0.57
D | 4002 | 2022-03-15 | 18 | ON | 43.4 | 6.3 | 0.22 | 0.03 | 0.05 | 0.29 | 0.04 | 0.01 | -0.28 | -0.25 | 0 |  | 0.4 | 0.34 | 0.23 | 50.78 | 1366.641 | 0.63
D | 4002 | 2022-03-15 | 19 | ON | 40.98 | 6.3 | 0.22 | 0.03 | 0.05 | 0.27 | 0 | 0.09 | -0.47 | -0.25 | 0 |  | 0.4 | 0.34 | 0.23 | 48.19 | 1404.628 | 0.57
D | 4002 | 2022-03-15 | 20 | ON | 63.71 | 6.3 | 0.22 | 0.03 | 0.02 | 0.27 | 0.22 | 0.09 | -0.54 | -0.25 | 0 |  | 0.4 | 0.34 | 0.23 | 71.04 | 1415.58 | 0.76
D | 4002 | 2022-03-15 | 21 | ON | 49.01 | 6.3 | 0.22 | 0.03 | 0 | 0.28 | 0 | 0.01 | -0.48 | -0.25 | 0 |  | 0.4 | 0.34 | 0.23 | 56.09 | 1360.516 | 0.53
D | 4002 | 2022-03-15 | 22 | ON | 56.24 | 6.3 | 0.22 | 0.03 | 0 | 0.29 | 0.41 | -0.07 | -0.29 | -0.25 | 0 |  | 0.4 | 0.34 | 0.23 | 63.85 | 1265.991 | 0.95
D | 4002 | 2022-03-15 | 23 | ON | 42.85 | 6.3 | 0.22 | 0.03 | 0.16 | 0.32 | 0 | 0.04 | -0.33 | -0.25 | 0 |  | 0.4 | 0.34 | 0.23 | 50.31 | 1170.446 | 0.73
D | 4002 | 2022-03-15 | 24 | OFF | 40.25 | 6.3 | 0.22 | 0.03 | 0.23 | 0 | 0 | 0.06 | -0.3 | -0.25 | 0 |  | 0.4 | 0.34 | 0.23 | 47.51 | 1084.744 | 0.48
D | 4002 | 2022-03-16 | 1 | OFF | 41.02 | 6.3 | 0.21 | 0.03 | 0.02 | 0 | 0 | 0 | -0.25 | -0.25 | 0 |  | 0.4 | 0.34 | 0.23 | 48.05 | 1032.726 | 0.26
D | 4002 | 2022-03-16 | 2 | OFF | 39.62 | 6.3 | 0.21 | 0.03 | 0.05 | 0 | 0 | 0.05 | -0.18 | -0.25 | 0 |  | 0.4 | 0.34 | 0.23 | 46.8 | 1000.757 | 0.29
D | 4002 | 2022-03-16 | 3 | OFF | 39.3 | 6.3 | 0.21 | 0.03 | 0.01 | 0 | 0 | 0.05 | -0.16 | -0.25 | 0 |  | 0.4 | 0.34 | 0.23 | 46.46 | 987.223 | 0.25
D | 4002 | 2022-03-16 | 4 | OFF | 39.7 | 6.3 | 0.21 | 0.03 | 0 | 0 | 0 | 0.1 | -0.19 | -0.25 | 0 |  | 0.4 | 0.34 | 0.23 | 46.87 | 995.104 | 0.24
D | 4002 | 2022-03-16 | 5 | OFF | 42.09 | 6.3 | 0.21 | 0.03 | 0 | 0 | 0 | 0.09 | -0.24 | -0.25 | 0 |  | 0.4 | 0.34 | 0.23 | 49.2 | 1026.625 | 0.24
D | 4002 | 2022-03-16 | 6 | OFF | 37.74 | 6.3 | 0.21 | 0.03 | 0.13 | 0 | 0 | 0.13 | -0.29 | -0.25 | 0 |  | 0.4 | 0.34 | 0.23 | 44.97 | 1123.319 | 0.37
D | 4002 | 2022-03-16 | 7 | OFF | 53.54 | 6.3 | 0.21 | 0.03 | 0.24 | 0 | 0.02 | 0.04 | -0.15 | -0.25 | 0 |  | 0.4 | 0.34 | 0.23 | 60.95 | 1277.85 | 0.5
D | 4002 | 2022-03-16 | 8 | ON | 77.77 | 6.3 | 0.21 | 0.03 | 0.97 | 0.28 | 0.26 | 0.05 | -0.49 | -0.25 | 0 |  | 0.4 | 0.34 | 0.23 | 86.1 | 1372.74 | 1.75
D | 4002 | 2022-03-16 | 9 | ON | 61.26 | 6.3 | 0.21 | 0.03 | 0.36 | 0.27 | 0.02 | 0.05 | -0.4 | -0.25 | 0 |  | 0.4 | 0.34 | 0.23 | 68.82 | 1394.855 | 0.89
D | 4002 | 2022-03-16 | 10 | ON | 54.25 | 6.3 | 0.21 | 0.03 | 0.05 | 0.28 | 0.03 | 0.11 | -0.3 | -0.25 | 0 |  | 0.4 | 0.34 | 0.23 | 61.68 | 1369.741 | 0.6
D | 4002 | 2022-03-16 | 11 | ON | 39.27 | 6.3 | 0.21 | 0.03 | 0.06 | 0.29 | 0.02 | 0.04 | -0.23 | -0.25 | 0 |  | 0.4 | 0.34 | 0.23 | 46.71 | 1347.083 | 0.61
D | 4002 | 2022-03-16 | 12 | ON | 34.6 | 6.3 | 0.21 | 0.03 | 0.05 | 0.26 | 0 | 0.03 | -0.23 | -0.25 | 0 |  | 0.4 | 0.34 | 0.23 | 41.97 | 1304.732 | 0.55
D | 4002 | 2022-03-16 | 13 | ON | 29.89 | 6.3 | 0.21 | 0.03 | 0.05 | 0.23 | 0 | 0.04 | -0.22 | -0.25 | 0 |  | 0.4 | 0.34 | 0.23 | 37.25 | 1252.529 | 0.52
D | 4002 | 2022-03-16 | 14 | ON | -35.72 | 6.3 | 0.21 | 0.03 | 0.01 | 0.24 | 0 | 0.1 | -0.02 | -0.25 | 0 |  | 0.4 | 0.34 | 0.23 | -28.13 | 1225.701 | 0.49
D | 4002 | 2022-03-16 | 15 | ON | -26.38 | 6.3 | 0.21 | 0.03 | 0 | 0.24 | 0 | -0.05 | -0.11 | -0.25 | 0 |  | 0.4 | 0.34 | 0.23 | -19.04 | 1199.393 | 0.48
D | 4002 | 2022-03-16 | 16 | ON | -9.47 | 6.3 | 0.21 | 0.03 | 0 | 0.23 | 0 | 0 | 0.22 | -0.25 | 0 |  | 0.4 | 0.34 | 0.23 | -1.76 | 1198.008 | 0.47
D | 4002 | 2022-03-16 | 17 | ON | 30.71 | 6.3 | 0.21 | 0.03 | 0.04 | 0.22 | 0 | 0.02 | -0.2 | -0.25 | 0 |  | 0.4 | 0.34 | 0.23 | 38.05 | 1226.305 | 0.5
D | 4002 | 2022-03-16 | 18 | ON | 35.9 | 6.3 | 0.21 | 0.03 | 0.05 | 0.21 | 0.05 | 0.02 | -0.2 | -0.25 | 0 |  | 0.4 | 0.34 | 0.23 | 43.29 | 1290.019 | 0.55
D | 4002 | 2022-03-16 | 19 | ON | 51.25 | 6.3 | 0.21 | 0.03 | 0.16 | 0.2 | 0.56 | 0 | -0.24 | -0.25 | 0 |  | 0.4 | 0.34 | 0.23 | 59.19 | 1337.985 | 1.16
D | 4002 | 2022-03-16 | 20 | ON | 35.56 | 6.3 | 0.21 | 0.03 | 0.05 | 0.19 | 0 | 0.08 | -0.44 | -0.25 | 0 |  | 0.4 | 0.34 | 0.23 | 42.7 | 1374.171 | 0.48
D | 4002 | 2022-03-16 | 21 | ON | 38.92 | 6.3 | 0.21 | 0.03 | 0.07 | 0.2 | 0.1 | 0.06 | -0.36 | -0.25 | 0 |  | 0.4 | 0.34 | 0.23 | 46.25 | 1333.012 | 0.61
D | 4002 | 2022-03-16 | 22 | ON | 41.14 | 6.3 | 0.21 | 0.03 | 0.11 | 0.21 | 0.06 | 0.06 | -0.32 | -0.25 | 0 |  | 0.4 | 0.34 | 0.23 | 48.52 | 1248.973 | 0.62
D | 4002 | 2022-03-16 | 23 | ON | 43.44 | 6.3 | 0.21 | 0.03 | 0.28 | 0.22 | 0.18 | 0.03 | -0.3 | -0.25 | 0 |  | 0.4 | 0.34 | 0.23 | 51.11 | 1144.074 | 0.92
D | 4002 | 2022-03-16 | 24 | OFF | 48.21 | 6.3 | 0.21 | 0.03 | 0.3 | 0 | 0.36 | -0.02 | -0.28 | -0.25 | 0 |  | 0.4 | 0.34 | 0.23 | 55.83 | 1062.221 | 0.9
D | 4002 | 2022-03-17 | 1 | OFF | 36.71 | 6.3 | 0.64 | 0.04 | 0.01 | 0 | 0 | 0.12 | -0.17 | -0.25 | 0 |  | 0.4 | 0.34 | 0.23 | 44.37 | 1008.845 | 0.69
D | 4002 | 2022-03-17 | 2 | OFF | 33.11 | 6.3 | 0.64 | 0.04 | 0.07 | 0 | 0 | 0.05 | -0.21 | -0.25 | 0 |  | 0.4 | 0.34 | 0.23 | 40.72 | 981.245 | 0.75
D | 4002 | 2022-03-17 | 3 | OFF | 32.57 | 6.3 | 0.64 | 0.04 | 0.1 | 0 | 0 | 0.01 | -0.19 | -0.25 | 0 |  | 0.4 | 0.34 | 0.23 | 40.19 | 970.625 | 0.78
D | 4002 | 2022-03-17 | 4 | OFF | 31.46 | 6.3 | 0.64 | 0.04 | 0.15 | 0 | 0 | 0.01 | -0.2 | -0.25 | 0 |  | 0.4 | 0.34 | 0.23 | 39.12 | 973.444 | 0.83
D | 4002 | 2022-03-17 | 5 | OFF | 31 | 6.3 | 0.64 | 0.04 | 0.11 | 0 | 0 | 0.08 | -0.23 | -0.25 | 0 |  | 0.4 | 0.34 | 0.23 | 38.66 | 1011.659 | 0.79
D | 4002 | 2022-03-17 | 6 | OFF | 29.84 | 6.3 | 0.64 | 0.04 | 0.2 | 0 | 0 | 0.08 | -0.22 | -0.25 | 0 |  | 0.4 | 0.34 | 0.23 | 37.6 | 1109.111 | 0.88
D | 4002 | 2022-03-17 | 7 | OFF | 33.26 | 6.3 | 0.64 | 0.04 | 0.21 | 0 | 0 | 0.04 | -0.28 | -0.25 | 0 |  | 0.4 | 0.34 | 0.23 | 40.93 | 1265.408 | 0.89
D | 4002 | 2022-03-17 | 8 | ON | 41.17 | 6.3 | 0.64 | 0.04 | 0.21 | 0.2 | 0 | 0.03 | -0.31 | -0.25 | 0 |  | 0.4 | 0.34 | 0.23 | 49 | 1354.21 | 1.09
D | 4002 | 2022-03-17 | 9 | ON | 46.85 | 6.3 | 0.64 | 0.04 | 0.16 | 0.19 | 0.1 | 0.05 | -0.35 | -0.25 | 0 |  | 0.4 | 0.34 | 0.23 | 54.7 | 1370.489 | 1.13
D | 4002 | 2022-03-17 | 10 | ON | 52.71 | 6.3 | 0.64 | 0.04 | 0.15 | 0.19 | 0.42 | -0.01 | -0.42 | -0.25 | 0 |  | 0.4 | 0.34 | 0.23 | 60.74 | 1358.552 | 1.44
D | 4002 | 2022-03-17 | 11 | ON | 38.73 | 6.3 | 0.64 | 0.04 | 0.08 | 0.2 | 0 | 0.03 | -0.3 | -0.25 | 0 |  | 0.4 | 0.34 | 0.23 | 46.44 | 1334.846 | 0.96
D | 4002 | 2022-03-17 | 12 | ON | 37.02 | 6.3 | 0.64 | 0.04 | 0.03 | 0.2 | 0 | 0 | -0.29 | -0.25 | 0 |  | 0.4 | 0.34 | 0.23 | 44.66 | 1304.79 | 0.91
D | 4002 | 2022-03-17 | 13 | ON | 37.34 | 6.3 | 0.64 | 0.04 | 0.02 | 0.2 | 0 | 0.05 | -0.29 | -0.25 | 0 |  | 0.4 | 0.34 | 0.23 | 45.02 | 1295.023 | 0.9
D | 4002 | 2022-03-17 | 14 | ON | 38.98 | 6.3 | 0.64 | 0.04 | 0.05 | 0.28 | 0 | 0.03 | -0.28 | -0.25 | 0 |  | 0.4 | 0.34 | 0.23 | 46.76 | 1298.216 | 1.01
D | 4002 | 2022-03-17 | 15 | ON | 37.49 | 6.3 | 0.64 | 0.04 | 0.08 | 0.29 | 0 | 0.07 | -0.28 | -0.25 | 0 |  | 0.4 | 0.34 | 0.23 | 45.35 | 1302.687 | 1.05
D | 4002 | 2022-03-17 | 16 | ON | 37.53 | 6.3 | 0.64 | 0.04 | 0.03 | 0.29 | 0 | 0.02 | -0.28 | -0.25 | 0 |  | 0.4 | 0.34 | 0.23 | 45.29 | 1309.106 | 1
D | 4002 | 2022-03-17 | 17 | ON | 46.58 | 6.3 | 0.64 | 0.04 | 0.07 | 0.28 | 0.02 | 0.05 | -0.24 | -0.25 | 0 |  | 0.4 | 0.34 | 0.23 | 54.46 | 1320.898 | 1.05
D | 4002 | 2022-03-17 | 18 | ON | 49.64 | 6.3 | 0.64 | 0.04 | 0.05 | 0.27 | 0 | 0.04 | -0.3 | -0.25 | 0 |  | 0.4 | 0.34 | 0.23 | 57.4 | 1350.761 | 1
D | 4002 | 2022-03-17 | 19 | ON | 55.58 | 6.3 | 0.64 | 0.04 | 0.03 | 0.27 | 0 | 0.1 | -0.32 | -0.25 | 0 |  | 0.4 | 0.34 | 0.23 | 63.36 | 1361.534 | 0.98
D | 4002 | 2022-03-17 | 20 | ON | 52.92 | 6.3 | 0.64 | 0.04 | 0.08 | 0.27 | 0 | 0.09 | -0.35 | -0.25 | 0 |  | 0.4 | 0.34 | 0.23 | 60.71 | 1364.601 | 1.03
D | 4002 | 2022-03-17 | 21 | ON | 39.97 | 6.3 | 0.64 | 0.04 | 0.07 | 0.28 | 0 | 0.05 | -0.29 | -0.25 | 0 |  | 0.4 | 0.34 | 0.23 | 47.78 | 1308.245 | 1.03
D | 4002 | 2022-03-17 | 22 | ON | 48.46 | 6.3 | 0.64 | 0.04 | 0.19 | 0.3 | 0.1 | 0 | -0.27 | -0.25 | 0 |  | 0.4 | 0.34 | 0.23 | 56.48 | 1218.423 | 1.27
D | 4002 | 2022-03-17 | 23 | ON | 39.98 | 6.3 | 0.64 | 0.04 | 0.2 | 0.32 | 0 | 0.08 | -0.25 | -0.25 | 0 |  | 0.4 | 0.34 | 0.23 | 48.03 | 1116.434 | 1.2
D | 4002 | 2022-03-17 | 24 | OFF | 37.04 | 6.3 | 0.64 | 0.04 | 0.16 | 0 | 0 | 0.01 | -0.17 | -0.25 | 0 |  | 0.4 | 0.34 | 0.23 | 44.74 | 1028.542 | 0.84
D | 4002 | 2022-03-18 | 1 | OFF | 38.37 | 6.3 | 0.19 | 0.03 | 0.02 | 0 | 0 | 0.02 | -0.13 | -0.25 | 0 |  | 0.4 | 0.34 | 0.23 | 45.52 | 973.143 | 0.24
D | 4002 | 2022-03-18 | 2 | OFF | 34.01 | 6.3 | 0.19 | 0.03 | 0.06 | 0 | 0 | 0.08 | -0.15 | -0.25 | 0 |  | 0.4 | 0.34 | 0.23 | 41.24 | 943.186 | 0.28
D | 4002 | 2022-03-18 | 3 | OFF | 33.29 | 6.3 | 0.19 | 0.03 | 0.06 | 0 | 0 | 0.06 | -0.18 | -0.25 | 0 |  | 0.4 | 0.34 | 0.23 | 40.47 | 928.799 | 0.28
D | 4002 | 2022-03-18 | 4 | OFF | 33.48 | 6.3 | 0.19 | 0.03 | 0.07 | 0 | 0 | 0.05 | -0.15 | -0.25 | 0 |  | 0.4 | 0.34 | 0.23 | 40.69 | 932.367 | 0.29
D | 4002 | 2022-03-18 | 5 | OFF | 35.47 | 6.3 | 0.19 | 0.03 | 0.06 | 0 | 0 | 0.05 | -0.16 | -0.25 | 0 |  | 0.4 | 0.34 | 0.23 | 42.66 | 963.285 | 0.28
D | 4002 | 2022-03-18 | 6 | OFF | 33.11 | 6.3 | 0.19 | 0.03 | 0.17 | 0 | 0 | 0.13 | -0.18 | -0.25 | 0 |  | 0.4 | 0.34 | 0.23 | 40.47 | 1049.531 | 0.39
D | 4002 | 2022-03-18 | 7 | OFF | 39.22 | 6.3 | 0.19 | 0.03 | 0.33 | 0 | 0 | 0.04 | -0.15 | -0.25 | 0 |  | 0.4 | 0.34 | 0.23 | 46.68 | 1188.821 | 0.55
D | 4002 | 2022-03-18 | 8 | ON | 53.77 | 6.3 | 0.19 | 0.03 | 0.35 | 0.21 | 0.12 | 0.03 | -0.31 | -0.25 | 0 |  | 0.4 | 0.34 | 0.23 | 61.41 | 1276.045 | 0.9
D | 4002 | 2022-03-18 | 9 | ON | 45.75 | 6.3 | 0.19 | 0.03 | 0.25 | 0.21 | 0 | 0.02 | -0.18 | -0.25 | 0 |  | 0.4 | 0.34 | 0.23 | 53.29 | 1294.063 | 0.68
D | 4002 | 2022-03-18 | 10 | ON | 34.32 | 6.3 | 0.19 | 0.03 | 0.06 | 0.21 | 0 | -0.03 | -0.24 | -0.25 | 0 |  | 0.4 | 0.34 | 0.23 | 41.56 | 1271.372 | 0.49
D | 4002 | 2022-03-18 | 11 | ON | 33.25 | 6.3 | 0.19 | 0.03 | 0.06 | 0.22 | 0 | -0.04 | -0.21 | -0.25 | 0 |  | 0.4 | 0.34 | 0.23 | 40.52 | 1245.452 | 0.5
D | 4002 | 2022-03-18 | 12 | ON | 30.33 | 6.3 | 0.19 | 0.03 | 0.05 | 0.33 | 0 | 0.01 | -0.2 | -0.25 | 0 |  | 0.4 | 0.34 | 0.23 | 37.76 | 1229.338 | 0.6
D | 4002 | 2022-03-18 | 13 | ON | 29.22 | 6.3 | 0.19 | 0.03 | 0.07 | 0.33 | 0 | -0.01 | -0.21 | -0.25 | 0 |  | 0.4 | 0.34 | 0.23 | 36.64 | 1209.087 | 0.62
D | 4002 | 2022-03-18 | 14 | ON | 28.98 | 6.3 | 0.19 | 0.03 | 0.24 | 0.34 | 0 | 0.01 | -0.22 | -0.25 | 0 |  | 0.4 | 0.34 | 0.23 | 36.59 | 1206.389 | 0.8
D | 4002 | 2022-03-18 | 15 | ON | 29.81 | 6.3 | 0.19 | 0.03 | 0.1 | 0.33 | 0 | -0.03 | -0.19 | -0.25 | 0 |  | 0.4 | 0.34 | 0.23 | 37.26 | 1198.234 | 0.65
D | 4002 | 2022-03-18 | 16 | ON | 32.53 | 6.3 | 0.19 | 0.03 | 0.04 | 0.33 | 0 | 0.01 | -0.2 | -0.25 | 0 |  | 0.4 | 0.34 | 0.23 | 39.95 | 1197.329 | 0.59
D | 4002 | 2022-03-18 | 17 | ON | 34.08 | 6.3 | 0.19 | 0.03 | 0.04 | 0.32 | 0 | 0.03 | -0.23 | -0.25 | 0 |  | 0.4 | 0.34 | 0.23 | 41.48 | 1211.853 | 0.58
D | 4002 | 2022-03-18 | 18 | ON | 42.32 | 6.3 | 0.19 | 0.03 | 0.09 | 0.31 | 0.12 | -0.02 | -0.12 | -0.25 | 0 |  | 0.4 | 0.34 | 0.23 | 49.94 | 1237.336 | 0.74
D | 4002 | 2022-03-18 | 19 | ON | 57.51 | 6.3 | 0.19 | 0.03 | 0.07 | 0.3 | 0.26 | 0.06 | -0.19 | -0.25 | 0 |  | 0.4 | 0.34 | 0.23 | 65.25 | 1250.347 | 0.85
D | 4002 | 2022-03-18 | 20 | ON | 57.37 | 6.3 | 0.19 | 0.03 | 0.57 | 0.29 | 0.06 | 0.07 | -0.36 | -0.25 | 0 |  | 0.4 | 0.34 | 0.23 | 65.24 | 1268.129 | 1.14
D | 4002 | 2022-03-18 | 21 | ON | 49.37 | 6.3 | 0.19 | 0.03 | 0.23 | 0.3 | 0.14 | 0.07 | -0.28 | -0.25 | 0 |  | 0.4 | 0.34 | 0.23 | 57.07 | 1224.509 | 0.89
D | 4002 | 2022-03-18 | 22 | ON | 47.28 | 6.3 | 0.19 | 0.03 | 0.25 | 0.32 | 0.43 | 0.05 | -0.15 | -0.25 | 0 |  | 0.4 | 0.34 | 0.23 | 55.42 | 1148.567 | 1.22
D | 4002 | 2022-03-18 | 23 | ON | 38.67 | 6.3 | 0.19 | 0.03 | 0.18 | 0.34 | 0 | 0.02 | -0.26 | -0.25 | 0 |  | 0.4 | 0.34 | 0.23 | 46.19 | 1058.041 | 0.74
D | 4002 | 2022-03-18 | 24 | OFF | 41.08 | 6.3 | 0.19 | 0.03 | 0.64 | 0 | 0.35 | 0.02 | -0.08 | -0.25 | 0 |  | 0.4 | 0.34 | 0.23 | 49.25 | 975.308 | 1.21
D | 4002 | 2022-03-19 | 1 | OFF | 39.58 | 6.3 | 0.16 | 0.01 | 0.11 | 0 | 0.12 | 0.02 | -0.24 | -0.25 | 0 |  | 0.4 | 0.34 | 0.23 | 46.78 | 920.399 | 0.4
D | 4002 | 2022-03-19 | 2 | OFF | 40.51 | 6.3 | 0.16 | 0.01 | 0 | 0 | 0.13 | 0.02 | -0.15 | -0.25 | 0 |  | 0.4 | 0.34 | 0.23 | 47.7 | 886.827 | 0.3
D | 4002 | 2022-03-19 | 3 | OFF | 31.15 | 6.3 | 0.16 | 0.01 | 0.08 | 0 | 0 | 0.04 | -0.14 | -0.25 | 0 |  | 0.4 | 0.34 | 0.23 | 38.32 | 866.465 | 0.25
D | 4002 | 2022-03-19 | 4 | OFF | 35.66 | 6.3 | 0.16 | 0.01 | 0.15 | 0 | 0 | 0.05 | -0.15 | -0.25 | 0 |  | 0.4 | 0.34 | 0.23 | 42.9 | 862.032 | 0.32
D | 4002 | 2022-03-19 | 5 | OFF | 44.19 | 6.3 | 0.16 | 0.01 | 0.2 | 0 | 0 | 0.04 | -0.13 | -0.25 | 0 |  | 0.4 | 0.34 | 0.23 | 51.49 | 873.342 | 0.37
D | 4002 | 2022-03-19 | 6 | OFF | 34.77 | 6.3 | 0.16 | 0.01 | 0.02 | 0 | 0 | 0.03 | -0.12 | -0.25 | 0 |  | 0.4 | 0.34 | 0.23 | 41.89 | 912.573 | 0.19
D | 4002 | 2022-03-19 | 7 | OFF | 30.36 | 6.3 | 0.16 | 0.01 | 0.29 | 0 | 0 | 0.06 | -0.17 | -0.25 | 0 |  | 0.4 | 0.34 | 0.23 | 37.73 | 978.818 | 0.46
D | 4002 | 2022-03-19 | 8 | OFF | 29.99 | 6.3 | 0.16 | 0.01 | 0.34 | 0 | 0 | 0.06 | -0.23 | -0.25 | 0 |  | 0.4 | 0.34 | 0.23 | 37.35 | 1061.885 | 0.51
D | 4002 | 2022-03-19 | 9 | OFF | 31.99 | 6.3 | 0.16 | 0.01 | 0.16 | 0 | 0 | 0.09 | -0.21 | -0.25 | 0 |  | 0.4 | 0.34 | 0.23 | 39.22 | 1162.797 | 0.33
D | 4002 | 2022-03-19 | 10 | OFF | 33.96 | 6.3 | 0.16 | 0.01 | 0.23 | 0 | 0 | 0.06 | -0.24 | -0.25 | 0 |  | 0.4 | 0.34 | 0.23 | 41.2 | 1241.775 | 0.4
D | 4002 | 2022-03-19 | 11 | OFF | 36.5 | 6.3 | 0.16 | 0.01 | 0.1 | 0 | 0 | 0.08 | -0.24 | -0.25 | 0 |  | 0.4 | 0.34 | 0.23 | 43.63 | 1291.666 | 0.27
D | 4002 | 2022-03-19 | 12 | OFF | 35.89 | 6.3 | 0.16 | 0.01 | 0.08 | 0 | 0 | 0.03 | -0.25 | -0.25 | 0 |  | 0.4 | 0.34 | 0.23 | 42.94 | 1306.163 | 0.25
D | 4002 | 2022-03-19 | 13 | OFF | 35.64 | 6.3 | 0.16 | 0.01 | 0.22 | 0 | 0 | 0.02 | -0.22 | -0.25 | 0 |  | 0.4 | 0.34 | 0.23 | 42.85 | 1303.649 | 0.39
D | 4002 | 2022-03-19 | 14 | OFF | 37.34 | 6.3 | 0.16 | 0.01 | 0.19 | 0 | 0 | 0.01 | -0.2 | -0.25 | 0 |  | 0.4 | 0.34 | 0.23 | 44.53 | 1287.61 | 0.36
D | 4002 | 2022-03-19 | 15 | OFF | 35.83 | 6.3 | 0.16 | 0.01 | 0.09 | 0 | 0 | 0.03 | -0.21 | -0.25 | 0 |  | 0.4 | 0.34 | 0.23 | 42.93 | 1273.244 | 0.26
D | 4002 | 2022-03-19 | 16 | OFF | 34.08 | 6.3 | 0.16 | 0.01 | 0.18 | 0 | 0 | 0.02 | -0.24 | -0.25 | 0 |  | 0.4 | 0.34 | 0.23 | 41.23 | 1268.932 | 0.35
D | 4002 | 2022-03-19 | 17 | OFF | 33.88 | 6.3 | 0.16 | 0.01 | 0.2 | 0 | 0 | 0.04 | -0.28 | -0.25 | 0 |  | 0.4 | 0.34 | 0.23 | 41.03 | 1274.857 | 0.37
D | 4002 | 2022-03-19 | 18 | OFF | 34.53 | 6.3 | 0.16 | 0.01 | 0.19 | 0 | 0 | 0.02 | -0.3 | -0.25 | 0 |  | 0.4 | 0.34 | 0.23 | 41.63 | 1295.374 | 0.36
D | 4002 | 2022-03-19 | 19 | OFF | 35.92 | 6.3 | 0.16 | 0.01 | 0.02 | 0 | 0 | 0 | -0.31 | -0.25 | 0 |  | 0.4 | 0.34 | 0.23 | 42.82 | 1294.279 | 0.19
D | 4002 | 2022-03-19 | 20 | OFF | 38.34 | 6.3 | 0.16 | 0.01 | 0.06 | 0 | 0 | -0.01 | -0.25 | -0.25 | 0 |  | 0.4 | 0.34 | 0.23 | 45.33 | 1285.446 | 0.23
D | 4002 | 2022-03-19 | 21 | OFF | 37.35 | 6.3 | 0.16 | 0.01 | 0.09 | 0 | 0 | 0 | -0.25 | -0.25 | 0 |  | 0.4 | 0.34 | 0.23 | 44.38 | 1233.957 | 0.26
D | 4002 | 2022-03-19 | 22 | OFF | 37.72 | 6.3 | 0.16 | 0.01 | 0.03 | 0 | 0 | -0.07 | -0.22 | -0.25 | 0 |  | 0.4 | 0.34 | 0.23 | 44.65 | 1160.495 | 0.2
D | 4002 | 2022-03-19 | 23 | OFF | 37.96 | 6.3 | 0.16 | 0.01 | 0.12 | 0 | 0 | 0.03 | -0.26 | -0.25 | 0 |  | 0.4 | 0.34 | 0.23 | 45.04 | 1078.866 | 0.29
D | 4002 | 2022-03-19 | 24 | OFF | 47.53 | 6.3 | 0.16 | 0.01 | 0.26 | 0 | 0.49 | -0.05 | -0.29 | -0.25 | 0 |  | 0.4 | 0.34 | 0.23 | 55.13 | 1007.911 | 0.92
D | 4002 | 2022-03-20 | 1 | OFF | 44.36 | 6.3 | 0.3 | 0.04 | 0.23 | 0 | 0.23 | -0.04 | -0.08 | -0.25 | 0 |  | 0.4 | 0.34 | 0.23 | 52.06 | 950.282 | 0.8
D | 4002 | 2022-03-20 | 2 | OFF | 42.99 | 6.3 | 0.3 | 0.04 | 0.07 | 0 | 0.02 | -0.01 | -0.07 | -0.25 | 0 |  | 0.4 | 0.34 | 0.23 | 50.36 | 914.248 | 0.43
D | 4002 | 2022-03-20 | 3 | OFF | 37.52 | 6.3 | 0.3 | 0.04 | 0.1 | 0 | 0 | 0.03 | -0.11 | -0.25 | 0 |  | 0.4 | 0.34 | 0.23 | 44.9 | 896.668 | 0.44
D | 4002 | 2022-03-20 | 4 | OFF | 40.07 | 6.3 | 0.3 | 0.04 | 0.12 | 0 | 0 | 0.02 | -0.05 | -0.25 | 0 |  | 0.4 | 0.34 | 0.23 | 47.52 | 892.464 | 0.46
D | 4002 | 2022-03-20 | 5 | OFF | 40.84 | 6.3 | 0.3 | 0.04 | 0.09 | 0 | 0 | 0.06 | -0.1 | -0.25 | 0 |  | 0.4 | 0.34 | 0.23 | 48.25 | 902.175 | 0.43
D | 4002 | 2022-03-20 | 6 | OFF | 33.88 | 6.3 | 0.3 | 0.04 | 0.01 | 0 | 0 | 0.11 | -0.09 | -0.25 | 0 |  | 0.4 | 0.34 | 0.23 | 41.27 | 932.774 | 0.35
D | 4002 | 2022-03-20 | 7 | OFF | 32.4 | 6.3 | 0.3 | 0.04 | 0.16 | 0 | 0 | 0.08 | -0.1 | -0.25 | 0 |  | 0.4 | 0.34 | 0.23 | 39.9 | 986.397 | 0.5
D | 4002 | 2022-03-20 | 8 | OFF | 34.99 | 6.3 | 0.3 | 0.04 | 0.22 | 0 | 0 | 0.08 | -0.15 | -0.25 | 0 |  | 0.4 | 0.34 | 0.23 | 42.5 | 1052.44 | 0.56
D | 4002 | 2022-03-20 | 9 | OFF | 36.78 | 6.3 | 0.3 | 0.04 | 0.11 | 0 | 0 | 0.05 | -0.14 | -0.25 | 0 |  | 0.4 | 0.34 | 0.23 | 44.16 | 1117.046 | 0.45
D | 4002 | 2022-03-20 | 10 | OFF | 42.16 | 6.3 | 0.3 | 0.04 | 0.17 | 0 | 0 | 0.05 | -0.2 | -0.25 | 0 |  | 0.4 | 0.34 | 0.23 | 49.54 | 1143.688 | 0.51
D | 4002 | 2022-03-20 | 11 | OFF | 33.64 | 6.3 | 0.3 | 0.04 | 0.09 | 0 | 0 | 0.05 | -0.17 | -0.25 | 0 |  | 0.4 | 0.34 | 0.23 | 40.97 | 1153.977 | 0.43
D | 4002 | 2022-03-20 | 12 | OFF | 32.58 | 6.3 | 0.3 | 0.04 | 0.12 | 0 | 0 | -0.06 | -0.14 | -0.25 | 0 |  | 0.4 | 0.34 | 0.23 | 39.86 | 1164.284 | 0.46
D | 4002 | 2022-03-20 | 13 | OFF | 36.34 | 6.3 | 0.3 | 0.04 | 0.24 | 0 | 0 | 0.04 | -0.18 | -0.25 | 0 |  | 0.4 | 0.34 | 0.23 | 43.8 | 1149.992 | 0.58
D | 4002 | 2022-03-20 | 14 | OFF | 39.15 | 6.3 | 0.3 | 0.04 | 0.08 | 0 | 0.05 | 0 | -0.18 | -0.25 | 0 |  | 0.4 | 0.34 | 0.23 | 46.46 | 1145.781 | 0.47
D | 4002 | 2022-03-20 | 15 | OFF | 36.23 | 6.3 | 0.3 | 0.04 | 0.2 | 0 | 0.02 | 0.05 | -0.16 | -0.25 | 0 |  | 0.4 | 0.34 | 0.23 | 43.7 | 1149.299 | 0.56
D | 4002 | 2022-03-20 | 16 | OFF | 38.32 | 6.3 | 0.3 | 0.04 | 0.24 | 0 | 0.02 | 0.02 | -0.15 | -0.25 | 0 |  | 0.4 | 0.34 | 0.23 | 45.81 | 1163.593 | 0.6
D | 4002 | 2022-03-20 | 17 | OFF | 46.47 | 6.3 | 0.3 | 0.04 | 0.13 | 0 | 0.06 | 0.02 | -0.14 | -0.25 | 0 |  | 0.4 | 0.34 | 0.23 | 53.9 | 1195.759 | 0.53
D | 4002 | 2022-03-20 | 18 | OFF | 57.47 | 6.3 | 0.3 | 0.04 | 0.12 | 0 | 0.08 | 0.07 | -0.24 | -0.25 | 0 |  | 0.4 | 0.34 | 0.23 | 64.86 | 1244.145 | 0.54
D | 4002 | 2022-03-20 | 19 | OFF | 52.73 | 6.3 | 0.3 | 0.04 | 0.04 | 0 | 0.11 | 0.1 | -0.26 | -0.25 | 0 |  | 0.4 | 0.34 | 0.23 | 60.08 | 1274.866 | 0.49
D | 4002 | 2022-03-20 | 20 | OFF | 59.61 | 6.3 | 0.3 | 0.04 | 0.33 | 0 | 0.08 | 0.04 | -0.37 | -0.25 | 0 |  | 0.4 | 0.34 | 0.23 | 67.05 | 1293.175 | 0.75
D | 4002 | 2022-03-20 | 21 | OFF | 57.26 | 6.3 | 0.3 | 0.04 | 0.17 | 0 | 0.44 | 0.09 | -0.35 | -0.25 | 0 |  | 0.4 | 0.34 | 0.23 | 64.97 | 1239.774 | 0.95
D | 4002 | 2022-03-20 | 22 | OFF | 50.54 | 6.3 | 0.3 | 0.04 | 0.02 | 0 | 0.6 | 0.04 | -0.22 | -0.25 | 0 |  | 0.4 | 0.34 | 0.23 | 58.34 | 1150.777 | 0.96
D | 4002 | 2022-03-20 | 23 | OFF | 39.25 | 6.3 | 0.3 | 0.04 | 0.13 | 0 | 0.11 | 0.03 | -0.24 | -0.25 | 0 |  | 0.4 | 0.34 | 0.23 | 46.64 | 1057.713 | 0.58
D | 4002 | 2022-03-20 | 24 | OFF | 32.95 | 6.3 | 0.3 | 0.04 | 0.18 | 0 | 0 | 0.01 | -0.31 | -0.25 | 0 |  | 0.4 | 0.34 | 0.23 | 40.19 | 982.33 | 0.52
D | 4002 | 2022-03-21 | 1 | OFF | 34.46 | 6.3 | 0.49 | 0.04 | 0.03 | 0 | 0 | -0.04 | -0.27 | -0.25 | 0 |  | 0.4 | 0.34 | 0.23 | 41.73 | 935.881 | 0.56
D | 4002 | 2022-03-21 | 2 | OFF | 35.47 | 6.3 | 0.49 | 0.04 | 0.08 | 0 | 0 | 0.03 | -0.33 | -0.25 | 0 |  | 0.4 | 0.34 | 0.23 | 42.8 | 913.581 | 0.61
D | 4002 | 2022-03-21 | 3 | OFF | 37.25 | 6.3 | 0.49 | 0.04 | 0.09 | 0 | 0 | 0.03 | -0.37 | -0.25 | 0 |  | 0.4 | 0.34 | 0.23 | 44.55 | 906.142 | 0.62
D | 4002 | 2022-03-21 | 4 | OFF | 43.46 | 6.3 | 0.49 | 0.04 | 0.1 | 0 | 0 | 0.01 | -0.32 | -0.25 | 0 |  | 0.4 | 0.34 | 0.23 | 50.8 | 918.365 | 0.63
D | 4002 | 2022-03-21 | 5 | OFF | 45.46 | 6.3 | 0.49 | 0.04 | 0.09 | 0 | 0 | 0.02 | -0.41 | -0.25 | 0 |  | 0.4 | 0.34 | 0.23 | 52.71 | 961.329 | 0.62
D | 4002 | 2022-03-21 | 6 | OFF | 47.82 | 6.3 | 0.49 | 0.04 | 0.3 | 0 | 0 | 0.1 | -0.22 | -0.25 | 0 |  | 0.4 | 0.34 | 0.23 | 55.55 | 1066.903 | 0.83
D | 4002 | 2022-03-21 | 7 | OFF | 57.46 | 6.3 | 0.49 | 0.04 | 0.78 | 0 | 0.45 | 0.13 | -0.45 | -0.25 | 0 |  | 0.4 | 0.34 | 0.23 | 65.92 | 1225.372 | 1.76
D | 4002 | 2022-03-21 | 8 | ON | 57.8 | 6.3 | 0.49 | 0.04 | 1.02 | 0.28 | 0 | 0.1 | -0.43 | -0.25 | 0 |  | 0.4 | 0.34 | 0.23 | 66.32 | 1311.654 | 1.83
D | 4002 | 2022-03-21 | 9 | ON | 36.08 | 6.3 | 0.49 | 0.04 | 0.18 | 0.29 | 0 | 0.05 | -0.33 | -0.25 | 0 |  | 0.4 | 0.34 | 0.23 | 43.82 | 1308.513 | 1
D | 4002 | 2022-03-21 | 10 | ON | 32.7 | 6.3 | 0.49 | 0.04 | 0.08 | 0.3 | 0 | 0.08 | -0.37 | -0.25 | 0 |  | 0.4 | 0.34 | 0.23 | 40.34 | 1283.883 | 0.91
D | 4002 | 2022-03-21 | 11 | ON | 32.16 | 6.3 | 0.49 | 0.04 | 0.06 | 0.32 | 0 | 0.05 | -0.32 | -0.25 | 0 |  | 0.4 | 0.34 | 0.23 | 39.82 | 1427.559 | 0.91
D | 4002 | 2022-03-21 | 12 | ON | 31.65 | 6.3 | 0.49 | 0.04 | 0.07 | 0.32 | 0 | 0.01 | -0.31 | -0.25 | 0 |  | 0.4 | 0.34 | 0.23 | 39.29 | 1299.035 | 0.92
D | 4002 | 2022-03-21 | 13 | ON | 32.42 | 6.3 | 0.49 | 0.04 | 0.09 | 0.32 | 0 | 0.04 | -0.3 | -0.25 | 0 |  | 0.4 | 0.34 | 0.23 | 40.12 | 1267.893 | 0.94
D | 4002 | 2022-03-21 | 14 | ON | 29.36 | 6.3 | 0.49 | 0.04 | 0.1 | 0.32 | 0 | 0.08 | -0.28 | -0.25 | 0 |  | 0.4 | 0.34 | 0.23 | 37.13 | 1247.614 | 0.95
D | 4002 | 2022-03-21 | 15 | ON | 28.06 | 6.3 | 0.49 | 0.04 | 0.1 | 0.33 | 0 | 0.03 | -0.28 | -0.25 | 0 |  | 0.4 | 0.34 | 0.23 | 35.79 | 1218.625 | 0.96
D | 4002 | 2022-03-21 | 16 | ON | 22.03 | 6.3 | 0.49 | 0.04 | 0.42 | 0.33 | 0 | 0.03 | -0.2 | -0.25 | 0 |  | 0.4 | 0.34 | 0.23 | 30.16 | 1211.407 | 1.28
D | 4002 | 2022-03-21 | 17 | ON | 32.41 | 6.3 | 0.49 | 0.04 | 0.14 | 0.3 | 0 | -0.01 | -0.22 | -0.25 | 0 |  | 0.4 | 0.34 | 0.23 | 40.17 | 1240.409 | 0.97
D | 4002 | 2022-03-21 | 18 | ON | 43.08 | 6.3 | 0.49 | 0.04 | 0.1 | 0.26 | 0.27 | 0.05 | -0.02 | -0.25 | 0 |  | 0.4 | 0.34 | 0.23 | 51.29 | 1311.755 | 1.16
D | 4002 | 2022-03-21 | 19 | ON | 56.33 | 6.3 | 0.49 | 0.04 | 0.25 | 0.26 | 0.03 | 0.02 | -0.31 | -0.25 | 0 |  | 0.4 | 0.34 | 0.23 | 64.13 | 1355.019 | 1.07
D | 4002 | 2022-03-21 | 20 | ON | 59.18 | 6.3 | 0.49 | 0.04 | 0.13 | 0.27 | 0.24 | 0.03 | -0.52 | -0.25 | 0 |  | 0.4 | 0.34 | 0.23 | 66.88 | 1384.315 | 1.17
D | 4002 | 2022-03-21 | 21 | ON | 59.68 | 6.3 | 0.49 | 0.04 | 0.35 | 0.28 | 0.12 | 0.03 | -0.38 | -0.25 | 0 |  | 0.4 | 0.34 | 0.23 | 67.63 | 1331.897 | 1.28
D | 4002 | 2022-03-21 | 22 | ON | 52.77 | 6.3 | 0.49 | 0.04 | 0.42 | 0.29 | 0.36 | 0.06 | -0.33 | -0.25 | 0 |  | 0.4 | 0.34 | 0.23 | 61.12 | 1237.747 | 1.6
D | 4002 | 2022-03-21 | 23 | ON | 40.34 | 6.3 | 0.49 | 0.04 | 0.19 | 0.32 | 0.07 | -0.01 | -0.35 | -0.25 | 0 |  | 0.4 | 0.34 | 0.23 | 48.11 | 1134.423 | 1.11
D | 4002 | 2022-03-21 | 24 | OFF | 35.26 | 6.3 | 0.49 | 0.04 | 0.24 | 0 | 0 | -0.08 | -0.37 | -0.25 | 0 |  | 0.4 | 0.34 | 0.23 | 42.6 | 1053.365 | 0.77
D | 4002 | 2022-03-22 | 1 | OFF | 34.56 | 6.3 | 0.28 | 0.08 | 0.12 | 0 | 0 | -0.03 | -0.34 | -0.25 | 0 |  | 0.4 | 0.34 | 0.23 | 41.69 | 1004.857 | 0.48
D | 4002 | 2022-03-22 | 2 | OFF | 37.26 | 6.3 | 0.28 | 0.08 | 0.09 | 0 | 0 | -0.02 | -0.35 | -0.25 | 0 |  | 0.4 | 0.34 | 0.23 | 44.36 | 981.437 | 0.45
D | 4002 | 2022-03-22 | 3 | OFF | 33.34 | 6.3 | 0.28 | 0.08 | 0.09 | 0 | 0 | -0.05 | -0.3 | -0.25 | 0 |  | 0.4 | 0.34 | 0.23 | 40.46 | 975.799 | 0.45
D | 4002 | 2022-03-22 | 4 | OFF | 39.56 | 6.3 | 0.28 | 0.08 | 0.07 | 0 | 0 | -0.07 | -0.35 | -0.25 | 0 |  | 0.4 | 0.34 | 0.23 | 46.59 | 991.093 | 0.43
D | 4002 | 2022-03-22 | 5 | OFF | 36.48 | 6.3 | 0.28 | 0.08 | 0.07 | 0 | 0 | -0.01 | -0.34 | -0.25 | 0 |  | 0.4 | 0.34 | 0.23 | 43.58 | 1034.892 | 0.43
D | 4002 | 2022-03-22 | 6 | OFF | 50.77 | 6.3 | 0.28 | 0.08 | 0.54 | 0 | 0.07 | -0.07 | -0.18 | -0.25 | 0 |  | 0.4 | 0.34 | 0.23 | 58.51 | 1136.476 | 0.97
D | 4002 | 2022-03-22 | 7 | OFF | 62.19 | 6.3 | 0.28 | 0.08 | 0.62 | 0 | 0 | -0.05 | -0.39 | -0.25 | 0 |  | 0.4 | 0.34 | 0.23 | 69.75 | 1296.837 | 0.98
D | 4002 | 2022-03-22 | 8 | ON | 81.25 | 6.3 | 0.28 | 0.08 | 0.95 | 0.28 | 0 | 0.01 | -0.55 | -0.25 | 0 |  | 0.4 | 0.34 | 0.23 | 89.32 | 1376.806 | 1.59
D | 4002 | 2022-03-22 | 9 | ON | 55.67 | 6.3 | 0.28 | 0.08 | 0.35 | 0.29 | 0.04 | 0.06 | -0.18 | -0.25 | 0 |  | 0.4 | 0.34 | 0.23 | 63.61 | 1367.75 | 1.04
D | 4002 | 2022-03-22 | 10 | ON | 30.44 | 6.3 | 0.28 | 0.08 | 0.13 | 0.3 | 0 | 0.01 | -0.29 | -0.25 | 0 |  | 0.4 | 0.34 | 0.23 | 37.97 | 1330.971 | 0.79
D | 4002 | 2022-03-22 | 11 | ON | 27.72 | 6.3 | 0.28 | 0.08 | 0.12 | 0.31 | 0 | 0.04 | -0.32 | -0.25 | 0 |  | 0.4 | 0.34 | 0.23 | 35.25 | 1303.586 | 0.79
D | 4002 | 2022-03-22 | 12 | ON | 15.08 | 6.3 | 0.28 | 0.08 | 0.33 | 0.32 | 0 | 0.02 | -0.32 | -0.25 | 0 |  | 0.4 | 0.34 | 0.23 | 22.81 | 1286.608 | 1.01
D | 4002 | 2022-03-22 | 13 | ON | 27.92 | 6.3 | 0.28 | 0.08 | 0.2 | 0.33 | 0 | 0 | -0.35 | -0.25 | 0 |  | 0.4 | 0.34 | 0.23 | 35.48 | 1270.305 | 0.89
D | 4002 | 2022-03-22 | 14 | ON | 26.52 | 6.3 | 0.28 | 0.08 | 0.12 | 0.34 | 0 | 0.04 | -0.3 | -0.25 | 0 |  | 0.4 | 0.34 | 0.23 | 34.1 | 1247.578 | 0.82
D | 4002 | 2022-03-22 | 15 | ON | 10.76 | 6.3 | 0.28 | 0.08 | 0.12 | 0.34 | 0 | 0.02 | -0.24 | -0.25 | 0 |  | 0.4 | 0.34 | 0.23 | 18.38 | 1226.282 | 0.82
D | 4002 | 2022-03-22 | 16 | ON | -2.69 | 6.3 | 0.28 | 0.08 | 0.02 | 0.33 | 0 | 0 | -0.07 | -0.25 | 0 |  | 0.4 | 0.34 | 0.23 | 4.97 | 1224.03 | 0.71
D | 4002 | 2022-03-22 | 17 | ON | 20.87 | 6.3 | 0.28 | 0.08 | 0.2 | 0.32 | 0 | -0.02 | 0.14 | -0.25 | 0 |  | 0.4 | 0.34 | 0.23 | 28.89 | 1260.789 | 0.88
D | 4002 | 2022-03-22 | 18 | ON | 41.07 | 6.3 | 0.28 | 0.08 | 0.1 | 0.29 | 0 | 0.03 | -0.22 | -0.25 | 0 |  | 0.4 | 0.34 | 0.23 | 48.65 | 1342.522 | 0.75
D | 4002 | 2022-03-22 | 19 | ON | 63.64 | 6.3 | 0.28 | 0.08 | 0.12 | 0.27 | 0 | 0.03 | -0.43 | -0.25 | 0 |  | 0.4 | 0.34 | 0.23 | 71.01 | 1397.808 | 0.75
D | 4002 | 2022-03-22 | 20 | ON | 71.54 | 6.3 | 0.28 | 0.08 | 0.21 | 0.26 | 0 | 0.01 | -0.64 | -0.25 | 0 |  | 0.4 | 0.34 | 0.23 | 78.76 | 1435.911 | 0.83
D | 4002 | 2022-03-22 | 21 | ON | 67.29 | 6.3 | 0.28 | 0.08 | 0.2 | 0.27 | 0 | 0.06 | -0.54 | -0.25 | 0 |  | 0.4 | 0.34 | 0.23 | 74.66 | 1392.351 | 0.83
D | 4002 | 2022-03-22 | 22 | ON | 51.83 | 6.3 | 0.28 | 0.08 | 0.25 | 0.29 | 0.1 | 0 | -0.25 | -0.25 | 0 |  | 0.4 | 0.34 | 0.23 | 59.6 | 1301.762 | 1
D | 4002 | 2022-03-22 | 23 | ON | 39.74 | 6.3 | 0.28 | 0.08 | 0.46 | 0.31 | 0 | -0.04 | -0.37 | -0.25 | 0 |  | 0.4 | 0.34 | 0.23 | 47.48 | 1190.634 | 1.13
D | 4002 | 2022-03-22 | 24 | OFF | 37.65 | 6.3 | 0.28 | 0.08 | 0.33 | 0 | 0 | 0.01 | -0.25 | -0.25 | 0 |  | 0.4 | 0.34 | 0.23 | 45.12 | 1108.04 | 0.69
D | 4002 | 2022-03-23 | 1 | OFF | 34.89 | 6.3 | 0.28 | 0.04 | 0.15 | 0 | 0 | -0.04 | -0.35 | -0.25 | 0 |  | 0.4 | 0.34 | 0.23 | 41.99 | 1057.879 | 0.47
D | 4002 | 2022-03-23 | 2 | OFF | 34.37 | 6.3 | 0.28 | 0.04 | 0.05 | 0 | 0 | 0.05 | -0.27 | -0.25 | 0 |  | 0.4 | 0.34 | 0.23 | 41.54 | 1034.59 | 0.37
D | 4002 | 2022-03-23 | 3 | OFF | 35.78 | 6.3 | 0.28 | 0.04 | 0.06 | 0 | 0 | 0.03 | -0.23 | -0.25 | 0 |  | 0.4 | 0.34 | 0.23 | 42.98 | 1027.421 | 0.38
D | 4002 | 2022-03-23 | 4 | OFF | 36.32 | 6.3 | 0.28 | 0.04 | 0.05 | 0 | 0 | 0.02 | -0.21 | -0.25 | 0 |  | 0.4 | 0.34 | 0.23 | 43.52 | 1037.961 | 0.37
D | 4002 | 2022-03-23 | 5 | OFF | 35.91 | 6.3 | 0.28 | 0.04 | 0.05 | 0 | 0 | 0.02 | -0.29 | -0.25 | 0 |  | 0.4 | 0.34 | 0.23 | 43.03 | 1076.596 | 0.37
D | 4002 | 2022-03-23 | 6 | OFF | 36.44 | 6.3 | 0.28 | 0.04 | 0.14 | 0 | 0 | 0.08 | -0.29 | -0.25 | 0 |  | 0.4 | 0.34 | 0.23 | 43.71 | 1179.132 | 0.46
D | 4002 | 2022-03-23 | 7 | OFF | 53.77 | 6.3 | 0.28 | 0.04 | 0.41 | 0 | 0.01 | 0.05 | -0.2 | -0.25 | 0 |  | 0.4 | 0.34 | 0.23 | 61.38 | 1339.587 | 0.74
D | 4002 | 2022-03-23 | 8 | ON | 72.96 | 6.3 | 0.28 | 0.04 | 1.18 | 0.26 | 0.07 | 0.06 | -0.41 | -0.25 | 0 |  | 0.4 | 0.34 | 0.23 | 81.46 | 1414.539 | 1.83
D | 4002 | 2022-03-23 | 9 | ON | 43.6 | 6.3 | 0.28 | 0.04 | 0.16 | 0.27 | 0 | 0.05 | -0.27 | -0.25 | 0 |  | 0.4 | 0.34 | 0.23 | 51.15 | 1391.544 | 0.75
D | 4002 | 2022-03-23 | 10 | ON | 34.7 | 6.3 | 0.28 | 0.04 | 0.09 | 0.28 | 0 | 0.02 | -0.3 | -0.25 | 0 |  | 0.4 | 0.34 | 0.23 | 42.13 | 1344.967 | 0.69
D | 4002 | 2022-03-23 | 11 | ON | 35.89 | 6.3 | 0.28 | 0.04 | 0.09 | 0.3 | 0 | -0.02 | -0.32 | -0.25 | 0 |  | 0.4 | 0.34 | 0.23 | 43.28 | 1307.26 | 0.71
D | 4002 | 2022-03-23 | 12 | ON | 36.71 | 6.3 | 0.28 | 0.04 | 0.09 | 0.3 | 0 | -0.01 | -0.31 | -0.25 | 0 |  | 0.4 | 0.34 | 0.23 | 44.12 | 1278.528 | 0.71
D | 4002 | 2022-03-23 | 13 | ON | 38.33 | 6.3 | 0.28 | 0.04 | 0.08 | 0.31 | 0 | 0.04 | -0.28 | -0.25 | 0 |  | 0.4 | 0.34 | 0.23 | 45.82 | 1249.273 | 0.71
D | 4002 | 2022-03-23 | 14 | ON | 38.05 | 6.3 | 0.28 | 0.04 | 0.08 | 0.31 | 0 | 0.03 | -0.28 | -0.25 | 0 |  | 0.4 | 0.34 | 0.23 | 45.53 | 1231.605 | 0.71
D | 4002 | 2022-03-23 | 15 | ON | 37.54 | 6.3 | 0.28 | 0.04 | 0.08 | 0.31 | 0 | -0.02 | -0.3 | -0.25 | 0 |  | 0.4 | 0.34 | 0.23 | 44.95 | 1210.857 | 0.71
D | 4002 | 2022-03-23 | 16 | ON | 38.56 | 6.3 | 0.28 | 0.04 | 0.08 | 0.3 | 0 | 0.04 | -0.29 | -0.25 | 0 |  | 0.4 | 0.34 | 0.23 | 46.03 | 1220.958 | 0.7
D | 4002 | 2022-03-23 | 17 | ON | 44.84 | 6.3 | 0.28 | 0.04 | 0.09 | 0.29 | 0.02 | 0.06 | -0.2 | -0.25 | 0 |  | 0.4 | 0.34 | 0.23 | 52.44 | 1286.15 | 0.72
D | 4002 | 2022-03-23 | 18 | ON | 51.54 | 6.3 | 0.28 | 0.04 | 0.13 | 0.28 | 0.02 | 0.04 | -0.29 | -0.25 | 0 |  | 0.4 | 0.34 | 0.23 | 59.06 | 1335.833 | 0.75
D | 4002 | 2022-03-23 | 19 | ON | 54.36 | 6.3 | 0.28 | 0.04 | 0.18 | 0.27 | 0.01 | 0 | -0.38 | -0.25 | 0 |  | 0.4 | 0.34 | 0.23 | 61.78 | 1364.221 | 0.78
D | 4002 | 2022-03-23 | 20 | ON | 73.61 | 6.3 | 0.28 | 0.04 | 0.22 | 0.26 | 0.66 | 0.11 | -0.43 | -0.25 | 0 |  | 0.4 | 0.34 | 0.23 | 81.77 | 1385.597 | 1.46
D | 4002 | 2022-03-23 | 21 | ON | 51.83 | 6.3 | 0.28 | 0.04 | 0.24 | 0.27 | 0 | 0.12 | -0.35 | -0.25 | 0 |  | 0.4 | 0.34 | 0.23 | 59.45 | 1335.376 | 0.83
D | 4002 | 2022-03-23 | 22 | ON | 46.44 | 6.3 | 0.28 | 0.04 | 0.13 | 0.29 | 0.03 | 0.05 | -0.25 | -0.25 | 0 |  | 0.4 | 0.34 | 0.23 | 54.03 | 1242.185 | 0.77
D | 4002 | 2022-03-23 | 23 | ON | 41.45 | 6.3 | 0.28 | 0.04 | 0.15 | 0.31 | 0 | -0.01 | -0.32 | -0.25 | 0 |  | 0.4 | 0.34 | 0.23 | 48.92 | 1135.274 | 0.78
D | 4002 | 2022-03-23 | 24 | OFF | 37.82 | 6.3 | 0.28 | 0.04 | 0.16 | 0 | 0 | 0 | -0.28 | -0.25 | 0 |  | 0.4 | 0.34 | 0.23 | 45.04 | 1048.069 | 0.48
D | 4002 | 2022-03-24 | 1 | OFF | 38.89 | 6.3 | 0.26 | 0.04 | 0.02 | 0 | 0 | -0.01 | -0.11 | -0.25 | 0 |  | 0.4 | 0.34 | 0.23 | 46.11 | 994.064 | 0.32
D | 4002 | 2022-03-24 | 2 | OFF | 36.46 | 6.3 | 0.26 | 0.04 | 0.08 | 0 | 0 | 0.02 | -0.13 | -0.25 | 0 |  | 0.4 | 0.34 | 0.23 | 43.75 | 967.66 | 0.38
D | 4002 | 2022-03-24 | 3 | OFF | 37.27 | 6.3 | 0.26 | 0.04 | 0.08 | 0 | 0 | 0.04 | -0.11 | -0.25 | 0 |  | 0.4 | 0.34 | 0.23 | 44.6 | 958.929 | 0.38
D | 4002 | 2022-03-24 | 4 | OFF | 39.52 | 6.3 | 0.26 | 0.04 | 0.08 | 0 | 0 | 0.03 | -0.14 | -0.25 | 0 |  | 0.4 | 0.34 | 0.23 | 46.81 | 970.076 | 0.38
D | 4002 | 2022-03-24 | 5 | OFF | 38.97 | 6.3 | 0.26 | 0.04 | 0.08 | 0 | 0 | 0.04 | -0.17 | -0.25 | 0 |  | 0.4 | 0.34 | 0.23 | 46.24 | 1007.374 | 0.38
D | 4002 | 2022-03-24 | 6 | OFF | 38.4 | 6.3 | 0.26 | 0.04 | 0.19 | 0 | 0 | 0.06 | -0.18 | -0.25 | 0 |  | 0.4 | 0.34 | 0.23 | 45.79 | 1109.549 | 0.49
D | 4002 | 2022-03-24 | 7 | OFF | 41.19 | 6.3 | 0.26 | 0.04 | 0.15 | 0 | 0 | 0.05 | -0.28 | -0.25 | 0 |  | 0.4 | 0.34 | 0.23 | 48.43 | 1268.282 | 0.45
D | 4002 | 2022-03-24 | 8 | ON | 54.88 | 6.3 | 0.26 | 0.04 | 0.29 | 0.25 | 0.04 | 0.02 | -0.35 | -0.25 | 0 |  | 0.4 | 0.34 | 0.23 | 62.45 | 1374.969 | 0.88
D | 4002 | 2022-03-24 | 9 | ON | 52.94 | 6.3 | 0.26 | 0.04 | 0.15 | 0.24 | 0.02 | 0.07 | -0.41 | -0.25 | 0 |  | 0.4 | 0.34 | 0.23 | 60.33 | 1422.916 | 0.71
D | 4002 | 2022-03-24 | 10 | ON | 55.91 | 6.3 | 0.26 | 0.04 | 0.13 | 0.24 | 0.01 | 0.01 | -0.43 | -0.25 | 0 |  | 0.4 | 0.34 | 0.23 | 63.19 | 1448.544 | 0.68
D | 4002 | 2022-03-24 | 11 | ON | 58.2 | 6.3 | 0.26 | 0.04 | 0.23 | 0.24 | 0.08 | 0.05 | -0.44 | -0.25 | 0 |  | 0.4 | 0.34 | 0.23 | 65.68 | 1460.108 | 0.85
D | 4002 | 2022-03-24 | 12 | ON | 64.03 | 6.3 | 0.26 | 0.04 | 0.2 | 0.24 | 0.3 | -0.01 | -0.48 | -0.25 | 0 |  | 0.4 | 0.34 | 0.23 | 71.6 | 1465.189 | 1.04
D | 4002 | 2022-03-24 | 13 | ON | 59.61 | 6.3 | 0.26 | 0.04 | 0.21 | 0.24 | 0.1 | 0.02 | -0.48 | -0.25 | 0 |  | 0.4 | 0.34 | 0.23 | 67.02 | 1451.403 | 0.85
D | 4002 | 2022-03-24 | 14 | ON | 58.13 | 6.3 | 0.26 | 0.04 | 0.22 | 0.24 | 0.07 | 0.04 | -0.43 | -0.25 | 0 |  | 0.4 | 0.34 | 0.23 | 65.59 | 1439.193 | 0.83
D | 4002 | 2022-03-24 | 15 | ON | 57.12 | 6.3 | 0.26 | 0.04 | 0.18 | 0.25 | 0.1 | 0.03 | -0.41 | -0.25 | 0 |  | 0.4 | 0.34 | 0.23 | 64.59 | 1412.859 | 0.83
D | 4002 | 2022-03-24 | 16 | ON | 51.23 | 6.3 | 0.26 | 0.04 | 0.16 | 0.25 | 0.03 | 0.06 | -0.42 | -0.25 | 0 |  | 0.4 | 0.34 | 0.23 | 58.63 | 1402.792 | 0.74
D | 4002 | 2022-03-24 | 17 | ON | 47.04 | 6.3 | 0.26 | 0.04 | 0.07 | 0.25 | 0.02 | 0.03 | -0.4 | -0.25 | 0 |  | 0.4 | 0.34 | 0.23 | 54.33 | 1414.173 | 0.64
D | 4002 | 2022-03-24 | 18 | ON | 60.47 | 6.3 | 0.26 | 0.04 | 0.42 | 0.24 | 0.32 | 0.07 | -0.53 | -0.25 | 0 |  | 0.4 | 0.34 | 0.23 | 68.31 | 1450.868 | 1.28
D | 4002 | 2022-03-24 | 19 | ON | 63.54 | 6.3 | 0.26 | 0.04 | 0.19 | 0.24 | 0.04 | 0.03 | -0.41 | -0.25 | 0 |  | 0.4 | 0.34 | 0.23 | 70.95 | 1455.775 | 0.77
D | 4002 | 2022-03-24 | 20 | ON | 58.95 | 6.3 | 0.26 | 0.04 | 0.12 | 0.24 | 0.02 | 0.06 | -0.45 | -0.25 | 0 |  | 0.4 | 0.34 | 0.23 | 66.26 | 1442.073 | 0.68
D | 4002 | 2022-03-24 | 21 | ON | 53.3 | 6.3 | 0.26 | 0.04 | 0.17 | 0.25 | 0.1 | 0.04 | -0.34 | -0.25 | 0 |  | 0.4 | 0.34 | 0.23 | 60.84 | 1379.459 | 0.82
D | 4002 | 2022-03-24 | 22 | ON | 56.53 | 6.3 | 0.26 | 0.04 | 0.15 | 0.27 | 0.25 | 0.03 | -0.39 | -0.25 | 0 |  | 0.4 | 0.34 | 0.23 | 64.16 | 1283.48 | 0.97
D | 4002 | 2022-03-24 | 23 | ON | 63.19 | 6.3 | 0.26 | 0.04 | 0.19 | 0.29 | 0.07 | -0.06 | -0.58 | -0.25 | 0 |  | 0.4 | 0.34 | 0.23 | 70.42 | 1173.449 | 0.85
D | 4002 | 2022-03-24 | 24 | OFF | 68.22 | 6.3 | 0.26 | 0.04 | 0.27 | 0 | 0.53 | -0.07 | -0.24 | -0.25 | 0 |  | 0.4 | 0.34 | 0.23 | 76.03 | 1086.087 | 1.1
D | 4002 | 2022-03-25 | 1 | OFF | 72.22 | 6.3 | 0.91 | 0.15 | 0.04 | 0 | 0.21 | -0.02 | -0.35 | -0.25 | 0 |  | 0.4 | 0.34 | 0.23 | 80.18 | 1031.19 | 1.31
D | 4002 | 2022-03-25 | 2 | OFF | 73.48 | 6.3 | 0.91 | 0.15 | 0 | 0 | 0 | -0.05 | -0.24 | -0.25 | 0 |  | 0.4 | 0.34 | 0.23 | 81.27 | 1001.722 | 1.06
D | 4002 | 2022-03-25 | 3 | OFF | 59.74 | 6.3 | 0.91 | 0.15 | 0.13 | 0 | 0 | 0.02 | -0.26 | -0.25 | 0 |  | 0.4 | 0.34 | 0.23 | 67.71 | 989.555 | 1.19
D | 4002 | 2022-03-25 | 4 | OFF | 52.17 | 6.3 | 0.91 | 0.15 | 0.16 | 0 | 0 | 0.04 | -0.3 | -0.25 | 0 |  | 0.4 | 0.34 | 0.23 | 60.15 | 993.053 | 1.22
D | 4002 | 2022-03-25 | 5 | OFF | 66.37 | 6.3 | 0.91 | 0.15 | 0.2 | 0 | 0 | 0.05 | -0.23 | -0.25 | 0 |  | 0.4 | 0.34 | 0.23 | 74.47 | 1027.325 | 1.26
D | 4002 | 2022-03-25 | 6 | OFF | 85.51 | 6.3 | 0.91 | 0.15 | 0.84 | 0 | 0.01 | 0.12 | -0.08 | -0.25 | 0 |  | 0.4 | 0.34 | 0.23 | 94.48 | 1117.724 | 1.91
D | 4002 | 2022-03-25 | 7 | OFF | 128.08 | 6.3 | 0.91 | 0.15 | 1.82 | 0 | 0 | 0 | -0.45 | -0.25 | 0 |  | 0.4 | 0.34 | 0.23 | 137.53 | 1263.243 | 2.88
D | 4002 | 2022-03-25 | 8 | ON | 97.11 | 6.3 | 0.91 | 0.15 | 1.89 | 0.26 | 0.66 | -0.08 | -0.82 | -0.25 | 0 |  | 0.4 | 0.34 | 0.23 | 107.1 | 1347.27 | 3.87
D | 4002 | 2022-03-25 | 9 | ON | 81.18 | 6.3 | 0.91 | 0.15 | 0.42 | 0.26 | 0.33 | 0.14 | -0.5 | -0.25 | 0 |  | 0.4 | 0.34 | 0.23 | 89.91 | 1366.717 | 2.07
D | 4002 | 2022-03-25 | 10 | ON | 52.46 | 6.3 | 0.91 | 0.15 | 0.25 | 0.26 | 0.06 | 0.11 | -0.49 | -0.25 | 0 |  | 0.4 | 0.34 | 0.23 | 60.73 | 1348.891 | 1.63
D | 4002 | 2022-03-25 | 11 | ON | 43.91 | 6.3 | 0.91 | 0.15 | 0.14 | 0.27 | 0 | 0.16 | -0.52 | -0.25 | 0 |  | 0.4 | 0.34 | 0.23 | 52.04 | 1308.869 | 1.47
D | 4002 | 2022-03-25 | 12 | ON | 43.56 | 6.3 | 0.91 | 0.15 | 0.1 | 0.29 | 0 | 0.05 | -0.34 | -0.25 | 0 |  | 0.4 | 0.34 | 0.23 | 51.74 | 1270.05 | 1.45
D | 4002 | 2022-03-25 | 13 | ON | 43.42 | 6.3 | 0.91 | 0.15 | 0.1 | 0.3 | 0 | -0.01 | -0.36 | -0.25 | 0 |  | 0.4 | 0.34 | 0.23 | 51.53 | 1245.103 | 1.46
D | 4002 | 2022-03-25 | 14 | ON | 43.84 | 6.3 | 0.91 | 0.15 | 0.09 | 0.3 | 0 | 0.08 | -0.27 | -0.25 | 0 |  | 0.4 | 0.34 | 0.23 | 52.12 | 1226.351 | 1.45
D | 4002 | 2022-03-25 | 15 | ON | 41.89 | 6.3 | 0.91 | 0.15 | 0.08 | 0.31 | 0 | 0.01 | -0.28 | -0.25 | 0 |  | 0.4 | 0.34 | 0.23 | 50.09 | 1200.673 | 1.45
D | 4002 | 2022-03-25 | 16 | ON | 45.06 | 6.3 | 0.91 | 0.15 | 0.08 | 0.3 | 0 | 0.03 | -0.22 | -0.25 | 0 |  | 0.4 | 0.34 | 0.23 | 53.33 | 1201.484 | 1.44
D | 4002 | 2022-03-25 | 17 | ON | 52.78 | 6.3 | 0.91 | 0.15 | 0.18 | 0.29 | 0 | -0.02 | -0.32 | -0.25 | 0 |  | 0.4 | 0.34 | 0.23 | 60.99 | 1233.745 | 1.53
D | 4002 | 2022-03-25 | 18 | ON | 74.73 | 6.3 | 0.91 | 0.15 | 0.86 | 0.28 | 1.32 | 0.02 | -0.18 | -0.25 | 0 |  | 0.4 | 0.34 | 0.23 | 85.11 | 1278.208 | 3.52
D | 4002 | 2022-03-25 | 19 | ON | 58.54 | 6.3 | 0.91 | 0.15 | 0.32 | 0.27 | 0.01 | 0.04 | -0.39 | -0.25 | 0 |  | 0.4 | 0.34 | 0.23 | 66.87 | 1295.261 | 1.66
D | 4002 | 2022-03-25 | 20 | ON | 54.1 | 6.3 | 0.91 | 0.15 | 0.15 | 0.27 | 0.46 | 0.1 | -0.47 | -0.25 | 0 |  | 0.4 | 0.34 | 0.23 | 62.69 | 1302.203 | 1.94
D | 4002 | 2022-03-25 | 21 | ON | 63.07 | 6.3 | 0.91 | 0.15 | 0.07 | 0.27 | 0.3 | 0.09 | -0.31 | -0.25 | 0 |  | 0.4 | 0.34 | 0.23 | 71.57 | 1257.3 | 1.7
D | 4002 | 2022-03-25 | 22 | ON | 41.83 | 6.3 | 0.91 | 0.15 | 0.13 | 0.29 | 0.1 | 0.1 | -0.26 | -0.25 | 0 |  | 0.4 | 0.34 | 0.23 | 50.27 | 1180.688 | 1.58
D | 4002 | 2022-03-25 | 23 | ON | 38.39 | 6.3 | 0.91 | 0.15 | 0.14 | 0.31 | 0 | 0.01 | -0.39 | -0.25 | 0 |  | 0.4 | 0.34 | 0.23 | 46.54 | 1090.833 | 1.51
D | 4002 | 2022-03-25 | 24 | OFF | 66.76 | 6.3 | 0.91 | 0.15 | 0.64 | 0 | 1.23 | -0.03 | -0.29 | -0.25 | 0 |  | 0.4 | 0.34 | 0.23 | 76.39 | 1010.661 | 2.93
D | 4002 | 2022-03-26 | 1 | OFF | 44.36 | 6.3 | 0.66 | 0.07 | 0.08 | 0 | 0 | 0.08 | -0.46 | -0.25 | 0 |  | 0.4 | 0.34 | 0.23 | 51.81 | 953.77 | 0.81
D | 4002 | 2022-03-26 | 2 | OFF | 85.66 | 6.3 | 0.66 | 0.07 | 0.16 | 0 | 0 | 0 | -0.85 | -0.25 | 0 |  | 0.4 | 0.34 | 0.23 | 92.72 | 917.89 | 0.89
D | 4002 | 2022-03-26 | 3 | OFF | 98.84 | 6.3 | 0.66 | 0.07 | 0.26 | 0 | 0 | 0.11 | -0.48 | -0.25 | 0 |  | 0.4 | 0.34 | 0.23 | 106.48 | 903.131 | 0.99
D | 4002 | 2022-03-26 | 4 | OFF | 84.9 | 6.3 | 0.66 | 0.07 | 0.3 | 0 | 0 | 0.04 | -0.44 | -0.25 | 0 |  | 0.4 | 0.34 | 0.23 | 92.55 | 903.61 | 1.03
D | 4002 | 2022-03-26 | 5 | OFF | 44.91 | 6.3 | 0.66 | 0.07 | 0.12 | 0 | 0 | 0.13 | -0.48 | -0.25 | 0 |  | 0.4 | 0.34 | 0.23 | 52.43 | 916.261 | 0.85
D | 4002 | 2022-03-26 | 6 | OFF | 44.07 | 6.3 | 0.66 | 0.07 | 0.03 | 0 | 0 | 0.1 | -0.51 | -0.25 | 0 |  | 0.4 | 0.34 | 0.23 | 51.44 | 957.799 | 0.76
D | 4002 | 2022-03-26 | 7 | OFF | 46.71 | 6.3 | 0.66 | 0.07 | 0.14 | 0 | 0 | 0.02 | -0.56 | -0.25 | 0 |  | 0.4 | 0.34 | 0.23 | 54.06 | 1029.195 | 0.87
D | 4002 | 2022-03-26 | 8 | OFF | 48.91 | 6.3 | 0.66 | 0.07 | 0.24 | 0 | 0 | 0.07 | -0.54 | -0.25 | 0 |  | 0.4 | 0.34 | 0.23 | 56.43 | 1101.809 | 0.97
D | 4002 | 2022-03-26 | 9 | OFF | 45.48 | 6.3 | 0.66 | 0.07 | 0.88 | 0 | 0 | 0.04 | -0.43 | -0.25 | 0 |  | 0.4 | 0.34 | 0.23 | 53.72 | 1151.858 | 1.61
D | 4002 | 2022-03-26 | 10 | OFF | 37.37 | 6.3 | 0.66 | 0.07 | 0.09 | 0 | 0 | 0.07 | -0.43 | -0.25 | 0 |  | 0.4 | 0.34 | 0.23 | 44.85 | 1166.72 | 0.82
D | 4002 | 2022-03-26 | 11 | OFF | 40.21 | 6.3 | 0.66 | 0.07 | 0.1 | 0 | 0 | -0.01 | -0.48 | -0.25 | 0 |  | 0.4 | 0.34 | 0.23 | 47.57 | 1170.011 | 0.83
D | 4002 | 2022-03-26 | 12 | OFF | 40.44 | 6.3 | 0.66 | 0.07 | 0.1 | 0 | 0 | 0 | -0.47 | -0.25 | 0 |  | 0.4 | 0.34 | 0.23 | 47.82 | 1173.008 | 0.83
D | 4002 | 2022-03-26 | 13 | OFF | 49.57 | 6.3 | 0.66 | 0.07 | 0.13 | 0 | 0 | 0 | -0.29 | -0.25 | 0 |  | 0.4 | 0.34 | 0.23 | 57.16 | 1179.012 | 0.86
D | 4002 | 2022-03-26 | 14 | OFF | 91.44 | 6.3 | 0.66 | 0.07 | 0.54 | 0 | 0 | -0.03 | -0.41 | -0.25 | 0 |  | 0.4 | 0.34 | 0.23 | 99.29 | 1176.708 | 1.27
D | 4002 | 2022-03-26 | 15 | OFF | 60.14 | 6.3 | 0.66 | 0.07 | 0.26 | 0 | 0 | 0.04 | -0.38 | -0.25 | 0 |  | 0.4 | 0.34 | 0.23 | 67.81 | 1168.695 | 0.99
D | 4002 | 2022-03-26 | 16 | OFF | 53.65 | 6.3 | 0.66 | 0.07 | 0.16 | 0 | 0 | 0.04 | -0.36 | -0.25 | 0 |  | 0.4 | 0.34 | 0.23 | 61.24 | 1169.01 | 0.89
D | 4002 | 2022-03-26 | 17 | OFF | 62.6 | 6.3 | 0.66 | 0.07 | 0.1 | 0 | 0.17 | 0.07 | -0.42 | -0.25 | 0 |  | 0.4 | 0.34 | 0.23 | 70.27 | 1192.497 | 1
D | 4002 | 2022-03-26 | 18 | OFF | 65.81 | 6.3 | 0.66 | 0.07 | 0.17 | 0 | 0.02 | 0 | -0.27 | -0.25 | 0 |  | 0.4 | 0.34 | 0.23 | 73.48 | 1221.191 | 0.92
D | 4002 | 2022-03-26 | 19 | OFF | 75.03 | 6.3 | 0.66 | 0.07 | 0.92 | 0 | 0.13 | 0.14 | -0.42 | -0.25 | 0 |  | 0.4 | 0.34 | 0.23 | 83.55 | 1233.448 | 1.78
D | 4002 | 2022-03-26 | 20 | OFF | 67.26 | 6.3 | 0.66 | 0.07 | 0 | 0 | 0.02 | 0.13 | -0.66 | -0.25 | 0 |  | 0.4 | 0.34 | 0.23 | 74.5 | 1253.043 | 0.75
D | 4002 | 2022-03-26 | 21 | OFF | 53.19 | 6.3 | 0.66 | 0.07 | 0.14 | 0 | 0 | 0.02 | -0.52 | -0.25 | 0 |  | 0.4 | 0.34 | 0.23 | 60.58 | 1216.253 | 0.87
D | 4002 | 2022-03-26 | 22 | OFF | 49.87 | 6.3 | 0.66 | 0.07 | 0.2 | 0 | 0 | 0.04 | -0.4 | -0.25 | 0 |  | 0.4 | 0.34 | 0.23 | 57.46 | 1153.621 | 0.93
D | 4002 | 2022-03-26 | 23 | OFF | 47.69 | 6.3 | 0.66 | 0.07 | 0.21 | 0 | 0 | 0.02 | -0.43 | -0.25 | 0 |  | 0.4 | 0.34 | 0.23 | 55.24 | 1077.93 | 0.94
D | 4002 | 2022-03-26 | 24 | OFF | 53.34 | 6.3 | 0.66 | 0.07 | 0.29 | 0 | 0 | -0.03 | -0.38 | -0.25 | 0 |  | 0.4 | 0.34 | 0.23 | 60.97 | 1011.766 | 1.02
D | 4002 | 2022-03-27 | 1 | OFF | 48.54 | 6.3 | 0.89 | 0.12 | 0.24 | 0 | 0 | 0.08 | -0.2 | -0.25 | 0 |  | 0.4 | 0.34 | 0.23 | 56.69 | 956.249 | 1.25
D | 4002 | 2022-03-27 | 2 | OFF | 44.28 | 6.3 | 0.89 | 0.12 | 0.16 | 0 | 0 | 0.03 | -0.23 | -0.25 | 0 |  | 0.4 | 0.34 | 0.23 | 52.27 | 926.867 | 1.17
D | 4002 | 2022-03-27 | 3 | OFF | 42.53 | 6.3 | 0.89 | 0.12 | 0.16 | 0 | 0 | 0.02 | -0.17 | -0.25 | 0 |  | 0.4 | 0.34 | 0.23 | 50.57 | 912.706 | 1.17
D | 4002 | 2022-03-27 | 4 | OFF | 39.16 | 6.3 | 0.89 | 0.12 | 0.17 | 0 | 0 | 0.03 | -0.18 | -0.25 | 0 |  | 0.4 | 0.34 | 0.23 | 47.21 | 912.772 | 1.18
D | 4002 | 2022-03-27 | 5 | OFF | 8.22 | 6.3 | 0.89 | 0.12 | 0.31 | 0 | 0 | -0.02 | -0.23 | -0.25 | 0 |  | 0.4 | 0.34 | 0.23 | 16.31 | 927.02 | 1.32
D | 4002 | 2022-03-27 | 6 | OFF | 25.08 | 6.3 | 0.89 | 0.12 | 0.04 | 0 | 0 | 0.04 | -0.03 | -0.25 | 0 |  | 0.4 | 0.34 | 0.23 | 33.16 | 957.574 | 1.05
D | 4002 | 2022-03-27 | 7 | OFF | 44.84 | 6.3 | 0.89 | 0.12 | 0.18 | 0 | 0 | 0.02 | -0.24 | -0.25 | 0 |  | 0.4 | 0.34 | 0.23 | 52.83 | 1015.868 | 1.19
D | 4002 | 2022-03-27 | 8 | OFF | 47.93 | 6.3 | 0.89 | 0.12 | 1.26 | 0 | 0 | 0.05 | -0.32 | -0.25 | 0 |  | 0.4 | 0.34 | 0.23 | 56.95 | 1080.729 | 2.27
D | 4002 | 2022-03-27 | 9 | OFF | 36.14 | 6.3 | 0.89 | 0.12 | 0.09 | 0 | 0 | 0.04 | -0.39 | -0.25 | 0 |  | 0.4 | 0.34 | 0.23 | 43.91 | 1132.23 | 1.1
D | 4002 | 2022-03-27 | 10 | OFF | 28.71 | 6.3 | 0.89 | 0.12 | 0.09 | 0 | 0 | 0.02 | -0.33 | -0.25 | 0 |  | 0.4 | 0.34 | 0.23 | 36.52 | 1162.097 | 1.1
D | 4002 | 2022-03-27 | 11 | OFF | 55.56 | 6.3 | 0.89 | 0.12 | 0.19 | 0 | 0 | 0.02 | -0.45 | -0.25 | 0 |  | 0.4 | 0.34 | 0.23 | 63.35 | 1183.773 | 1.2
D | 4002 | 2022-03-27 | 12 | OFF | 58.26 | 6.3 | 0.89 | 0.12 | 0.07 | 0 | 0 | 0.07 | -0.42 | -0.25 | 0 |  | 0.4 | 0.34 | 0.23 | 66.01 | 1208.354 | 1.08
D | 4002 | 2022-03-27 | 13 | OFF | 60.1 | 6.3 | 0.89 | 0.12 | 0.08 | 0 | 0 | 0.07 | -0.37 | -0.25 | 0 |  | 0.4 | 0.34 | 0.23 | 67.91 | 1215.601 | 1.09
D | 4002 | 2022-03-27 | 14 | OFF | 58.68 | 6.3 | 0.89 | 0.12 | 0.07 | 0 | 0 | 0.06 | -0.35 | -0.25 | 0 |  | 0.4 | 0.34 | 0.23 | 66.49 | 1195.481 | 1.08
D | 4002 | 2022-03-27 | 15 | OFF | 58.57 | 6.3 | 0.89 | 0.12 | 0.07 | 0 | 0 | 0.07 | -0.36 | -0.25 | 0 |  | 0.4 | 0.34 | 0.23 | 66.38 | 1179.474 | 1.08
D | 4002 | 2022-03-27 | 16 | OFF | 62.95 | 6.3 | 0.89 | 0.12 | 0.09 | 0 | 0 | 0.07 | -0.38 | -0.25 | 0 |  | 0.4 | 0.34 | 0.23 | 70.76 | 1180.485 | 1.1
D | 4002 | 2022-03-27 | 17 | OFF | 92.49 | 6.3 | 0.89 | 0.12 | 0.13 | 0 | 1.01 | -0.03 | -0.25 | -0.25 | 0 |  | 0.4 | 0.34 | 0.23 | 101.38 | 1216.827 | 2.15
D | 4002 | 2022-03-27 | 18 | OFF | 121.04 | 6.3 | 0.89 | 0.12 | 0.58 | 0 | 0.23 | 0.23 | -0.64 | -0.25 | 0 |  | 0.4 | 0.34 | 0.23 | 129.47 | 1288.716 | 1.82
D | 4002 | 2022-03-27 | 19 | OFF | 116.4 | 6.3 | 0.89 | 0.12 | 1.09 | 0 | 1.17 | 0.01 | -0.85 | -0.25 | 0 |  | 0.4 | 0.34 | 0.23 | 125.85 | 1329.584 | 3.27
D | 4002 | 2022-03-27 | 20 | OFF | 93.28 | 6.3 | 0.89 | 0.12 | 1.1 | 0 | 0.13 | 0.05 | -0.81 | -0.25 | 0 |  | 0.4 | 0.34 | 0.23 | 101.78 | 1352.213 | 2.24
D | 4002 | 2022-03-27 | 21 | OFF | 103.79 | 6.3 | 0.89 | 0.12 | 0 | 0 | 0 | 0.14 | -0.62 | -0.25 | 0 |  | 0.4 | 0.34 | 0.23 | 111.34 | 1304.444 | 1.01
D | 4002 | 2022-03-27 | 22 | OFF | 93.42 | 6.3 | 0.89 | 0.12 | 0.34 | 0 | 0 | 0.16 | -0.42 | -0.25 | 0 |  | 0.4 | 0.34 | 0.23 | 101.53 | 1222.579 | 1.35
D | 4002 | 2022-03-27 | 23 | OFF | 57.04 | 6.3 | 0.89 | 0.12 | 0.26 | 0 | 0 | 0.02 | -0.64 | -0.25 | 0 |  | 0.4 | 0.34 | 0.23 | 64.71 | 1126.306 | 1.27
D | 4002 | 2022-03-27 | 24 | OFF | 56.15 | 6.3 | 0.89 | 0.12 | 0.13 | 0 | 0 | 0.05 | -0.51 | -0.25 | 0 |  | 0.4 | 0.34 | 0.23 | 63.85 | 1053.727 | 1.14
D | 4002 | 2022-03-28 | 1 | OFF | 50.55 | 6.3 | 1.12 | 0.12 | 0.02 | 0 | 0 | 0.07 | -0.32 | -0.25 | 0 |  | 0.4 | 0.34 | 0.23 | 58.58 | 1014.191 | 1.26
D | 4002 | 2022-03-28 | 2 | OFF | 50.04 | 6.3 | 1.12 | 0.12 | 0.09 | 0 | 0 | 0.11 | -0.31 | -0.25 | 0 |  | 0.4 | 0.34 | 0.23 | 58.19 | 997.787 | 1.33
D | 4002 | 2022-03-28 | 3 | OFF | 53.77 | 6.3 | 1.12 | 0.12 | 0.11 | 0 | 0 | 0.08 | -0.39 | -0.25 | 0 |  | 0.4 | 0.34 | 0.23 | 61.83 | 996.14 | 1.35
D | 4002 | 2022-03-28 | 4 | OFF | 50.52 | 6.3 | 1.12 | 0.12 | 0.11 | 0 | 0 | 0.13 | -0.38 | -0.25 | 0 |  | 0.4 | 0.34 | 0.23 | 58.64 | 1014.375 | 1.35
D | 4002 | 2022-03-28 | 5 | OFF | 44.96 | 6.3 | 1.12 | 0.12 | 0.13 | 0 | 0 | 0.12 | -0.37 | -0.25 | 0 |  | 0.4 | 0.34 | 0.23 | 53.1 | 1065.739 | 1.37
D | 4002 | 2022-03-28 | 6 | OFF | 48.62 | 6.3 | 1.12 | 0.12 | 0.29 | 0 | 0 | 0.15 | -0.29 | -0.25 | 0 |  | 0.4 | 0.34 | 0.23 | 57.03 | 1180.091 | 1.53
D | 4002 | 2022-03-28 | 7 | OFF | 95.38 | 6.3 | 1.12 | 0.12 | 0.77 | 0 | 0.53 | 0.12 | -0.53 | -0.25 | 0 |  | 0.4 | 0.34 | 0.23 | 104.53 | 1351.825 | 2.54
D | 4002 | 2022-03-28 | 8 | ON | 128.47 | 6.3 | 1.12 | 0.12 | 0.74 | 0.23 | 0.61 | 0.06 | -1.28 | -0.25 | 0 |  | 0.4 | 0.34 | 0.23 | 137.09 | 1453.268 | 2.82
D | 4002 | 2022-03-28 | 9 | ON | 82.31 | 6.3 | 1.12 | 0.12 | 0.45 | 0.23 | 0.1 | 0.13 | -0.75 | -0.25 | 0 |  | 0.4 | 0.34 | 0.23 | 90.73 | 1485.705 | 2.02
D | 4002 | 2022-03-28 | 10 | ON | 59.76 | 6.3 | 1.12 | 0.12 | 0.13 | 0.25 | 0 | -0.01 | -0.7 | -0.25 | 0 |  | 0.4 | 0.34 | 0.23 | 67.69 | 1479.913 | 1.62
D | 4002 | 2022-03-28 | 11 | ON | 87.34 | 6.3 | 1.12 | 0.12 | 0.4 | 0.25 | 0 | -0.03 | -1.1 | -0.25 | 0 |  | 0.4 | 0.34 | 0.23 | 95.12 | 1464.312 | 1.89
D | 4002 | 2022-03-28 | 12 | ON | 74.9 | 6.3 | 1.12 | 0.12 | 0.18 | 0.26 | 0 | 0.1 | -1.1 | -0.25 | 0 |  | 0.4 | 0.34 | 0.23 | 82.6 | 1455.336 | 1.68
D | 4002 | 2022-03-28 | 13 | ON | 88.66 | 6.3 | 1.12 | 0.12 | 0.29 | 0.26 | 0 | 0.03 | -0.92 | -0.25 | 0 |  | 0.4 | 0.34 | 0.23 | 96.58 | 1440.12 | 1.79
D | 4002 | 2022-03-28 | 14 | ON | 93.84 | 6.3 | 1.12 | 0.12 | 0.4 | 0.26 | 0 | 0.09 | -0.92 | -0.25 | 0 |  | 0.4 | 0.34 | 0.23 | 101.93 | 1426.548 | 1.9
D | 4002 | 2022-03-28 | 15 | ON | 113.63 | 6.3 | 1.12 | 0.12 | 0.35 | 0.26 | 0 | -0.07 | -0.77 | -0.25 | 0 |  | 0.4 | 0.34 | 0.23 | 121.66 | 1411.084 | 1.85
D | 4002 | 2022-03-28 | 16 | ON | 142.35 | 6.3 | 1.12 | 0.12 | 0.93 | 0.26 | 0.57 | 0.21 | -1.07 | -0.25 | 0 |  | 0.4 | 0.34 | 0.23 | 151.51 | 1416.126 | 3
D | 4002 | 2022-03-28 | 17 | ON | 162.71 | 6.3 | 1.12 | 0.12 | 0.21 | 0.25 | 0.11 | 0.03 | -0.89 | -0.25 | 0 |  | 0.4 | 0.34 | 0.23 | 170.68 | 1449.525 | 1.81
D | 4002 | 2022-03-28 | 18 | ON | 242.63 | 6.3 | 1.12 | 0.12 | 0.03 | 0.22 | 0.51 | 0.21 | -1.31 | -0.25 | 0 |  | 0.4 | 0.34 | 0.23 | 250.55 | 1524.74 | 2
D | 4002 | 2022-03-28 | 19 | ON | 222.3 | 6.3 | 1.12 | 0.12 | 0.69 | 0.2 | 0.85 | 0.23 | -1.19 | -0.25 | 0 |  | 0.4 | 0.34 | 0.23 | 231.34 | 1557.96 | 2.98
D | 4002 | 2022-03-28 | 20 | ON | 192.67 | 6.3 | 1.12 | 0.12 | 0.21 | 0.2 | 0.43 | 0.01 | -1.57 | -0.25 | 0 |  | 0.4 | 0.34 | 0.23 | 200.21 | 1580.572 | 2.08
D | 4002 | 2022-03-28 | 21 | ON | 198.92 | 6.3 | 1.12 | 0.12 | 0.32 | 0.22 | 0.29 | 0.13 | -1.3 | -0.25 | 0 |  | 0.4 | 0.34 | 0.23 | 206.84 | 1535.504 | 2.07
D | 4002 | 2022-03-28 | 22 | ON | 187.39 | 6.3 | 1.12 | 0.12 | 0.14 | 0.24 | 0 | 0.05 | -1.14 | -0.25 | 0 |  | 0.4 | 0.34 | 0.23 | 194.94 | 1440.323 | 1.62
D | 4002 | 2022-03-28 | 23 | ON | 177.47 | 6.3 | 1.12 | 0.12 | 0.14 | 0.25 | 0 | -0.07 | -1.85 | -0.25 | 0 |  | 0.4 | 0.34 | 0.23 | 184.2 | 1334.766 | 1.63
D | 4002 | 2022-03-28 | 24 | OFF | 202.2 | 6.3 | 1.12 | 0.12 | 0.64 | 0 | 0 | -0.16 | -1.08 | -0.25 | 0 |  | 0.4 | 0.34 | 0.23 | 209.86 | 1249.932 | 1.88
D | 4002 | 2022-03-29 | 1 | OFF | 339.93 | 6.3 | 4.05 | 1.13 | 0.28 | 0 | 0 | 0 | -1.19 | -0.25 | 0 |  | 0.4 | 0.34 | 0.23 | 351.22 | 1195.998 | 5.46
D | 4002 | 2022-03-29 | 2 | OFF | 298.36 | 6.3 | 4.05 | 1.13 | 0 | 0 | 1.66 | 0.15 | -1.08 | -0.25 | 0 |  | 0.4 | 0.34 | 0.23 | 311.29 | 1172.824 | 6.84
D | 4002 | 2022-03-29 | 3 | OFF | 319.53 | 6.3 | 4.05 | 1.13 | 0 | 0 | 0.82 | -0.2 | -1.24 | -0.25 | 0 |  | 0.4 | 0.34 | 0.23 | 331.11 | 1162.792 | 6
D | 4002 | 2022-03-29 | 4 | OFF | 344.62 | 6.3 | 4.05 | 1.13 | 0 | 0 | 0.38 | 0.33 | -1.21 | -0.25 | 0 |  | 0.4 | 0.34 | 0.23 | 356.32 | 1167.455 | 5.56
D | 4002 | 2022-03-29 | 5 | OFF | 292.58 | 6.3 | 4.05 | 1.13 | 0.58 | 0 | 1.99 | 0.52 | -0.93 | -0.25 | 0 |  | 0.4 | 0.34 | 0.23 | 306.94 | 1207.241 | 7.75
D | 4002 | 2022-03-29 | 6 | OFF | 391.85 | 6.3 | 4.05 | 1.13 | 3.35 | 0 | 1.44 | 0.32 | -1.56 | -0.25 | 0 |  | 0.4 | 0.34 | 0.23 | 407.6 | 1303.983 | 9.97
D | 4002 | 2022-03-29 | 7 | OFF | 427.35 | 6.3 | 4.05 | 1.13 | 4.15 | 0 | 7.19 | 0.05 | -1.24 | -0.25 | 0 |  | 0.4 | 0.34 | 0.23 | 449.7 | 1458.164 | 16.52
D | 4002 | 2022-03-29 | 8 | ON | 451.77 | 6.3 | 4.05 | 1.13 | 5.52 | -0.27 | 4.36 | 0.18 | -2.98 | -0.25 | 0 |  | 0.4 | 0.34 | 0.23 | 470.78 | 1536.127 | 14.79
D | 4002 | 2022-03-29 | 9 | ON | 592.4 | 6.3 | 4.05 | 1.13 | 6.55 | -4.03 | 47.01 | -1.79 | -1.65 | -0.25 | 0 |  | 0.4 | 0.34 | 0.23 | 650.69 | 1534.432 | 54.71
D | 4002 | 2022-03-29 | 10 | ON | 400.51 | 6.3 | 4.05 | 1.13 | 1.78 | -5.71 | 33.77 | 1.48 | -1.78 | -0.25 | 0 |  | 0.4 | 0.34 | 0.23 | 442.25 | 1508.94 | 35.02
D | 4002 | 2022-03-29 | 11 | ON | 99.19 | 6.3 | 4.05 | 1.13 | 0.45 | 0.15 | 0.3 | -0.27 | -1.05 | -0.25 | 0 |  | 0.4 | 0.34 | 0.23 | 110.97 | 1498.5 | 6.08
D | 4002 | 2022-03-29 | 12 | ON | 104.98 | 6.3 | 4.05 | 1.13 | 0.4 | 0.16 | 0 | 0.25 | -0.81 | -0.25 | 0 |  | 0.4 | 0.34 | 0.23 | 117.18 | 1454.145 | 5.74
D | 4002 | 2022-03-29 | 13 | ON | 97.68 | 6.3 | 4.05 | 1.13 | 0.17 | 0.23 | 0 | 0.03 | -0.74 | -0.25 | 0 |  | 0.4 | 0.34 | 0.23 | 109.57 | 1415.228 | 5.58
D | 4002 | 2022-03-29 | 14 | ON | 132.68 | 6.3 | 4.05 | 1.13 | 0.39 | 0.25 | 0 | 0.2 | -0.89 | -0.25 | 0 |  | 0.4 | 0.34 | 0.23 | 144.83 | 1395.284 | 5.82
D | 4002 | 2022-03-29 | 15 | ON | 90.62 | 6.3 | 4.05 | 1.13 | 0.32 | 0.26 | 0 | 0.21 | -0.67 | -0.25 | 0 |  | 0.4 | 0.34 | 0.23 | 102.94 | 1361.898 | 5.76
D | 4002 | 2022-03-29 | 16 | ON | 102.33 | 6.3 | 4.05 | 1.13 | 0.15 | 0.26 | 0 | 0.07 | -0.7 | -0.25 | 0 |  | 0.4 | 0.34 | 0.23 | 114.31 | 1345.783 | 5.59
D | 4002 | 2022-03-29 | 17 | ON | 102.19 | 6.3 | 4.05 | 1.13 | 0.09 | 0.25 | 0 | 0.05 | -0.63 | -0.25 | 0 |  | 0.4 | 0.34 | 0.23 | 114.15 | 1369.697 | 5.52
D | 4002 | 2022-03-29 | 18 | ON | 112.55 | 6.3 | 4.05 | 1.13 | 0.14 | 0.22 | 0.45 | 0.09 | 0.14 | -0.25 | 0 |  | 0.4 | 0.34 | 0.23 | 125.79 | 1444.468 | 5.99
D | 4002 | 2022-03-29 | 19 | ON | 172.81 | 6.3 | 4.05 | 1.13 | 0.29 | 0.2 | 0.07 | -0.04 | -0.74 | -0.25 | 0 |  | 0.4 | 0.34 | 0.23 | 184.79 | 1494.795 | 5.74
D | 4002 | 2022-03-29 | 20 | ON | 258.5 | 6.3 | 4.05 | 1.13 | 0.73 | 0.19 | 0.01 | 0.09 | -1.98 | -0.25 | 0 |  | 0.4 | 0.34 | 0.23 | 269.74 | 1525.992 | 6.11
D | 4002 | 2022-03-29 | 21 | ON | 267.36 | 6.3 | 4.05 | 1.13 | 0.57 | 0.2 | 0.2 | 0.14 | -1.82 | -0.25 | 0 |  | 0.4 | 0.34 | 0.23 | 278.85 | 1482.144 | 6.15
D | 4002 | 2022-03-29 | 22 | ON | 177.34 | 6.3 | 4.05 | 1.13 | 0.74 | 0.22 | 0.45 | 0.27 | -0.58 | -0.25 | 0 |  | 0.4 | 0.34 | 0.23 | 190.64 | 1384.728 | 6.59
D | 4002 | 2022-03-29 | 23 | ON | 165.36 | 6.3 | 4.05 | 1.13 | 1.7 | 0.23 | 0.73 | -0.07 | -0.92 | -0.25 | 0 |  | 0.4 | 0.34 | 0.23 | 179.23 | 1274.112 | 7.84
D | 4002 | 2022-03-29 | 24 | OFF | 127.4 | 6.3 | 4.05 | 1.13 | 3.02 | 0 | 0.53 | 0.24 | -0.42 | -0.25 | 0 |  | 0.4 | 0.34 | 0.23 | 142.97 | 1180.272 | 8.73
D | 4002 | 2022-03-30 | 1 | OFF | 96.43 | 6.3 | 0.75 | 0.08 | 0.63 | 0 | 0 | 0.22 | -0.8 | -0.25 | 0 |  | 0.4 | 0.34 | 0.23 | 104.33 | 1127.884 | 1.46
D | 4002 | 2022-03-30 | 2 | OFF | 103.75 | 6.3 | 0.75 | 0.08 | 0.16 | 0 | 0 | 0.11 | -0.89 | -0.25 | 0 |  | 0.4 | 0.34 | 0.23 | 110.98 | 1102.24 | 0.99
D | 4002 | 2022-03-30 | 3 | OFF | 86.19 | 6.3 | 0.75 | 0.08 | 0.15 | 0 | 0 | 0.14 | -0.86 | -0.25 | 0 |  | 0.4 | 0.34 | 0.23 | 93.47 | 1092.847 | 0.98
D | 4002 | 2022-03-30 | 4 | OFF | 69.23 | 6.3 | 0.75 | 0.08 | 0.33 | 0 | 0 | 0.07 | -0.82 | -0.25 | 0 |  | 0.4 | 0.34 | 0.23 | 76.66 | 1101.887 | 1.16
D | 4002 | 2022-03-30 | 5 | OFF | 74.15 | 6.3 | 0.75 | 0.08 | 0.36 | 0 | 0 | 0.18 | -0.8 | -0.25 | 0 |  | 0.4 | 0.34 | 0.23 | 81.74 | 1141.625 | 1.19
D | 4002 | 2022-03-30 | 6 | OFF | 86.11 | 6.3 | 0.75 | 0.08 | 0.39 | 0 | 0 | 0.12 | -0.4 | -0.25 | 0 |  | 0.4 | 0.34 | 0.23 | 94.07 | 1243.245 | 1.22
D | 4002 | 2022-03-30 | 7 | OFF | 179 | 6.3 | 0.75 | 0.08 | 1.17 | 0 | 0 | 0.05 | -0.9 | -0.25 | 0 |  | 0.4 | 0.34 | 0.23 | 187.17 | 1397.527 | 2
D | 4002 | 2022-03-30 | 8 | ON | 189.76 | 6.3 | 0.75 | 0.08 | 1.93 | 0.22 | 0 | 0.23 | -1.28 | -0.25 | 0 |  | 0.4 | 0.34 | 0.23 | 198.71 | 1470.034 | 2.98
D | 4002 | 2022-03-30 | 9 | ON | 78.35 | 6.3 | 0.75 | 0.08 | 0.31 | 0.23 | 0 | 0.14 | -0.55 | -0.25 | 0 |  | 0.4 | 0.34 | 0.23 | 86.33 | 1449.473 | 1.37
D | 4002 | 2022-03-30 | 10 | ON | 58.47 | 6.3 | 0.75 | 0.08 | 0.59 | 0.24 | 0 | 0.1 | -0.64 | -0.25 | 0 |  | 0.4 | 0.34 | 0.23 | 66.61 | 1408.063 | 1.66
D | 4002 | 2022-03-30 | 11 | ON | 45.15 | 6.3 | 0.75 | 0.08 | 0.05 | 0.25 | 0 | -0.02 | -0.3 | -0.25 | 0 |  | 0.4 | 0.34 | 0.23 | 52.98 | 1373.328 | 1.13
D | 4002 | 2022-03-30 | 12 | ON | 42.68 | 6.3 | 0.75 | 0.08 | 0.05 | 0.26 | 0 | 0.04 | -0.3 | -0.25 | 0 |  | 0.4 | 0.34 | 0.23 | 50.58 | 1342.867 | 1.14
D | 4002 | 2022-03-30 | 13 | ON | 41.93 | 6.3 | 0.75 | 0.08 | 0.05 | 0.27 | 0 | 0.02 | -0.28 | -0.25 | 0 |  | 0.4 | 0.34 | 0.23 | 49.84 | 1302.43 | 1.15
D | 4002 | 2022-03-30 | 14 | ON | 44.31 | 6.3 | 0.75 | 0.08 | 0.08 | 0.27 | 0 | 0.03 | -0.3 | -0.25 | 0 |  | 0.4 | 0.34 | 0.23 | 52.24 | 1276.656 | 1.18
D | 4002 | 2022-03-30 | 15 | ON | 45.34 | 6.3 | 0.75 | 0.08 | 0.08 | 0.27 | 0 | 0.09 | -0.32 | -0.25 | 0 |  | 0.4 | 0.34 | 0.23 | 53.31 | 1266.215 | 1.18
D | 4002 | 2022-03-30 | 16 | ON | 42.3 | 6.3 | 0.75 | 0.08 | 0.09 | 0.28 | 0 | 0.11 | -0.29 | -0.25 | 0 |  | 0.4 | 0.34 | 0.23 | 50.34 | 1271.197 | 1.2
D | 4002 | 2022-03-30 | 17 | ON | 43.61 | 6.3 | 0.75 | 0.08 | 0.07 | 0.27 | 0 | 0.05 | -0.29 | -0.25 | 0 |  | 0.4 | 0.34 | 0.23 | 51.56 | 1277.437 | 1.17
D | 4002 | 2022-03-30 | 18 | ON | 49.94 | 6.3 | 0.75 | 0.08 | 0.07 | 0.25 | 0.12 | 0.03 | -0.21 | -0.25 | 0 |  | 0.4 | 0.34 | 0.23 | 58.05 | 1353.407 | 1.27
D | 4002 | 2022-03-30 | 19 | ON | 52.15 | 6.3 | 0.75 | 0.08 | 0.11 | 0.24 | 0 | 0.04 | -0.38 | -0.25 | 0 |  | 0.4 | 0.34 | 0.23 | 60.01 | 1393.194 | 1.18
D | 4002 | 2022-03-30 | 20 | ON | 56.08 | 6.3 | 0.75 | 0.08 | 0.16 | 0.24 | 0.04 | 0.07 | -0.45 | -0.25 | 0 |  | 0.4 | 0.34 | 0.23 | 63.99 | 1414.856 | 1.27
D | 4002 | 2022-03-30 | 21 | ON | 53.55 | 6.3 | 0.75 | 0.08 | 0.2 | 0.25 | 0.04 | -0.01 | -0.43 | -0.25 | 0 |  | 0.4 | 0.34 | 0.23 | 61.45 | 1363.142 | 1.32
D | 4002 | 2022-03-30 | 22 | ON | 47.94 | 6.3 | 0.75 | 0.08 | 0.12 | 0.26 | 0 | 0.07 | -0.31 | -0.25 | 0 |  | 0.4 | 0.34 | 0.23 | 55.93 | 1268.609 | 1.21
D | 4002 | 2022-03-30 | 23 | ON | 47.94 | 6.3 | 0.75 | 0.08 | 0.03 | 0.28 | 0 | 0.07 | -0.34 | -0.25 | 0 |  | 0.4 | 0.34 | 0.23 | 55.83 | 1154.448 | 1.14
D | 4002 | 2022-03-30 | 24 | OFF | 45.28 | 6.3 | 0.75 | 0.08 | 0.09 | 0 | 0 | -0.02 | -0.3 | -0.25 | 0 |  | 0.4 | 0.34 | 0.23 | 52.9 | 1070.697 | 0.92
D | 4002 | 2022-03-31 | 1 | OFF | 44.31 | 6.3 | 0.98 | 0.09 | 0.02 | 0 | 0 | 0.08 | -0.27 | -0.25 | 0 |  | 0.4 | 0.34 | 0.23 | 52.23 | 1019.585 | 1.09
D | 4002 | 2022-03-31 | 2 | OFF | 42.04 | 6.3 | 0.98 | 0.09 | 0 | 0 | 0 | -0.02 | -0.26 | -0.25 | 0 |  | 0.4 | 0.34 | 0.23 | 49.85 | 992.134 | 1.07
D | 4002 | 2022-03-31 | 3 | OFF | 42.7 | 6.3 | 0.98 | 0.09 | 0 | 0 | 0 | 0.12 | -0.23 | -0.25 | 0 |  | 0.4 | 0.34 | 0.23 | 50.68 | 980.42 | 1.07
D | 4002 | 2022-03-31 | 4 | OFF | 44.46 | 6.3 | 0.98 | 0.09 | 0 | 0 | 0 | 0.05 | -0.26 | -0.25 | 0 |  | 0.4 | 0.34 | 0.23 | 52.34 | 987.268 | 1.07
D | 4002 | 2022-03-31 | 5 | OFF | 44.29 | 6.3 | 0.98 | 0.09 | 0 | 0 | 0 | 0.04 | -0.29 | -0.25 | 0 |  | 0.4 | 0.34 | 0.23 | 52.13 | 1024.913 | 1.07
D | 4002 | 2022-03-31 | 6 | OFF | 43.29 | 6.3 | 0.98 | 0.09 | 0.3 | 0 | 0 | 0.16 | -0.33 | -0.25 | 0 |  | 0.4 | 0.34 | 0.23 | 51.51 | 1121 | 1.37
D | 4002 | 2022-03-31 | 7 | OFF | 44.24 | 6.3 | 0.98 | 0.09 | 0.23 | 0 | 0 | -0.01 | -0.44 | -0.25 | 0 |  | 0.4 | 0.34 | 0.23 | 52.11 | 1275.883 | 1.3
D | 4002 | 2022-03-31 | 8 | ON | 78.82 | 6.3 | 0.98 | 0.09 | 0.69 | 0.25 | 0.34 | -0.02 | -0.48 | -0.25 | 0 |  | 0.4 | 0.34 | 0.23 | 87.69 | 1364.579 | 2.35
D | 4002 | 2022-03-31 | 9 | ON | 77.44 | 6.3 | 0.98 | 0.09 | 0.26 | 0.25 | 0.37 | 0.07 | -0.32 | -0.25 | 0 |  | 0.4 | 0.34 | 0.23 | 86.16 | 1398.267 | 1.95
D | 4002 | 2022-03-31 | 10 | ON | 64.97 | 6.3 | 0.98 | 0.09 | 0.12 | 0.25 | 0.41 | 0.04 | -0.34 | -0.25 | 0 |  | 0.4 | 0.34 | 0.23 | 73.54 | 1405.207 | 1.85
D | 4002 | 2022-03-31 | 11 | ON | 68.5 | 6.3 | 0.98 | 0.09 | 0.48 | 0.25 | 0.35 | 0.06 | -0.28 | -0.25 | 0 |  | 0.4 | 0.34 | 0.23 | 77.45 | 1409.392 | 2.15
D | 4002 | 2022-03-31 | 12 | ON | 59.92 | 6.3 | 0.98 | 0.09 | 0.18 | 0.26 | 0.3 | 0 | -0.29 | -0.25 | 0 |  | 0.4 | 0.34 | 0.23 | 68.46 | 1398.806 | 1.81
D | 4002 | 2022-03-31 | 13 | ON | 59.04 | 6.3 | 0.98 | 0.09 | 0.24 | 0.26 | 0.03 | 0.1 | -0.25 | -0.25 | 0 |  | 0.4 | 0.34 | 0.23 | 67.51 | 1379.874 | 1.6
D | 4002 | 2022-03-31 | 14 | ON | 69.75 | 6.3 | 0.98 | 0.09 | 0.21 | 0.26 | 0.04 | 0.08 | -0.24 | -0.25 | 0 |  | 0.4 | 0.34 | 0.23 | 78.19 | 1372.686 | 1.58
D | 4002 | 2022-03-31 | 15 | ON | 53.56 | 6.3 | 0.98 | 0.09 | 0.07 | 0.26 | 0.19 | -0.02 | -0.25 | -0.25 | 0 |  | 0.4 | 0.34 | 0.23 | 61.9 | 1357.671 | 1.59
D | 4002 | 2022-03-31 | 16 | ON | 64.53 | 6.3 | 0.98 | 0.09 | 0.17 | 0.26 | 0.08 | 0.03 | -0.26 | -0.25 | 0 |  | 0.4 | 0.34 | 0.23 | 72.9 | 1352.025 | 1.58
D | 4002 | 2022-03-31 | 17 | ON | 79.25 | 6.3 | 0.98 | 0.09 | 0.16 | 0.26 | 0.53 | 0.11 | -0.25 | -0.25 | 0 |  | 0.4 | 0.34 | 0.23 | 88.15 | 1359.038 | 2.02
D | 4002 | 2022-03-31 | 18 | ON | 74.13 | 6.3 | 0.98 | 0.09 | 0.2 | 0.25 | 0.58 | 0 | -0.35 | -0.25 | 0 |  | 0.4 | 0.34 | 0.23 | 82.9 | 1403.449 | 2.1
D | 4002 | 2022-03-31 | 19 | ON | 54.15 | 6.3 | 0.98 | 0.09 | 0.1 | 0.25 | 0.03 | 0.1 | -0.28 | -0.25 | 0 |  | 0.4 | 0.34 | 0.23 | 62.44 | 1407.014 | 1.45
D | 4002 | 2022-03-31 | 20 | ON | 55.26 | 6.3 | 0.98 | 0.09 | 0.09 | 0.25 | 0.33 | 0.05 | -0.4 | -0.25 | 0 |  | 0.4 | 0.34 | 0.23 | 63.67 | 1391.352 | 1.74
D | 4002 | 2022-03-31 | 21 | ON | 45.18 | 6.3 | 0.98 | 0.09 | 0.06 | 0.26 | 0 | 0.07 | -0.24 | -0.25 | 0 |  | 0.4 | 0.34 | 0.23 | 53.42 | 1331.96 | 1.39
D | 4002 | 2022-03-31 | 22 | ON | 41.68 | 6.3 | 0.98 | 0.09 | 0.06 | 0.28 | 0 | 0.05 | -0.18 | -0.25 | 0 |  | 0.4 | 0.34 | 0.23 | 49.98 | 1231.262 | 1.41
D | 4002 | 2022-03-31 | 23 | ON | 41.46 | 6.3 | 0.98 | 0.09 | 0.12 | 0.3 | 0 | 0.03 | -0.23 | -0.25 | 0 |  | 0.4 | 0.34 | 0.23 | 49.77 | 1118.216 | 1.49
D | 4002 | 2022-03-31 | 24 | OFF | 41.15 | 6.3 | 0.98 | 0.09 | 0.18 | 0 | 0 | 0.03 | -0.16 | -0.25 | 0 |  | 0.4 | 0.34 | 0.23 | 49.29 | 1030.628 | 1.25
743 lines