## 2023 Avoided Costs
2023 Avoided Costs
Relevant
Rule(s)
Avoided Energy Cost (All but Solar PV) |  |  |  |  | 77.2476 | /MWh | Puc 903.02 (o)(2) & (o)(6) a. | (See "AC calc" tab)
Avoided Energy Cost (Solar PV) |  |  |  |  | 69.7884 | /MWh | Puc 903.02 (o)(2) & (o)(7) a. | (See "AC calc" tab)
Avoided Capacity Costs |  |  |  |  | 4.0551 | /kW-month | Puc 903.02 (o)(3) | (See "Capacity" tab)
Portion of Surplus Generation During Peak Hour |  |  |  |  | 0.01142% |  | Puc 903.02 (o)(6) b. | (See "Capacity" tab)
(All but Solar PV)
Portion of Surplus Generation During Peak Hour |  |  |  |  | 0.01352% |  | Puc 903.02 (o)(7) c. | (See "Capacity" tab)
(Solar PV)
| Capacity (kW/kWh) | Energy Rate ($/kWh) | Capacity Rate ($/kW-yr) | Combined Energy & Capacity Rate ($/kWh)
PV | 0.00013521 | 0.069788 | 48.6616 | 0.07637
Non-PV | 0.00011416 | 0.077248 | 48.6616 | 0.0828

## AC calc
Calculation of Avoided Energy Costs for Surplus Net Metered Generation Pursuant to Puc 903.02 | [8 empty] | Data Sources:
Generation Other than Solar Average Costs for LMP & Regulation = H17 | [7 empty] | 72.3875 |  | Houly RTLMP, Ancillary svcs cost data:
Average Distribution System Line Loss Multiplier = | [7 empty] | 1.0671 |  | https://www.iso-ne.com/isoexpress/web/reports/load-and-demand/-/tree/whlsecost-hourly-newhampshire
Avg. Hourly Avoided Costs Grossed up for Dist. Line Losses | [7 empty] | 77.2476
Solar Weighted Average Costs for LMP & Regulation = (I17) | [7 empty] | 65.3976
Average Distribution System Line Loss Multiplier = | [7 empty] | 1.0671
Solar Wtd. Avg. Cost Grossed up for Dist. Line Losses | [7 empty] | 69.7884
Average Distribution System Line Loss Multiplier = | [7 empty] | 1.0671 | See "Losses" tab
In $/MWH (megawatt hours)
[5 empty] | NH LZ | Gen. rel.** | G+H*** | Weighted Cost
Date | "Hour Ending" | "AC Power (W)" | Date | Hour Ending | RTLMP* | Anc. Svcs. | Total Cost | ($/MWH)
| SUM or Average: | 1373330839 |  |  | 70.4431 | 1.9443 | 72.3875 | 65.3976
2022-04-01 | 1 | 0 | 2022-04-01 | 1 | 42.9 | 0.35 | 43.25 | 0
2022-04-01 | 2 | 0 | 2022-04-01 | 2 | 42.15 | 0.33 | 42.48 | 0 | * NH LZ RTLMP = New Hampshire Load Zone Real Time Locational Marginal Price
2022-04-01 | 3 | 0 | 2022-04-01 | 3 | 41.34 | 0.41 | 41.75 | 0 | ** Generation Related Ancillary Services includes ancillary market charges - regulation market,
2022-04-01 | 4 | 0 | 2022-04-01 | 4 | 38.79 | 0.41 | 39.2 | 0 | forward reserve market, real-time reserve market, transitional demand response program and
2022-04-01 | 5 | 0 | 2022-04-01 | 5 | 41 | 0.36 | 41.36 | 0 | net commitment period compensation (NCPC) - first and second contigency
2022-04-01 | 6 | 0 | 2022-04-01 | 6 | 41.87 | 0.35 | 42.22 | 0 | ***Puc 903.02 (i)(6) b. uses 8760 hours
2022-04-01 | 7 | 0 | 2022-04-01 | 7 | 44.67 | 0.46 | 45.13 | 0
2022-04-01 | 8 | 170 | 2022-04-01 | 8 | 72.54 | 1.03 | 73.57 | 9.107e-06 | AC Power is actual average hourly generation data for NH systems with a total capacity noted on Actual Solar Data Tab
2022-04-01 | 9 | 283 | 2022-04-01 | 9 | 73.74 | 0.96 | 74.7 | 1.5393e-05
2022-04-01 | 10 | 123056 | 2022-04-01 | 10 | 66.17 | 1.62 | 67.79 | 0.0060743
2022-04-01 | 11 | 463432 | 2022-04-01 | 11 | 48.21 | 0.89 | 49.1 | 0.016569
2022-04-01 | 12 | 259373 | 2022-04-01 | 12 | 65.79 | 1 | 66.79 | 0.012614
2022-04-01 | 13 | 116494 | 2022-04-01 | 13 | 66.35 | 1.51 | 67.86 | 0.0057563
2022-04-01 | 14 | 216858 | 2022-04-01 | 14 | 51.35 | 1.08 | 52.43 | 0.008279
2022-04-01 | 15 | 344272 | 2022-04-01 | 15 | 47.85 | 0.76 | 48.61 | 0.012186
2022-04-01 | 16 | 3580 | 2022-04-01 | 16 | 43.88 | 0.62 | 44.5 | 0.000116
2022-04-01 | 17 | 305578 | 2022-04-01 | 17 | 43.26 | 0.61 | 43.87 | 0.0097615
2022-04-01 | 18 | 435075 | 2022-04-01 | 18 | 47.75 | 0.68 | 48.43 | 0.015343
2022-04-01 | 19 | 500 | 2022-04-01 | 19 | 43.88 | 0.61 | 44.49 | 1.6198e-05
2022-04-01 | 20 | 0 | 2022-04-01 | 20 | 45.92 | 0.61 | 46.53 | 0
2022-04-01 | 21 | 0 | 2022-04-01 | 21 | 45.37 | 0.63 | 46 | 0
2022-04-01 | 22 | 0 | 2022-04-01 | 22 | 42.44 | 0.66 | 43.1 | 0
2022-04-01 | 23 | 0 | 2022-04-01 | 23 | 43.17 | 0.99 | 44.16 | 0
2022-04-01 | 24 | 0 | 2022-04-01 | 24 | 42.64 | 0.39 | 43.03 | 0
2022-04-02 | 1 | 0 | 2022-04-02 | 1 | 42.97 | 0.32 | 43.29 | 0
2022-04-02 | 2 | 0 | 2022-04-02 | 2 | 42.75 | 0.37 | 43.12 | 0
2022-04-02 | 3 | 0 | 2022-04-02 | 3 | 42.49 | 0.36 | 42.85 | 0
2022-04-02 | 4 | 0 | 2022-04-02 | 4 | 41.57 | 0.37 | 41.94 | 0
2022-04-02 | 5 | 0 | 2022-04-02 | 5 | 41.39 | 0.43 | 41.82 | 0
2022-04-02 | 6 | 0 | 2022-04-02 | 6 | 41.83 | 0.4 | 42.23 | 0
2022-04-02 | 7 | 33 | 2022-04-02 | 7 | 43.01 | 0.48 | 43.49 | 1.045e-06
2022-04-02 | 8 | 750 | 2022-04-02 | 8 | 42.89 | 0.47 | 43.36 | 2.368e-05
2022-04-02 | 9 | 267404 | 2022-04-02 | 9 | 35.56 | 0.63 | 36.19 | 0.0070466
2022-04-02 | 10 | 554424 | 2022-04-02 | 10 | 9.89 | 0.59 | 10.48 | 0.0042309
2022-04-02 | 11 | 762381 | 2022-04-02 | 11 | -3.75 | 0.95 | -2.8 | -0.0015544
2022-04-02 | 12 | 806571 | 2022-04-02 | 12 | 31.5 | 0.47 | 31.97 | 0.018776
2022-04-02 | 13 | 807331 | 2022-04-02 | 13 | 6.18 | 0.71 | 6.89 | 0.0040504
2022-04-02 | 14 | 806776 | 2022-04-02 | 14 | -13.01 | 0.51 | -12.5 | -0.0073432
2022-04-02 | 15 | 804144 | 2022-04-02 | 15 | -7.86 | 0.66 | -7.2 | -0.0042159
2022-04-02 | 16 | 801861 | 2022-04-02 | 16 | 6.49 | 0.6 | 7.09 | 0.0041397
2022-04-02 | 17 | 664995 | 2022-04-02 | 17 | -49.33 | 0.33 | -49 | -0.023727
2022-04-02 | 18 | 419544 | 2022-04-02 | 18 | 29.42 | 0.39 | 29.81 | 0.0091068
2022-04-02 | 19 | 151111 | 2022-04-02 | 19 | 42.2 | 0.37 | 42.57 | 0.0046841
2022-04-02 | 20 | 0 | 2022-04-02 | 20 | 39.57 | 0.37 | 39.94 | 0
2022-04-02 | 21 | 0 | 2022-04-02 | 21 | 39.95 | 0.41 | 40.36 | 0
2022-04-02 | 22 | 0 | 2022-04-02 | 22 | 42.62 | 0.48 | 43.1 | 0
2022-04-02 | 23 | 0 | 2022-04-02 | 23 | 41.99 | 0.5 | 42.49 | 0
2022-04-02 | 24 | 0 | 2022-04-02 | 24 | 38.72 | 0.48 | 39.2 | 0
2022-04-03 | 1 | 0 | 2022-04-03 | 1 | 38.86 | 0.55 | 39.41 | 0
2022-04-03 | 2 | 0 | 2022-04-03 | 2 | 39.67 | 0.61 | 40.28 | 0
2022-04-03 | 3 | 0 | 2022-04-03 | 3 | 40.78 | 0.63 | 41.41 | 0
2022-04-03 | 4 | 0 | 2022-04-03 | 4 | 38.26 | 0.61 | 38.87 | 0
2022-04-03 | 5 | 0 | 2022-04-03 | 5 | 39.08 | 0.55 | 39.63 | 0
2022-04-03 | 6 | 0 | 2022-04-03 | 6 | 36.83 | 0.53 | 37.36 | 0
2022-04-03 | 7 | 60 | 2022-04-03 | 7 | 36.87 | 0.63 | 37.5 | 1.6384e-06
2022-04-03 | 8 | 817 | 2022-04-03 | 8 | 35.88 | 0.64 | 36.52 | 2.1726e-05
2022-04-03 | 9 | 2277 | 2022-04-03 | 9 | 36.77 | 0.59 | 37.36 | 6.1943e-05
2022-04-03 | 10 | 223583 | 2022-04-03 | 10 | 35.54 | 0.59 | 36.13 | 0.0058821
2022-04-03 | 11 | 327703 | 2022-04-03 | 11 | 39.54 | 0.61 | 40.15 | 0.0095806
2022-04-03 | 12 | 695465 | 2022-04-03 | 12 | 39.02 | 0.61 | 39.63 | 0.020069
2022-04-03 | 13 | 630134 | 2022-04-03 | 13 | 38.29 | 0.61 | 38.9 | 0.017849
2022-04-03 | 14 | 492774 | 2022-04-03 | 14 | 43.52 | 0.59 | 44.11 | 0.015827
2022-04-03 | 15 | 783148 | 2022-04-03 | 15 | 48.02 | 0.65 | 48.67 | 0.027754
2022-04-03 | 16 | 354351 | 2022-04-03 | 16 | 57.7 | 1.41 | 59.11 | 0.015252
2022-04-03 | 17 | 312781 | 2022-04-03 | 17 | 60.28 | 0.81 | 61.09 | 0.013913
2022-04-03 | 18 | 185087 | 2022-04-03 | 18 | 76.3 | 0.65 | 76.95 | 0.010371
2022-04-03 | 19 | 317 | 2022-04-03 | 19 | 89.82 | 1.66 | 91.48 | 2.1116e-05
2022-04-03 | 20 | 0 | 2022-04-03 | 20 | 77.17 | 0.77 | 77.94 | 0
2022-04-03 | 21 | 0 | 2022-04-03 | 21 | 76.58 | 0.89 | 77.47 | 0
2022-04-03 | 22 | 0 | 2022-04-03 | 22 | 73.15 | 1.78 | 74.93 | 0
2022-04-03 | 23 | 0 | 2022-04-03 | 23 | 81.66 | 1.61 | 83.27 | 0
2022-04-03 | 24 | 0 | 2022-04-03 | 24 | 46.45 | 0.73 | 47.18 | 0
2022-04-04 | 1 | 0 | 2022-04-04 | 1 | 45.97 | 0.41 | 46.38 | 0
2022-04-04 | 2 | 0 | 2022-04-04 | 2 | 44.84 | 0.46 | 45.3 | 0
2022-04-04 | 3 | 0 | 2022-04-04 | 3 | 43.83 | 0.53 | 44.36 | 0
2022-04-04 | 4 | 0 | 2022-04-04 | 4 | 43.55 | 0.52 | 44.07 | 0
2022-04-04 | 5 | 0 | 2022-04-04 | 5 | 44.4 | 0.53 | 44.93 | 0
2022-04-04 | 6 | 0 | 2022-04-04 | 6 | 54.41 | 0.69 | 55.1 | 0
2022-04-04 | 7 | 57 | 2022-04-04 | 7 | 76.23 | 1.02 | 77.25 | 3.2063e-06
2022-04-04 | 8 | 757 | 2022-04-04 | 8 | 68.31 | 2.34 | 70.65 | 3.8943e-05
2022-04-04 | 9 | 261375 | 2022-04-04 | 9 | 51.69 | 1 | 52.69 | 0.010028
2022-04-04 | 10 | 542156 | 2022-04-04 | 10 | 43.88 | 0.88 | 44.76 | 0.01767
2022-04-04 | 11 | 518269 | 2022-04-04 | 11 | 40.62 | 0.82 | 41.44 | 0.015639
2022-04-04 | 12 | 460421 | 2022-04-04 | 12 | 40.09 | 0.81 | 40.9 | 0.013712
2022-04-04 | 13 | 806674 | 2022-04-04 | 13 | 39.68 | 0.84 | 40.52 | 0.023801
2022-04-04 | 14 | 803407 | 2022-04-04 | 14 | 33.23 | 0.86 | 34.09 | 0.019943
2022-04-04 | 15 | 801083 | 2022-04-04 | 15 | 0.92 | 0.77 | 1.69 | 0.0009858
2022-04-04 | 16 | 796477 | 2022-04-04 | 16 | -30.22 | 1.06 | -29.16 | -0.016912
2022-04-04 | 17 | 654102 | 2022-04-04 | 17 | 30.59 | 0.82 | 31.41 | 0.01496
2022-04-04 | 18 | 416409 | 2022-04-04 | 18 | 42.38 | 0.8 | 43.18 | 0.013093
2022-04-04 | 19 | 4984 | 2022-04-04 | 19 | 48.03 | 0.79 | 48.82 | 0.00017717
2022-04-04 | 20 | 0 | 2022-04-04 | 20 | 49.51 | 0.82 | 50.33 | 0
2022-04-04 | 21 | 0 | 2022-04-04 | 21 | 60.24 | 0.92 | 61.16 | 0
2022-04-04 | 22 | 0 | 2022-04-04 | 22 | 52.48 | 1.03 | 53.51 | 0
2022-04-04 | 23 | 0 | 2022-04-04 | 23 | 55.84 | 1.21 | 57.05 | 0
2022-04-04 | 24 | 0 | 2022-04-04 | 24 | 49.8 | 0.52 | 50.32 | 0
2022-04-05 | 1 | 0 | 2022-04-05 | 1 | 53.41 | 0.96 | 54.37 | 0
2022-04-05 | 2 | 0 | 2022-04-05 | 2 | 43.85 | 0.5 | 44.35 | 0
2022-04-05 | 3 | 0 | 2022-04-05 | 3 | 43.56 | 0.56 | 44.12 | 0
2022-04-05 | 4 | 0 | 2022-04-05 | 4 | 44.74 | 0.55 | 45.29 | 0
2022-04-05 | 5 | 0 | 2022-04-05 | 5 | 49.42 | 0.56 | 49.98 | 0
2022-04-05 | 6 | 0 | 2022-04-05 | 6 | 58.55 | 1.01 | 59.56 | 0
2022-04-05 | 7 | 80 | 2022-04-05 | 7 | 85.9 | 1.01 | 86.91 | 5.0627e-06
2022-04-05 | 8 | 720 | 2022-04-05 | 8 | 85.63 | 2.56 | 88.19 | 4.6236e-05
2022-04-05 | 9 | 267067 | 2022-04-05 | 9 | 69.99 | 1.04 | 71.03 | 0.013813
2022-04-05 | 10 | 521489 | 2022-04-05 | 10 | 44.4 | 0.9 | 45.3 | 0.017202
2022-04-05 | 11 | 726260 | 2022-04-05 | 11 | 36.51 | 0.92 | 37.43 | 0.019794
2022-04-05 | 12 | 800348 | 2022-04-05 | 12 | 38.87 | 0.9 | 39.77 | 0.023177
2022-04-05 | 13 | 800221 | 2022-04-05 | 13 | 42.72 | 0.88 | 43.6 | 0.025405
2022-04-05 | 14 | 799016 | 2022-04-05 | 14 | 40.28 | 0.89 | 41.17 | 0.023953
2022-04-05 | 15 | 796821 | 2022-04-05 | 15 | 37.38 | 0.94 | 38.32 | 0.022234
2022-04-05 | 16 | 505619 | 2022-04-05 | 16 | 13.46 | 1.3 | 14.76 | 0.0054342
2022-04-05 | 17 | 167256 | 2022-04-05 | 17 | 40.04 | 0.88 | 40.92 | 0.0049836
2022-04-05 | 18 | 132016 | 2022-04-05 | 18 | 43.2 | 0.85 | 44.05 | 0.0042345
2022-04-05 | 19 | 890 | 2022-04-05 | 19 | 63.99 | 1.11 | 65.1 | 4.2189e-05
2022-04-05 | 20 | 7 | 2022-04-05 | 20 | 91.32 | 1.8 | 93.12 | 4.7464e-07
2022-04-05 | 21 | 0 | 2022-04-05 | 21 | 82.87 | 1.57 | 84.44 | 0
2022-04-05 | 22 | 0 | 2022-04-05 | 22 | 77.51 | 1.82 | 79.33 | 0
2022-04-05 | 23 | 0 | 2022-04-05 | 23 | 63.97 | 1.7 | 65.67 | 0
2022-04-05 | 24 | 0 | 2022-04-05 | 24 | 59.73 | 1.38 | 61.11 | 0
2022-04-06 | 1 | 0 | 2022-04-06 | 1 | 44.19 | 0.49 | 44.68 | 0
2022-04-06 | 2 | 0 | 2022-04-06 | 2 | 44.56 | 0.52 | 45.08 | 0
2022-04-06 | 3 | 0 | 2022-04-06 | 3 | 45.47 | 0.49 | 45.96 | 0
2022-04-06 | 4 | 0 | 2022-04-06 | 4 | 45.26 | 0.47 | 45.73 | 0
2022-04-06 | 5 | 0 | 2022-04-06 | 5 | 47.71 | 0.48 | 48.19 | 0
2022-04-06 | 6 | 0 | 2022-04-06 | 6 | 44.38 | 0.51 | 44.89 | 0
2022-04-06 | 7 | 90 | 2022-04-06 | 7 | 68.52 | 0.87 | 69.39 | 4.5474e-06
2022-04-06 | 8 | 1157 | 2022-04-06 | 8 | 68.84 | 1.05 | 69.89 | 5.8881e-05
2022-04-06 | 9 | 143673 | 2022-04-06 | 9 | 69.48 | 1.04 | 70.52 | 0.0073776
2022-04-06 | 10 | 250423 | 2022-04-06 | 10 | 60.69 | 0.99 | 61.68 | 0.011247
2022-04-06 | 11 | 229530 | 2022-04-06 | 11 | 52.37 | 0.81 | 53.18 | 0.0088882
2022-04-06 | 12 | 250314 | 2022-04-06 | 12 | 52.37 | 0.78 | 53.15 | 0.0096875
2022-04-06 | 13 | 333770 | 2022-04-06 | 13 | 50.97 | 0.79 | 51.76 | 0.01258
2022-04-06 | 14 | 267869 | 2022-04-06 | 14 | 50.74 | 0.78 | 51.52 | 0.010049
2022-04-06 | 15 | 245021 | 2022-04-06 | 15 | 50.39 | 0.79 | 51.18 | 0.0091312
2022-04-06 | 16 | 283147 | 2022-04-06 | 16 | 49.67 | 0.78 | 50.45 | 0.010402
2022-04-06 | 17 | 190163 | 2022-04-06 | 17 | 51.38 | 0.78 | 52.16 | 0.0072225
2022-04-06 | 18 | 13293 | 2022-04-06 | 18 | 66.76 | 0.87 | 67.63 | 0.00065462
2022-04-06 | 19 | 18870 | 2022-04-06 | 19 | 65.22 | 0.87 | 66.09 | 0.0009081
2022-04-06 | 20 | 0 | 2022-04-06 | 20 | 81.75 | 1.33 | 83.08 | 0
2022-04-06 | 21 | 0 | 2022-04-06 | 21 | 68.58 | 0.92 | 69.5 | 0
2022-04-06 | 22 | 0 | 2022-04-06 | 22 | 59.03 | 1.2 | 60.23 | 0
2022-04-06 | 23 | 0 | 2022-04-06 | 23 | 63.24 | 1.36 | 64.6 | 0
2022-04-06 | 24 | 0 | 2022-04-06 | 24 | 47.42 | 0.53 | 47.95 | 0
2022-04-07 | 1 | 0 | 2022-04-07 | 1 | 45.19 | 0.13 | 45.32 | 0
2022-04-07 | 2 | 0 | 2022-04-07 | 2 | 48.02 | 0.19 | 48.21 | 0
2022-04-07 | 3 | 0 | 2022-04-07 | 3 | 46.87 | 0.22 | 47.09 | 0
2022-04-07 | 4 | 0 | 2022-04-07 | 4 | 46.6 | 0.21 | 46.81 | 0
2022-04-07 | 5 | 0 | 2022-04-07 | 5 | 49.25 | 0.25 | 49.5 | 0
2022-04-07 | 6 | 0 | 2022-04-07 | 6 | 50.13 | 0.36 | 50.49 | 0
2022-04-07 | 7 | 77 | 2022-04-07 | 7 | 54.96 | 0.3 | 55.26 | 3.0983e-06
2022-04-07 | 8 | 850 | 2022-04-07 | 8 | 51.61 | 0.52 | 52.13 | 3.2265e-05
2022-04-07 | 9 | 118918 | 2022-04-07 | 9 | 52.88 | 0.52 | 53.4 | 0.004624
2022-04-07 | 10 | 219666 | 2022-04-07 | 10 | 52.57 | 0.45 | 53.02 | 0.0084806
2022-04-07 | 11 | 206485 | 2022-04-07 | 11 | 55.67 | 0.47 | 56.14 | 0.0084408
2022-04-07 | 12 | 235989 | 2022-04-07 | 12 | 56.67 | 0.49 | 57.16 | 0.0098222
2022-04-07 | 13 | 121708 | 2022-04-07 | 13 | 55.55 | 0.49 | 56.04 | 0.0049664
2022-04-07 | 14 | 486948 | 2022-04-07 | 14 | 55.39 | 0.49 | 55.88 | 0.019814
2022-04-07 | 15 | 294475 | 2022-04-07 | 15 | 57 | 0.5 | 57.5 | 0.012329
2022-04-07 | 16 | 120452 | 2022-04-07 | 16 | 61.79 | 0.5 | 62.29 | 0.0054633
2022-04-07 | 17 | 180471 | 2022-04-07 | 17 | 65.01 | 0.57 | 65.58 | 0.0086179
2022-04-07 | 18 | 380 | 2022-04-07 | 18 | 68.55 | 0.55 | 69.1 | 1.912e-05
2022-04-07 | 19 | 107 | 2022-04-07 | 19 | 69.88 | 0.61 | 70.49 | 5.4921e-06
2022-04-07 | 20 | 0 | 2022-04-07 | 20 | 67.86 | 0.57 | 68.43 | 0
2022-04-07 | 21 | 0 | 2022-04-07 | 21 | 70.65 | 0.61 | 71.26 | 0
2022-04-07 | 22 | 0 | 2022-04-07 | 22 | 72.84 | 1.16 | 74 | 0
2022-04-07 | 23 | 0 | 2022-04-07 | 23 | 69.54 | 1.05 | 70.59 | 0
2022-04-07 | 24 | 0 | 2022-04-07 | 24 | 52.22 | 0.22 | 52.44 | 0
2022-04-08 | 1 | 0 | 2022-04-08 | 1 | 51.25 | 0.19 | 51.44 | 0
2022-04-08 | 2 | 0 | 2022-04-08 | 2 | 48.16 | 0.18 | 48.34 | 0
2022-04-08 | 3 | 0 | 2022-04-08 | 3 | 44.69 | 0.18 | 44.87 | 0
2022-04-08 | 4 | 0 | 2022-04-08 | 4 | 45.23 | 0.24 | 45.47 | 0
2022-04-08 | 5 | 0 | 2022-04-08 | 5 | 51.97 | 0.26 | 52.23 | 0
2022-04-08 | 6 | 0 | 2022-04-08 | 6 | 53.93 | 0.24 | 54.17 | 0
2022-04-08 | 7 | 0 | 2022-04-08 | 7 | 63.53 | 0.4 | 63.93 | 0
2022-04-08 | 8 | 210 | 2022-04-08 | 8 | 77.8 | 0.63 | 78.43 | 1.1993e-05
2022-04-08 | 9 | 803 | 2022-04-08 | 9 | 82.09 | 0.65 | 82.74 | 4.8379e-05
2022-04-08 | 10 | 19515 | 2022-04-08 | 10 | 61.63 | 0.64 | 62.27 | 0.00088486
2022-04-08 | 11 | 271167 | 2022-04-08 | 11 | 52.1 | 0.57 | 52.67 | 0.0104
2022-04-08 | 12 | 330582 | 2022-04-08 | 12 | 47.22 | 0.57 | 47.79 | 0.011504
2022-04-08 | 13 | 668013 | 2022-04-08 | 13 | 46.26 | 0.56 | 46.82 | 0.022774
2022-04-08 | 14 | 717278 | 2022-04-08 | 14 | 46.01 | 0.57 | 46.58 | 0.024328
2022-04-08 | 15 | 339154 | 2022-04-08 | 15 | 48.18 | 0.57 | 48.75 | 0.012039
2022-04-08 | 16 | 301401 | 2022-04-08 | 16 | 49.67 | 0.48 | 50.15 | 0.011006
2022-04-08 | 17 | 244250 | 2022-04-08 | 17 | 48.24 | 0.59 | 48.83 | 0.0086845
2022-04-08 | 18 | 471200 | 2022-04-08 | 18 | 50.52 | 1.1 | 51.62 | 0.017711
2022-04-08 | 19 | 1063 | 2022-04-08 | 19 | 58.67 | 0.64 | 59.31 | 4.5908e-05
2022-04-08 | 20 | 10 | 2022-04-08 | 20 | 72.71 | 0.62 | 73.33 | 5.3396e-07
2022-04-08 | 21 | 0 | 2022-04-08 | 21 | 100.26 | 0.96 | 101.22 | 0
2022-04-08 | 22 | 0 | 2022-04-08 | 22 | 82.06 | 1.38 | 83.44 | 0
2022-04-08 | 23 | 0 | 2022-04-08 | 23 | 60.19 | 1.02 | 61.21 | 0
2022-04-08 | 24 | 0 | 2022-04-08 | 24 | 54.48 | 0.26 | 54.74 | 0
2022-04-09 | 1 | 0 | 2022-04-09 | 1 | 63.55 | 1.06 | 64.61 | 0
2022-04-09 | 2 | 0 | 2022-04-09 | 2 | 58.43 | 0.8 | 59.23 | 0
2022-04-09 | 3 | 0 | 2022-04-09 | 3 | 58.33 | 0.86 | 59.19 | 0
2022-04-09 | 4 | 0 | 2022-04-09 | 4 | 54.23 | 0.83 | 55.06 | 0
2022-04-09 | 5 | 0 | 2022-04-09 | 5 | 57.55 | 0.84 | 58.39 | 0
2022-04-09 | 6 | 0 | 2022-04-09 | 6 | 59.67 | 0.74 | 60.41 | 0
2022-04-09 | 7 | 90 | 2022-04-09 | 7 | 97.01 | 2.87 | 99.88 | 6.5455e-06
2022-04-09 | 8 | 900 | 2022-04-09 | 8 | 79.72 | 2.39 | 82.11 | 5.381e-05
2022-04-09 | 9 | 138745 | 2022-04-09 | 9 | 83.47 | 1.11 | 84.58 | 0.008545
2022-04-09 | 10 | 133508 | 2022-04-09 | 10 | 95.27 | 0.76 | 96.03 | 0.0093355
2022-04-09 | 11 | 169684 | 2022-04-09 | 11 | 68.12 | 0.75 | 68.87 | 0.0085093
2022-04-09 | 12 | 153598 | 2022-04-09 | 12 | 70.59 | 1.64 | 72.23 | 0.0080784
2022-04-09 | 13 | 333313 | 2022-04-09 | 13 | 79.96 | 1.25 | 81.21 | 0.01971
2022-04-09 | 14 | 22211 | 2022-04-09 | 14 | 68.23 | 0.87 | 69.1 | 0.0011176
2022-04-09 | 15 | 1553 | 2022-04-09 | 15 | 62.13 | 0.96 | 63.09 | 7.1344e-05
2022-04-09 | 16 | 970 | 2022-04-09 | 16 | 53.53 | 0.82 | 54.35 | 3.8388e-05
2022-04-09 | 17 | 21641 | 2022-04-09 | 17 | 53.42 | 0.83 | 54.25 | 0.00085487
2022-04-09 | 18 | 79855 | 2022-04-09 | 18 | 67.57 | 1.7 | 69.27 | 0.0040278
2022-04-09 | 19 | 190609 | 2022-04-09 | 19 | 72.35 | 0.84 | 73.19 | 0.010158
2022-04-09 | 20 | 20 | 2022-04-09 | 20 | 81.61 | 1.61 | 83.22 | 1.2119e-06
2022-04-09 | 21 | 0 | 2022-04-09 | 21 | 104.73 | 1.22 | 105.95 | 0
2022-04-09 | 22 | 0 | 2022-04-09 | 22 | 76.34 | 1.4 | 77.74 | 0
2022-04-09 | 23 | 0 | 2022-04-09 | 23 | 57.25 | 1.1 | 58.35 | 0
2022-04-09 | 24 | 0 | 2022-04-09 | 24 | 58.15 | 1.13 | 59.28 | 0
2022-04-10 | 1 | 0 | 2022-04-10 | 1 | 60.41 | 0.67 | 61.08 | 0
2022-04-10 | 2 | 0 | 2022-04-10 | 2 | 54.59 | 0.23 | 54.82 | 0
2022-04-10 | 3 | 0 | 2022-04-10 | 3 | 52.8 | 0.23 | 53.03 | 0
2022-04-10 | 4 | 0 | 2022-04-10 | 4 | 54.51 | 0.23 | 54.74 | 0
2022-04-10 | 5 | 0 | 2022-04-10 | 5 | 54.43 | 0.23 | 54.66 | 0
2022-04-10 | 6 | 0 | 2022-04-10 | 6 | 52.86 | 0.23 | 53.09 | 0
2022-04-10 | 7 | 207 | 2022-04-10 | 7 | 50.61 | 0.33 | 50.94 | 7.6781e-06
2022-04-10 | 8 | 930 | 2022-04-10 | 8 | 48.02 | 0.4 | 48.42 | 3.2789e-05
2022-04-10 | 9 | 301844 | 2022-04-10 | 9 | 48.15 | 0.32 | 48.47 | 0.010653
2022-04-10 | 10 | 432408 | 2022-04-10 | 10 | 44.95 | 0.34 | 45.29 | 0.01426
2022-04-10 | 11 | 379732 | 2022-04-10 | 11 | 44.27 | 0.3 | 44.57 | 0.012324
2022-04-10 | 12 | 455831 | 2022-04-10 | 12 | 51.66 | 0.33 | 51.99 | 0.017256
2022-04-10 | 13 | 667913 | 2022-04-10 | 13 | 51.47 | 0.3 | 51.77 | 0.025178
2022-04-10 | 14 | 248839 | 2022-04-10 | 14 | 51.41 | 0.29 | 51.7 | 0.0093677
2022-04-10 | 15 | 215295 | 2022-04-10 | 15 | 50.78 | 0.29 | 51.07 | 0.0080062
2022-04-10 | 16 | 195090 | 2022-04-10 | 16 | 53.06 | 0.3 | 53.36 | 0.0075801
2022-04-10 | 17 | 202380 | 2022-04-10 | 17 | 64.66 | 0.77 | 65.43 | 0.009642
2022-04-10 | 18 | 306678 | 2022-04-10 | 18 | 69.49 | 1.24 | 70.73 | 0.015795
2022-04-10 | 19 | 156239 | 2022-04-10 | 19 | 89.57 | 0.42 | 89.99 | 0.010238
2022-04-10 | 20 | 7 | 2022-04-10 | 20 | 92.2 | 1.15 | 93.35 | 4.7581e-07
2022-04-10 | 21 | 0 | 2022-04-10 | 21 | 98.62 | 0.25 | 98.87 | 0
2022-04-10 | 22 | 0 | 2022-04-10 | 22 | 77.38 | 1.05 | 78.43 | 0
2022-04-10 | 23 | 0 | 2022-04-10 | 23 | 57.85 | 0.81 | 58.66 | 0
2022-04-10 | 24 | 0 | 2022-04-10 | 24 | 49 | 0.37 | 49.37 | 0
2022-04-11 | 1 | 0 | 2022-04-11 | 1 | 49.01 | 0.35 | 49.36 | 0
2022-04-11 | 2 | 0 | 2022-04-11 | 2 | 47.33 | 0.28 | 47.61 | 0
2022-04-11 | 3 | 0 | 2022-04-11 | 3 | 47.22 | 0.27 | 47.49 | 0
2022-04-11 | 4 | 0 | 2022-04-11 | 4 | 50.31 | 0.27 | 50.58 | 0
2022-04-11 | 5 | 0 | 2022-04-11 | 5 | 50.87 | 0.32 | 51.19 | 0
2022-04-11 | 6 | 0 | 2022-04-11 | 6 | 62.6 | 0.68 | 63.28 | 0
2022-04-11 | 7 | 110 | 2022-04-11 | 7 | 96.54 | 0.71 | 97.25 | 7.7895e-06
2022-04-11 | 8 | 627 | 2022-04-11 | 8 | 88.55 | 0.96 | 89.51 | 4.0866e-05
2022-04-11 | 9 | 299562 | 2022-04-11 | 9 | 64.48 | 1.05 | 65.53 | 0.014294
2022-04-11 | 10 | 561569 | 2022-04-11 | 10 | 48.78 | 0.86 | 49.64 | 0.020298
2022-04-11 | 11 | 764659 | 2022-04-11 | 11 | 41.67 | 0.75 | 42.42 | 0.023619
2022-04-11 | 12 | 802845 | 2022-04-11 | 12 | 40.94 | 0.74 | 41.68 | 0.024366
2022-04-11 | 13 | 801798 | 2022-04-11 | 13 | 43.3 | 0.71 | 44.01 | 0.025695
2022-04-11 | 14 | 801253 | 2022-04-11 | 14 | 44.19 | 0.7 | 44.89 | 0.026191
2022-04-11 | 15 | 798563 | 2022-04-11 | 15 | 44.49 | 0.72 | 45.21 | 0.026289
2022-04-11 | 16 | 790571 | 2022-04-11 | 16 | 46.77 | 0.71 | 47.48 | 0.027332
2022-04-11 | 17 | 637856 | 2022-04-11 | 17 | 47.92 | 0.7 | 48.62 | 0.022582
2022-04-11 | 18 | 506226 | 2022-04-11 | 18 | 57.03 | 0.81 | 57.84 | 0.021321
2022-04-11 | 19 | 73588 | 2022-04-11 | 19 | 85.5 | 1.26 | 86.76 | 0.0046489
2022-04-11 | 20 | 40 | 2022-04-11 | 20 | 100.7 | 1.78 | 102.48 | 2.9849e-06
2022-04-11 | 21 | 0 | 2022-04-11 | 21 | 100.09 | 0.72 | 100.81 | 0
2022-04-11 | 22 | 0 | 2022-04-11 | 22 | 84.44 | 1.23 | 85.67 | 0
2022-04-11 | 23 | 0 | 2022-04-11 | 23 | 73.78 | 1.88 | 75.66 | 0
2022-04-11 | 24 | 0 | 2022-04-11 | 24 | 53.38 | 0.5 | 53.88 | 0
2022-04-12 | 1 | 0 | 2022-04-12 | 1 | 49.1 | 0.34 | 49.44 | 0
2022-04-12 | 2 | 0 | 2022-04-12 | 2 | 47.23 | 0.33 | 47.56 | 0
2022-04-12 | 3 | 0 | 2022-04-12 | 3 | 48.27 | 0.33 | 48.6 | 0
2022-04-12 | 4 | 0 | 2022-04-12 | 4 | 48.12 | 0.33 | 48.45 | 0
2022-04-12 | 5 | 0 | 2022-04-12 | 5 | 48.34 | 0.33 | 48.67 | 0
2022-04-12 | 6 | 0 | 2022-04-12 | 6 | 53.22 | 0.54 | 53.76 | 0
2022-04-12 | 7 | 97 | 2022-04-12 | 7 | 71.81 | 0.69 | 72.5 | 5.1208e-06
2022-04-12 | 8 | 560 | 2022-04-12 | 8 | 100.49 | 1.56 | 102.05 | 4.1613e-05
2022-04-12 | 9 | 767 | 2022-04-12 | 9 | 101.68 | 1.4 | 103.08 | 5.757e-05
2022-04-12 | 10 | 1167 | 2022-04-12 | 10 | 99.5 | 1.08 | 100.58 | 8.5469e-05
2022-04-12 | 11 | 82169 | 2022-04-12 | 11 | 112.68 | 1.34 | 114.02 | 0.006822
2022-04-12 | 12 | 159711 | 2022-04-12 | 12 | 105.88 | 1.69 | 107.57 | 0.01251
2022-04-12 | 13 | 346165 | 2022-04-12 | 13 | 56.54 | 0.92 | 57.46 | 0.014484
2022-04-12 | 14 | 796621 | 2022-04-12 | 14 | 48.05 | 0.8 | 48.85 | 0.028336
2022-04-12 | 15 | 318850 | 2022-04-12 | 15 | 47.68 | 0.82 | 48.5 | 0.01126
2022-04-12 | 16 | 275069 | 2022-04-12 | 16 | 47.79 | 0.82 | 48.61 | 0.0097363
2022-04-12 | 17 | 667107 | 2022-04-12 | 17 | 48.33 | 0.79 | 49.12 | 0.02386
2022-04-12 | 18 | 453436 | 2022-04-12 | 18 | 65.38 | 1.5 | 66.88 | 0.022082
2022-04-12 | 19 | 170877 | 2022-04-12 | 19 | 85.41 | 0.77 | 86.18 | 0.010723
2022-04-12 | 20 | 30 | 2022-04-12 | 20 | 94.79 | 0.84 | 95.63 | 2.089e-06
2022-04-12 | 21 | 0 | 2022-04-12 | 21 | 83.19 | 1.02 | 84.21 | 0
2022-04-12 | 22 | 0 | 2022-04-12 | 22 | 74.46 | 1.27 | 75.73 | 0
2022-04-12 | 23 | 0 | 2022-04-12 | 23 | 65.74 | 1.65 | 67.39 | 0
2022-04-12 | 24 | 0 | 2022-04-12 | 24 | 52.75 | 0.45 | 53.2 | 0
2022-04-13 | 1 | 0 | 2022-04-13 | 1 | 52.08 | 0.35 | 52.43 | 0
2022-04-13 | 2 | 0 | 2022-04-13 | 2 | 51.13 | 0.33 | 51.46 | 0
2022-04-13 | 3 | 0 | 2022-04-13 | 3 | 50.77 | 0.27 | 51.04 | 0
2022-04-13 | 4 | 0 | 2022-04-13 | 4 | 50.87 | 0.29 | 51.16 | 0
2022-04-13 | 5 | 0 | 2022-04-13 | 5 | 51.21 | 0.26 | 51.47 | 0
2022-04-13 | 6 | 0 | 2022-04-13 | 6 | 53.64 | 0.33 | 53.97 | 0
2022-04-13 | 7 | 133 | 2022-04-13 | 7 | 67.88 | 0.53 | 68.41 | 6.6252e-06
2022-04-13 | 8 | 1063 | 2022-04-13 | 8 | 66.93 | 0.85 | 67.78 | 5.2464e-05
2022-04-13 | 9 | 63564 | 2022-04-13 | 9 | 53.23 | 0.71 | 53.94 | 0.0024966
2022-04-13 | 10 | 200240 | 2022-04-13 | 10 | 47.74 | 0.61 | 48.35 | 0.0070497
2022-04-13 | 11 | 739479 | 2022-04-13 | 11 | 46.38 | 0.64 | 47.02 | 0.025318
2022-04-13 | 12 | 637980 | 2022-04-13 | 12 | 46.96 | 0.65 | 47.61 | 0.022117
2022-04-13 | 13 | 126174 | 2022-04-13 | 13 | 45.05 | 0.64 | 45.69 | 0.0041977
2022-04-13 | 14 | 96302 | 2022-04-13 | 14 | 48.05 | 0.58 | 48.63 | 0.0034101
2022-04-13 | 15 | 2483 | 2022-04-13 | 15 | 43.13 | 0.65 | 43.78 | 7.9155e-05
2022-04-13 | 16 | 261714 | 2022-04-13 | 16 | 46.11 | 0.66 | 46.77 | 0.0089129
2022-04-13 | 17 | 491278 | 2022-04-13 | 17 | 49.62 | 0.61 | 50.23 | 0.017969
2022-04-13 | 18 | 286721 | 2022-04-13 | 18 | 60.49 | 0.62 | 61.11 | 0.012758
2022-04-13 | 19 | 103002 | 2022-04-13 | 19 | 74.34 | 0.58 | 74.92 | 0.0056191
2022-04-13 | 20 | 27 | 2022-04-13 | 20 | 83.34 | 0.72 | 84.06 | 1.6526e-06
2022-04-13 | 21 | 0 | 2022-04-13 | 21 | 80.58 | 0.61 | 81.19 | 0
2022-04-13 | 22 | 0 | 2022-04-13 | 22 | 63.13 | 0.92 | 64.05 | 0
2022-04-13 | 23 | 0 | 2022-04-13 | 23 | 49.82 | 0.83 | 50.65 | 0
2022-04-13 | 24 | 0 | 2022-04-13 | 24 | 47.47 | 0.84 | 48.31 | 0
2022-04-14 | 1 | 0 | 2022-04-14 | 1 | 48.5 | 0.16 | 48.66 | 0
2022-04-14 | 2 | 0 | 2022-04-14 | 2 | 49.9 | 0.1 | 50 | 0
2022-04-14 | 3 | 0 | 2022-04-14 | 3 | 49.3 | 0.1 | 49.4 | 0
2022-04-14 | 4 | 0 | 2022-04-14 | 4 | 48.93 | 0.1 | 49.03 | 0
2022-04-14 | 5 | 0 | 2022-04-14 | 5 | 48.32 | 0.26 | 48.58 | 0
2022-04-14 | 6 | 0 | 2022-04-14 | 6 | 48.95 | 0.25 | 49.2 | 0
2022-04-14 | 7 | 67 | 2022-04-14 | 7 | 50.12 | 0.23 | 50.35 | 2.4564e-06
2022-04-14 | 8 | 517 | 2022-04-14 | 8 | 56.64 | 0.57 | 57.21 | 2.1537e-05
2022-04-14 | 9 | 1000 | 2022-04-14 | 9 | 55.88 | 0.64 | 56.52 | 4.1155e-05
2022-04-14 | 10 | 113175 | 2022-04-14 | 10 | 52.8 | 0.63 | 53.43 | 0.0044031
2022-04-14 | 11 | 121320 | 2022-04-14 | 11 | 52.05 | 0.52 | 52.57 | 0.004644
2022-04-14 | 12 | 136269 | 2022-04-14 | 12 | 50.45 | 1.17 | 51.62 | 0.005122
2022-04-14 | 13 | 116329 | 2022-04-14 | 13 | 47.9 | 0.52 | 48.42 | 0.0041015
2022-04-14 | 14 | 157421 | 2022-04-14 | 14 | 46.03 | 0.56 | 46.59 | 0.0053405
2022-04-14 | 15 | 82729 | 2022-04-14 | 15 | 44.07 | 0.53 | 44.6 | 0.0026867
2022-04-14 | 16 | 144110 | 2022-04-14 | 16 | 46.74 | 0.58 | 47.32 | 0.0049655
2022-04-14 | 17 | 32920 | 2022-04-14 | 17 | 50.8 | 0.5 | 51.3 | 0.0012297
2022-04-14 | 18 | 417 | 2022-04-14 | 18 | 54.74 | 1.04 | 55.78 | 1.6937e-05
2022-04-14 | 19 | 40 | 2022-04-14 | 19 | 55.17 | 1.32 | 56.49 | 1.6453e-06
2022-04-14 | 20 | 0 | 2022-04-14 | 20 | 54.19 | 0.42 | 54.61 | 0
2022-04-14 | 21 | 0 | 2022-04-14 | 21 | 54.22 | 0.42 | 54.64 | 0
2022-04-14 | 22 | 0 | 2022-04-14 | 22 | 51.2 | 0.53 | 51.73 | 0
2022-04-14 | 23 | 0 | 2022-04-14 | 23 | 49.27 | 0.56 | 49.83 | 0
2022-04-14 | 24 | 0 | 2022-04-14 | 24 | 48.15 | 0.17 | 48.32 | 0
2022-04-15 | 1 | 0 | 2022-04-15 | 1 | 50.13 | 0.65 | 50.78 | 0
2022-04-15 | 2 | 0 | 2022-04-15 | 2 | 49.76 | 0.7 | 50.46 | 0
2022-04-15 | 3 | 0 | 2022-04-15 | 3 | 49.55 | 0.59 | 50.14 | 0
2022-04-15 | 4 | 0 | 2022-04-15 | 4 | 48.38 | 0.57 | 48.95 | 0
2022-04-15 | 5 | 0 | 2022-04-15 | 5 | 48.49 | 0.57 | 49.06 | 0
2022-04-15 | 6 | 0 | 2022-04-15 | 6 | 55.29 | 0.85 | 56.14 | 0
2022-04-15 | 7 | 167 | 2022-04-15 | 7 | 73.53 | 1.09 | 74.62 | 9.074e-06
2022-04-15 | 8 | 697 | 2022-04-15 | 8 | 71.56 | 1.09 | 72.65 | 3.6872e-05
2022-04-15 | 9 | 321807 | 2022-04-15 | 9 | 53.18 | 1.73 | 54.91 | 0.012867
2022-04-15 | 10 | 560130 | 2022-04-15 | 10 | 38.45 | 1.32 | 39.77 | 0.016221
2022-04-15 | 11 | 722349 | 2022-04-15 | 11 | 40.8 | 1.09 | 41.89 | 0.022033
2022-04-15 | 12 | 752418 | 2022-04-15 | 12 | 44.38 | 1.07 | 45.45 | 0.024901
2022-04-15 | 13 | 701683 | 2022-04-15 | 13 | 43.78 | 0.99 | 44.77 | 0.022875
2022-04-15 | 14 | 801155 | 2022-04-15 | 14 | 44.59 | 1.03 | 45.62 | 0.026613
2022-04-15 | 15 | 799051 | 2022-04-15 | 15 | 41.17 | 1.13 | 42.3 | 0.024612
2022-04-15 | 16 | 795971 | 2022-04-15 | 16 | 43.52 | 1.04 | 44.56 | 0.025827
2022-04-15 | 17 | 647272 | 2022-04-15 | 17 | 47.65 | 0.99 | 48.64 | 0.022925
2022-04-15 | 18 | 407741 | 2022-04-15 | 18 | 57.86 | 1.06 | 58.92 | 0.017493
2022-04-15 | 19 | 180680 | 2022-04-15 | 19 | 75.19 | 2.05 | 77.24 | 0.010162
2022-04-15 | 20 | 30 | 2022-04-15 | 20 | 79.73 | 1.23 | 80.96 | 1.7685e-06
2022-04-15 | 21 | 0 | 2022-04-15 | 21 | 77.24 | 0.91 | 78.15 | 0
2022-04-15 | 22 | 0 | 2022-04-15 | 22 | 66.03 | 1.3 | 67.33 | 0
2022-04-15 | 23 | 0 | 2022-04-15 | 23 | 54.14 | 1.1 | 55.24 | 0
2022-04-15 | 24 | 0 | 2022-04-15 | 24 | 51.92 | 0.69 | 52.61 | 0
2022-04-16 | 1 | 0 | 2022-04-16 | 1 | 54.72 | 1.92 | 56.64 | 0
2022-04-16 | 2 | 0 | 2022-04-16 | 2 | 78.99 | 2.89 | 81.88 | 0
2022-04-16 | 3 | 0 | 2022-04-16 | 3 | 56.64 | 2.04 | 58.68 | 0
2022-04-16 | 4 | 0 | 2022-04-16 | 4 | 50.73 | 1.91 | 52.64 | 0
2022-04-16 | 5 | 0 | 2022-04-16 | 5 | 51.95 | 1.84 | 53.79 | 0
2022-04-16 | 6 | 0 | 2022-04-16 | 6 | 44.36 | 1.93 | 46.29 | 0
2022-04-16 | 7 | 70 | 2022-04-16 | 7 | 49.85 | 2.29 | 52.14 | 2.6576e-06
2022-04-16 | 8 | 900 | 2022-04-16 | 8 | 51.62 | 2.12 | 53.74 | 3.5218e-05
2022-04-16 | 9 | 160915 | 2022-04-16 | 9 | 53.94 | 1.96 | 55.9 | 0.0065499
2022-04-16 | 10 | 127295 | 2022-04-16 | 10 | 54.04 | 1.82 | 55.86 | 0.0051777
2022-04-16 | 11 | 262434 | 2022-04-16 | 11 | 55.72 | 2.3 | 58.02 | 0.011087
2022-04-16 | 12 | 187731 | 2022-04-16 | 12 | 51.32 | 1.98 | 53.3 | 0.007286
2022-04-16 | 13 | 220475 | 2022-04-16 | 13 | 46.46 | 1.97 | 48.43 | 0.007775
2022-04-16 | 14 | 85262 | 2022-04-16 | 14 | 43.25 | 2.04 | 45.29 | 0.0028118
2022-04-16 | 15 | 432499 | 2022-04-16 | 15 | 47.26 | 1.85 | 49.11 | 0.015466
2022-04-16 | 16 | 191134 | 2022-04-16 | 16 | 51.92 | 1.85 | 53.77 | 0.0074835
2022-04-16 | 17 | 893 | 2022-04-16 | 17 | 60.81 | 1.86 | 62.67 | 4.0751e-05
2022-04-16 | 18 | 187 | 2022-04-16 | 18 | 82.61 | 1.82 | 84.43 | 1.1496e-05
2022-04-16 | 19 | 7 | 2022-04-16 | 19 | 89.5 | 1.78 | 91.28 | 4.6526e-07
2022-04-16 | 20 | 0 | 2022-04-16 | 20 | 92.68 | 1.83 | 94.51 | 0
2022-04-16 | 21 | 0 | 2022-04-16 | 21 | 82.13 | 1.91 | 84.04 | 0
2022-04-16 | 22 | 0 | 2022-04-16 | 22 | 65.72 | 1.93 | 67.65 | 0
2022-04-16 | 23 | 0 | 2022-04-16 | 23 | 60.97 | 2 | 62.97 | 0
2022-04-16 | 24 | 0 | 2022-04-16 | 24 | 65.86 | 2.4 | 68.26 | 0
2022-04-17 | 1 | 0 | 2022-04-17 | 1 | 71.64 | 1.8 | 73.44 | 0
2022-04-17 | 2 | 0 | 2022-04-17 | 2 | 55.99 | 0.58 | 56.57 | 0
2022-04-17 | 3 | 0 | 2022-04-17 | 3 | 51.15 | 0.58 | 51.73 | 0
2022-04-17 | 4 | 0 | 2022-04-17 | 4 | 50.25 | 0.58 | 50.83 | 0
2022-04-17 | 5 | 0 | 2022-04-17 | 5 | 54.52 | 0.58 | 55.1 | 0
2022-04-17 | 6 | 0 | 2022-04-17 | 6 | 50.18 | 0.58 | 50.76 | 0
2022-04-17 | 7 | 163 | 2022-04-17 | 7 | 48.92 | 0.78 | 49.7 | 5.8989e-06
2022-04-17 | 8 | 58238 | 2022-04-17 | 8 | 48.61 | 0.76 | 49.37 | 0.0020936
2022-04-17 | 9 | 331078 | 2022-04-17 | 9 | 46.09 | 1.34 | 47.43 | 0.011434
2022-04-17 | 10 | 616747 | 2022-04-17 | 10 | 44.46 | 1.05 | 45.51 | 0.020438
2022-04-17 | 11 | 780728 | 2022-04-17 | 11 | 49.34 | 0.62 | 49.96 | 0.028402
2022-04-17 | 12 | 215114 | 2022-04-17 | 12 | 53.75 | 0.66 | 54.41 | 0.0085226
2022-04-17 | 13 | 688174 | 2022-04-17 | 13 | 52.56 | 0.58 | 53.14 | 0.026628
2022-04-17 | 14 | 429941 | 2022-04-17 | 14 | 49.78 | 0.63 | 50.41 | 0.015782
2022-04-17 | 15 | 428983 | 2022-04-17 | 15 | 48.79 | 0.65 | 49.44 | 0.015443
2022-04-17 | 16 | 457780 | 2022-04-17 | 16 | 47.81 | 0.63 | 48.44 | 0.016147
2022-04-17 | 17 | 689961 | 2022-04-17 | 17 | 47.95 | 0.66 | 48.61 | 0.024422
2022-04-17 | 18 | 420194 | 2022-04-17 | 18 | 51.72 | 0.63 | 52.35 | 0.016017
2022-04-17 | 19 | 7632 | 2022-04-17 | 19 | 52.06 | 0.63 | 52.69 | 0.00029281
2022-04-17 | 20 | 67 | 2022-04-17 | 20 | 56.76 | 0.58 | 57.34 | 2.7974e-06
2022-04-17 | 21 | 0 | 2022-04-17 | 21 | 58.11 | 0.58 | 58.69 | 0
2022-04-17 | 22 | 0 | 2022-04-17 | 22 | 56.07 | 0.69 | 56.76 | 0
2022-04-17 | 23 | 0 | 2022-04-17 | 23 | 58.26 | 0.75 | 59.01 | 0
2022-04-17 | 24 | 0 | 2022-04-17 | 24 | 57.04 | 0.86 | 57.9 | 0
2022-04-18 | 1 | 0 | 2022-04-18 | 1 | 52.71 | 0.57 | 53.28 | 0
2022-04-18 | 2 | 0 | 2022-04-18 | 2 | 51.69 | 0.55 | 52.24 | 0
2022-04-18 | 3 | 0 | 2022-04-18 | 3 | 51.64 | 0.6 | 52.24 | 0
2022-04-18 | 4 | 0 | 2022-04-18 | 4 | 53.31 | 0.58 | 53.89 | 0
2022-04-18 | 5 | 0 | 2022-04-18 | 5 | 58.84 | 0.61 | 59.45 | 0
2022-04-18 | 6 | 0 | 2022-04-18 | 6 | 55.1 | 0.57 | 55.67 | 0
2022-04-18 | 7 | 223 | 2022-04-18 | 7 | 63.55 | 1.08 | 64.63 | 1.0495e-05
2022-04-18 | 8 | 840 | 2022-04-18 | 8 | 58.7 | 0.94 | 59.64 | 3.6479e-05
2022-04-18 | 9 | 332992 | 2022-04-18 | 9 | 53.81 | 1.03 | 54.84 | 0.013297
2022-04-18 | 10 | 584308 | 2022-04-18 | 10 | 43.56 | 0.95 | 44.51 | 0.018938
2022-04-18 | 11 | 771860 | 2022-04-18 | 11 | 47.88 | 0.84 | 48.72 | 0.027382
2022-04-18 | 12 | 801528 | 2022-04-18 | 12 | 41.49 | 1 | 42.49 | 0.024799
2022-04-18 | 13 | 802201 | 2022-04-18 | 13 | 10.62 | 0.85 | 11.47 | 0.0066999
2022-04-18 | 14 | 802223 | 2022-04-18 | 14 | 33.61 | 0.89 | 34.5 | 0.020153
2022-04-18 | 15 | 798621 | 2022-04-18 | 15 | 34.84 | 1.01 | 35.85 | 0.020848
2022-04-18 | 16 | 789575 | 2022-04-18 | 16 | 50.24 | 0.88 | 51.12 | 0.029391
2022-04-18 | 17 | 603208 | 2022-04-18 | 17 | 55.54 | 0.88 | 56.42 | 0.024781
2022-04-18 | 18 | 290686 | 2022-04-18 | 18 | 70.28 | 1.03 | 71.31 | 0.015094
2022-04-18 | 19 | 122465 | 2022-04-18 | 19 | 90.84 | 1.19 | 92.03 | 0.0082067
2022-04-18 | 20 | 20 | 2022-04-18 | 20 | 104.09 | 1.38 | 105.47 | 1.536e-06
2022-04-18 | 21 | 0 | 2022-04-18 | 21 | 73.94 | 0.84 | 74.78 | 0
2022-04-18 | 22 | 0 | 2022-04-18 | 22 | 70.4 | 1.18 | 71.58 | 0
2022-04-18 | 23 | 0 | 2022-04-18 | 23 | 66.01 | 1.09 | 67.1 | 0
2022-04-18 | 24 | 0 | 2022-04-18 | 24 | 65.52 | 0.65 | 66.17 | 0
2022-04-19 | 1 | 0 | 2022-04-19 | 1 | 63.1 | 0.53 | 63.63 | 0
2022-04-19 | 2 | 0 | 2022-04-19 | 2 | 59.84 | 0.51 | 60.35 | 0
2022-04-19 | 3 | 0 | 2022-04-19 | 3 | 58.23 | 0.58 | 58.81 | 0
2022-04-19 | 4 | 0 | 2022-04-19 | 4 | 54.98 | 0.58 | 55.56 | 0
2022-04-19 | 5 | 0 | 2022-04-19 | 5 | 60.1 | 0.61 | 60.71 | 0
2022-04-19 | 6 | 0 | 2022-04-19 | 6 | 63.87 | 0.67 | 64.54 | 0
2022-04-19 | 7 | 0 | 2022-04-19 | 7 | 58.22 | 0.63 | 58.85 | 0
2022-04-19 | 8 | 283 | 2022-04-19 | 8 | 79.9 | 1.06 | 80.96 | 1.6683e-05
2022-04-19 | 9 | 763 | 2022-04-19 | 9 | 91.14 | 1.21 | 92.35 | 5.1308e-05
2022-04-19 | 10 | 1380 | 2022-04-19 | 10 | 73.1 | 1.01 | 74.11 | 7.447e-05
2022-04-19 | 11 | 3233 | 2022-04-19 | 11 | 64.87 | 0.91 | 65.78 | 0.00015485
2022-04-19 | 12 | 372898 | 2022-04-19 | 12 | 66.1 | 0.93 | 67.03 | 0.018201
2022-04-19 | 13 | 434388 | 2022-04-19 | 13 | 59.95 | 0.88 | 60.83 | 0.019241
2022-04-19 | 14 | 253330 | 2022-04-19 | 14 | 59.48 | 0.89 | 60.37 | 0.011136
2022-04-19 | 15 | 405261 | 2022-04-19 | 15 | 57.49 | 0.87 | 58.36 | 0.017222
2022-04-19 | 16 | 618063 | 2022-04-19 | 16 | 57.69 | 0.87 | 58.56 | 0.026355
2022-04-19 | 17 | 667139 | 2022-04-19 | 17 | 60.23 | 0.88 | 61.11 | 0.029686
2022-04-19 | 18 | 523590 | 2022-04-19 | 18 | 67.69 | 1.09 | 68.78 | 0.026223
2022-04-19 | 19 | 74146 | 2022-04-19 | 19 | 87.72 | 1.44 | 89.16 | 0.0048137
2022-04-19 | 20 | 57 | 2022-04-19 | 20 | 95.95 | 1 | 96.95 | 4.0239e-06
2022-04-19 | 21 | 0 | 2022-04-19 | 21 | 103.26 | 1.14 | 104.4 | 0
2022-04-19 | 22 | 0 | 2022-04-19 | 22 | 67.23 | 1.04 | 68.27 | 0
2022-04-19 | 23 | 0 | 2022-04-19 | 23 | 70.65 | 1.09 | 71.74 | 0
2022-04-19 | 24 | 0 | 2022-04-19 | 24 | 58.94 | 0.62 | 59.56 | 0
2022-04-20 | 1 | 0 | 2022-04-20 | 1 | 59.61 | 1.51 | 61.12 | 0
2022-04-20 | 2 | 0 | 2022-04-20 | 2 | 60.15 | 1.5 | 61.65 | 0
2022-04-20 | 3 | 0 | 2022-04-20 | 3 | 59.18 | 1.4 | 60.58 | 0
2022-04-20 | 4 | 0 | 2022-04-20 | 4 | 59.53 | 1.36 | 60.89 | 0
2022-04-20 | 5 | 0 | 2022-04-20 | 5 | 61.41 | 1.47 | 62.88 | 0
2022-04-20 | 6 | 0 | 2022-04-20 | 6 | 65.45 | 1.54 | 66.99 | 0
2022-04-20 | 7 | 243 | 2022-04-20 | 7 | 91.18 | 1.94 | 93.12 | 1.6477e-05
2022-04-20 | 8 | 50866 | 2022-04-20 | 8 | 99.77 | 2.43 | 102.2 | 0.0037853
2022-04-20 | 9 | 353843 | 2022-04-20 | 9 | 60.54 | 1.73 | 62.27 | 0.016044
2022-04-20 | 10 | 643063 | 2022-04-20 | 10 | 58.11 | 1.74 | 59.85 | 0.028025
2022-04-20 | 11 | 669448 | 2022-04-20 | 11 | 56.88 | 1.66 | 58.54 | 0.028536
2022-04-20 | 12 | 599525 | 2022-04-20 | 12 | 62.15 | 1.68 | 63.83 | 0.027865
2022-04-20 | 13 | 801417 | 2022-04-20 | 13 | 56.36 | 1.68 | 58.04 | 0.03387
2022-04-20 | 14 | 800654 | 2022-04-20 | 14 | 55.15 | 1.66 | 56.81 | 0.03312
2022-04-20 | 15 | 614452 | 2022-04-20 | 15 | 55.99 | 1.67 | 57.66 | 0.025798
2022-04-20 | 16 | 801048 | 2022-04-20 | 16 | 56.7 | 1.67 | 58.37 | 0.034047
2022-04-20 | 17 | 677880 | 2022-04-20 | 17 | 55.75 | 1.66 | 57.41 | 0.028338
2022-04-20 | 18 | 449257 | 2022-04-20 | 18 | 57.99 | 1.65 | 59.64 | 0.01951
2022-04-20 | 19 | 186114 | 2022-04-20 | 19 | 78.4 | 1.76 | 80.16 | 0.010863
2022-04-20 | 20 | 67 | 2022-04-20 | 20 | 69.95 | 1.68 | 71.63 | 3.4946e-06
2022-04-20 | 21 | 0 | 2022-04-20 | 21 | 75.24 | 1.7 | 76.94 | 0
2022-04-20 | 22 | 0 | 2022-04-20 | 22 | 95.05 | 2.75 | 97.8 | 0
2022-04-20 | 23 | 0 | 2022-04-20 | 23 | 93.44 | 3.29 | 96.73 | 0
2022-04-20 | 24 | 0 | 2022-04-20 | 24 | 62.12 | 1.56 | 63.68 | 0
2022-04-21 | 1 | 0 | 2022-04-21 | 1 | 59.65 | 1.05 | 60.7 | 0
2022-04-21 | 2 | 0 | 2022-04-21 | 2 | 58.94 | 1.03 | 59.97 | 0
2022-04-21 | 3 | 0 | 2022-04-21 | 3 | 58.84 | 1.04 | 59.88 | 0
2022-04-21 | 4 | 0 | 2022-04-21 | 4 | 57.57 | 0.97 | 58.54 | 0
2022-04-21 | 5 | 0 | 2022-04-21 | 5 | 55.01 | 0.96 | 55.97 | 0
2022-04-21 | 6 | 0 | 2022-04-21 | 6 | 59.85 | 1.06 | 60.91 | 0
2022-04-21 | 7 | 300 | 2022-04-21 | 7 | 69.89 | 1.12 | 71.01 | 1.5512e-05
2022-04-21 | 8 | 113665 | 2022-04-21 | 8 | 69.27 | 1.45 | 70.72 | 0.0058532
2022-04-21 | 9 | 331483 | 2022-04-21 | 9 | 59.63 | 1.45 | 61.08 | 0.014743
2022-04-21 | 10 | 558271 | 2022-04-21 | 10 | 53.15 | 1.39 | 54.54 | 0.022171
2022-04-21 | 11 | 754910 | 2022-04-21 | 11 | 50.36 | 1.92 | 52.28 | 0.028738
2022-04-21 | 12 | 803367 | 2022-04-21 | 12 | 49.94 | 1.41 | 51.35 | 0.030039
2022-04-21 | 13 | 799251 | 2022-04-21 | 13 | 42.25 | 1.34 | 43.59 | 0.025369
2022-04-21 | 14 | 799220 | 2022-04-21 | 14 | 48.87 | 1.31 | 50.18 | 0.029203
2022-04-21 | 15 | 770235 | 2022-04-21 | 15 | 49.44 | 1.32 | 50.76 | 0.028469
2022-04-21 | 16 | 695612 | 2022-04-21 | 16 | 51.52 | 1.29 | 52.81 | 0.026749
2022-04-21 | 17 | 327805 | 2022-04-21 | 17 | 55.83 | 1.29 | 57.12 | 0.013634
2022-04-21 | 18 | 106095 | 2022-04-21 | 18 | 72.48 | 1.44 | 73.92 | 0.0057106
2022-04-21 | 19 | 400 | 2022-04-21 | 19 | 86.69 | 1.6 | 88.29 | 2.5716e-05
2022-04-21 | 20 | 0 | 2022-04-21 | 20 | 95.12 | 1.65 | 96.77 | 0
2022-04-21 | 21 | 0 | 2022-04-21 | 21 | 88.68 | 1.94 | 90.62 | 0
2022-04-21 | 22 | 0 | 2022-04-21 | 22 | 80.28 | 2.42 | 82.7 | 0
2022-04-21 | 23 | 0 | 2022-04-21 | 23 | 61.53 | 1.69 | 63.22 | 0
2022-04-21 | 24 | 0 | 2022-04-21 | 24 | 55.89 | 1.09 | 56.98 | 0
2022-04-22 | 1 | 0 | 2022-04-22 | 1 | 55.35 | 1.31 | 56.66 | 0
2022-04-22 | 2 | 0 | 2022-04-22 | 2 | 52.57 | 1.26 | 53.83 | 0
2022-04-22 | 3 | 0 | 2022-04-22 | 3 | 53.32 | 1.26 | 54.58 | 0
2022-04-22 | 4 | 0 | 2022-04-22 | 4 | 52.71 | 1.26 | 53.97 | 0
2022-04-22 | 5 | 0 | 2022-04-22 | 5 | 64.95 | 1.25 | 66.2 | 0
2022-04-22 | 6 | 0 | 2022-04-22 | 6 | 74.07 | 1.88 | 75.95 | 0
2022-04-22 | 7 | 253 | 2022-04-22 | 7 | 88.71 | 1.83 | 90.54 | 1.668e-05
2022-04-22 | 8 | 937 | 2022-04-22 | 8 | 102.83 | 2.57 | 105.4 | 7.1913e-05
2022-04-22 | 9 | 320033 | 2022-04-22 | 9 | 60.26 | 1.93 | 62.19 | 0.014492
2022-04-22 | 10 | 177240 | 2022-04-22 | 10 | 53.76 | 1.72 | 55.48 | 0.0071602
2022-04-22 | 11 | 729001 | 2022-04-22 | 11 | 54.65 | 1.6 | 56.25 | 0.029859
2022-04-22 | 12 | 787480 | 2022-04-22 | 12 | 53.8 | 1.59 | 55.39 | 0.031761
2022-04-22 | 13 | 798931 | 2022-04-22 | 13 | 52.97 | 1.59 | 54.56 | 0.03174
2022-04-22 | 14 | 500973 | 2022-04-22 | 14 | 53.56 | 1.6 | 55.16 | 0.020122
2022-04-22 | 15 | 714081 | 2022-04-22 | 15 | 52.29 | 1.61 | 53.9 | 0.028026
2022-04-22 | 16 | 798211 | 2022-04-22 | 16 | 53.17 | 1.61 | 54.78 | 0.031839
2022-04-22 | 17 | 683721 | 2022-04-22 | 17 | 51.69 | 1.59 | 53.28 | 0.026526
2022-04-22 | 18 | 450040 | 2022-04-22 | 18 | 70.2 | 1.98 | 72.18 | 0.023653
2022-04-22 | 19 | 182728 | 2022-04-22 | 19 | 95.02 | 1.84 | 96.86 | 0.012888
2022-04-22 | 20 | 60 | 2022-04-22 | 20 | 97.29 | 1.84 | 99.13 | 4.3309e-06
2022-04-22 | 21 | 0 | 2022-04-22 | 21 | 102.4 | 2.22 | 104.62 | 0
2022-04-22 | 22 | 0 | 2022-04-22 | 22 | 92.44 | 2.34 | 94.78 | 0
2022-04-22 | 23 | 0 | 2022-04-22 | 23 | 88.7 | 3.07 | 91.77 | 0
2022-04-22 | 24 | 0 | 2022-04-22 | 24 | 89.45 | 2.81 | 92.26 | 0
2022-04-23 | 1 | 0 | 2022-04-23 | 1 | 73.96 | 3.66 | 77.62 | 0
2022-04-23 | 2 | 0 | 2022-04-23 | 2 | 78 | 3.9 | 81.9 | 0
2022-04-23 | 3 | 0 | 2022-04-23 | 3 | 74.02 | 3.63 | 77.65 | 0
2022-04-23 | 4 | 0 | 2022-04-23 | 4 | 76.62 | 4.23 | 80.85 | 0
2022-04-23 | 5 | 0 | 2022-04-23 | 5 | 77.65 | 3.61 | 81.26 | 0
2022-04-23 | 6 | 0 | 2022-04-23 | 6 | 82.72 | 3.25 | 85.97 | 0
2022-04-23 | 7 | 500 | 2022-04-23 | 7 | 79.41 | 4.03 | 83.44 | 3.0379e-05
2022-04-23 | 8 | 1647 | 2022-04-23 | 8 | 51.43 | 2.57 | 54 | 6.4761e-05
2022-04-23 | 9 | 245574 | 2022-04-23 | 9 | 46.58 | 2.5 | 49.08 | 0.0087763
2022-04-23 | 10 | 402015 | 2022-04-23 | 10 | 46.67 | 2.49 | 49.16 | 0.014391
2022-04-23 | 11 | 443435 | 2022-04-23 | 11 | 49.79 | 2.42 | 52.21 | 0.016858
2022-04-23 | 12 | 801898 | 2022-04-23 | 12 | 48.45 | 2.42 | 50.87 | 0.029703
2022-04-23 | 13 | 739243 | 2022-04-23 | 13 | 46.68 | 2.42 | 49.1 | 0.02643
2022-04-23 | 14 | 797321 | 2022-04-23 | 14 | 45.99 | 2.47 | 48.46 | 0.028135
2022-04-23 | 15 | 429442 | 2022-04-23 | 15 | 48.89 | 2.46 | 51.35 | 0.016057
2022-04-23 | 16 | 427619 | 2022-04-23 | 16 | 53.69 | 2.52 | 56.21 | 0.017502
2022-04-23 | 17 | 188497 | 2022-04-23 | 17 | 65 | 2.63 | 67.63 | 0.0092826
2022-04-23 | 18 | 160738 | 2022-04-23 | 18 | 88.09 | 2.78 | 90.87 | 0.010636
2022-04-23 | 19 | 457 | 2022-04-23 | 19 | 78.82 | 4.44 | 83.26 | 2.7706e-05
2022-04-23 | 20 | 0 | 2022-04-23 | 20 | 74.03 | 2.76 | 76.79 | 0
2022-04-23 | 21 | 0 | 2022-04-23 | 21 | 70.55 | 2.75 | 73.3 | 0
2022-04-23 | 22 | 0 | 2022-04-23 | 22 | 86.93 | 3.91 | 90.84 | 0
2022-04-23 | 23 | 0 | 2022-04-23 | 23 | 66.88 | 3.96 | 70.84 | 0
2022-04-23 | 24 | 0 | 2022-04-23 | 24 | 77.25 | 4.15 | 81.4 | 0
2022-04-24 | 1 | 0 | 2022-04-24 | 1 | 75.99 | 2.03 | 78.02 | 0
2022-04-24 | 2 | 0 | 2022-04-24 | 2 | 63.7 | 1.27 | 64.97 | 0
2022-04-24 | 3 | 0 | 2022-04-24 | 3 | 54.93 | 0.78 | 55.71 | 0
2022-04-24 | 4 | 0 | 2022-04-24 | 4 | 53.07 | 0.78 | 53.85 | 0
2022-04-24 | 5 | 0 | 2022-04-24 | 5 | 70.36 | 0.93 | 71.29 | 0
2022-04-24 | 6 | 0 | 2022-04-24 | 6 | 62.02 | 0.96 | 62.98 | 0
2022-04-24 | 7 | 73 | 2022-04-24 | 7 | 43.63 | 0.89 | 44.52 | 2.3665e-06
2022-04-24 | 8 | 800 | 2022-04-24 | 8 | 50.66 | 0.68 | 51.34 | 2.9907e-05
2022-04-24 | 9 | 167844 | 2022-04-24 | 9 | 52.37 | 0.66 | 53.03 | 0.0064812
2022-04-24 | 10 | 591498 | 2022-04-24 | 10 | 46.25 | 1.28 | 47.53 | 0.020471
2022-04-24 | 11 | 388201 | 2022-04-24 | 11 | 47.6 | 0.6 | 48.2 | 0.013625
2022-04-24 | 12 | 423779 | 2022-04-24 | 12 | 48.66 | 0.58 | 49.24 | 0.015194
2022-04-24 | 13 | 793351 | 2022-04-24 | 13 | 50.27 | 0.58 | 50.85 | 0.029375
2022-04-24 | 14 | 794971 | 2022-04-24 | 14 | 48.77 | 0.58 | 49.35 | 0.028567
2022-04-24 | 15 | 566615 | 2022-04-24 | 15 | 46.27 | 0.57 | 46.84 | 0.019325
2022-04-24 | 16 | 237824 | 2022-04-24 | 16 | 47.46 | 0.56 | 48.02 | 0.0083158
2022-04-24 | 17 | 189462 | 2022-04-24 | 17 | 49.76 | 0.57 | 50.33 | 0.0069434
2022-04-24 | 18 | 108652 | 2022-04-24 | 18 | 63.19 | 1.24 | 64.43 | 0.0050974
2022-04-24 | 19 | 560 | 2022-04-24 | 19 | 94.83 | 0.93 | 95.76 | 3.9048e-05
2022-04-24 | 20 | 70 | 2022-04-24 | 20 | 98.18 | 1.65 | 99.83 | 5.0884e-06
2022-04-24 | 21 | 0 | 2022-04-24 | 21 | 92.23 | 0.77 | 93 | 0
2022-04-24 | 22 | 0 | 2022-04-24 | 22 | 71.67 | 1.28 | 72.95 | 0
2022-04-24 | 23 | 0 | 2022-04-24 | 23 | 54.33 | 0.74 | 55.07 | 0
2022-04-24 | 24 | 0 | 2022-04-24 | 24 | 52.45 | 0.62 | 53.07 | 0
2022-04-25 | 1 | 0 | 2022-04-25 | 1 | 55.68 | 0.51 | 56.19 | 0
2022-04-25 | 2 | 0 | 2022-04-25 | 2 | 53.43 | 0.26 | 53.69 | 0
2022-04-25 | 3 | 0 | 2022-04-25 | 3 | 52.27 | 0.24 | 52.51 | 0
2022-04-25 | 4 | 0 | 2022-04-25 | 4 | 51.99 | 0.24 | 52.23 | 0
2022-04-25 | 5 | 0 | 2022-04-25 | 5 | 55.41 | 0.24 | 55.65 | 0
2022-04-25 | 6 | 0 | 2022-04-25 | 6 | 76.98 | 0.99 | 77.97 | 0
2022-04-25 | 7 | 597 | 2022-04-25 | 7 | 87.01 | 0.58 | 87.59 | 3.8076e-05
2022-04-25 | 8 | 116365 | 2022-04-25 | 8 | 90.45 | 1 | 91.45 | 0.0077487
2022-04-25 | 9 | 234276 | 2022-04-25 | 9 | 91.94 | 0.77 | 92.71 | 0.015815
2022-04-25 | 10 | 513032 | 2022-04-25 | 10 | 81.02 | 1.54 | 82.56 | 0.030842
2022-04-25 | 11 | 387462 | 2022-04-25 | 11 | 53.27 | 0.77 | 54.04 | 0.015246
2022-04-25 | 12 | 798711 | 2022-04-25 | 12 | 52.64 | 0.71 | 53.35 | 0.031028
2022-04-25 | 13 | 712261 | 2022-04-25 | 13 | 53.58 | 0.68 | 54.26 | 0.028141
2022-04-25 | 14 | 534319 | 2022-04-25 | 14 | 53.51 | 0.69 | 54.2 | 0.021087
2022-04-25 | 15 | 596081 | 2022-04-25 | 15 | 50.97 | 0.67 | 51.64 | 0.022414
2022-04-25 | 16 | 587653 | 2022-04-25 | 16 | 49.44 | 0.67 | 50.11 | 0.021442
2022-04-25 | 17 | 322231 | 2022-04-25 | 17 | 51.77 | 0.64 | 52.41 | 0.012297
2022-04-25 | 18 | 400914 | 2022-04-25 | 18 | 56.38 | 0.87 | 57.25 | 0.016713
2022-04-25 | 19 | 147115 | 2022-04-25 | 19 | 68.07 | 0.79 | 68.86 | 0.0073765
2022-04-25 | 20 | 123 | 2022-04-25 | 20 | 77.26 | 0.64 | 77.9 | 6.977e-06
2022-04-25 | 21 | 0 | 2022-04-25 | 21 | 75.24 | 0.7 | 75.94 | 0
2022-04-25 | 22 | 0 | 2022-04-25 | 22 | 59.49 | 0.93 | 60.42 | 0
2022-04-25 | 23 | 0 | 2022-04-25 | 23 | 50.24 | 0.79 | 51.03 | 0
2022-04-25 | 24 | 0 | 2022-04-25 | 24 | 49.53 | 0.35 | 49.88 | 0
2022-04-26 | 1 | 0 | 2022-04-26 | 1 | 46.03 | 0.25 | 46.28 | 0
2022-04-26 | 2 | 0 | 2022-04-26 | 2 | 47.7 | 0.25 | 47.95 | 0
2022-04-26 | 3 | 0 | 2022-04-26 | 3 | 45.35 | 0.25 | 45.6 | 0
2022-04-26 | 4 | 0 | 2022-04-26 | 4 | 44.91 | 0.25 | 45.16 | 0
2022-04-26 | 5 | 0 | 2022-04-26 | 5 | 44.71 | 0.24 | 44.95 | 0
2022-04-26 | 6 | 0 | 2022-04-26 | 6 | 49.69 | 0.41 | 50.1 | 0
2022-04-26 | 7 | 23 | 2022-04-26 | 7 | 52.91 | 0.36 | 53.27 | 8.9214e-07
2022-04-26 | 8 | 443 | 2022-04-26 | 8 | 65.81 | 0.8 | 66.61 | 2.1487e-05
2022-04-26 | 9 | 1080 | 2022-04-26 | 9 | 75.34 | 0.91 | 76.25 | 5.9964e-05
2022-04-26 | 10 | 135229 | 2022-04-26 | 10 | 85.09 | 0.9 | 85.99 | 0.0084673
2022-04-26 | 11 | 234480 | 2022-04-26 | 11 | 89.68 | 0.91 | 90.59 | 0.015467
2022-04-26 | 12 | 161951 | 2022-04-26 | 12 | 83.84 | 0.77 | 84.61 | 0.0099777
2022-04-26 | 13 | 181788 | 2022-04-26 | 13 | 65.38 | 0.54 | 65.92 | 0.0087258
2022-04-26 | 14 | 165455 | 2022-04-26 | 14 | 70.04 | 0.57 | 70.61 | 0.0085069
2022-04-26 | 15 | 157744 | 2022-04-26 | 15 | 88.85 | 0.85 | 89.7 | 0.010303
2022-04-26 | 16 | 1553 | 2022-04-26 | 16 | 97.46 | 1.11 | 98.57 | 0.00011147
2022-04-26 | 17 | 12256 | 2022-04-26 | 17 | 95.51 | 0.86 | 96.37 | 0.00086003
2022-04-26 | 18 | 580 | 2022-04-26 | 18 | 97.94 | 0.71 | 98.65 | 4.1663e-05
2022-04-26 | 19 | 190 | 2022-04-26 | 19 | 98.42 | 1.01 | 99.43 | 1.3756e-05
2022-04-26 | 20 | 0 | 2022-04-26 | 20 | 94.68 | 0.89 | 95.57 | 0
2022-04-26 | 21 | 0 | 2022-04-26 | 21 | 86.39 | 1.24 | 87.63 | 0
2022-04-26 | 22 | 0 | 2022-04-26 | 22 | 71.27 | 1.41 | 72.68 | 0
2022-04-26 | 23 | 0 | 2022-04-26 | 23 | 59.4 | 0.79 | 60.19 | 0
2022-04-26 | 24 | 0 | 2022-04-26 | 24 | 56.88 | 0.32 | 57.2 | 0
2022-04-27 | 1 | 0 | 2022-04-27 | 1 | 49.27 | 0.86 | 50.13 | 0
2022-04-27 | 2 | 0 | 2022-04-27 | 2 | 50.58 | 1.08 | 51.66 | 0
2022-04-27 | 3 | 0 | 2022-04-27 | 3 | 50.33 | 1.11 | 51.44 | 0
2022-04-27 | 4 | 0 | 2022-04-27 | 4 | 49.93 | 1.05 | 50.98 | 0
2022-04-27 | 5 | 0 | 2022-04-27 | 5 | 52.86 | 1.06 | 53.92 | 0
2022-04-27 | 6 | 0 | 2022-04-27 | 6 | 58.07 | 1.11 | 59.18 | 0
2022-04-27 | 7 | 203 | 2022-04-27 | 7 | 66.77 | 1.36 | 68.13 | 1.0071e-05
2022-04-27 | 8 | 1520 | 2022-04-27 | 8 | 63.6 | 1.31 | 64.91 | 7.1842e-05
2022-04-27 | 9 | 95547 | 2022-04-27 | 9 | 54.76 | 1.2 | 55.96 | 0.0038933
2022-04-27 | 10 | 303267 | 2022-04-27 | 10 | 55.72 | 1.22 | 56.94 | 0.012574
2022-04-27 | 11 | 266809 | 2022-04-27 | 11 | 69.77 | 1.83 | 71.6 | 0.01391
2022-04-27 | 12 | 284959 | 2022-04-27 | 12 | 80.64 | 1.91 | 82.55 | 0.017129
2022-04-27 | 13 | 468480 | 2022-04-27 | 13 | 56.29 | 1.25 | 57.54 | 0.019628
2022-04-27 | 14 | 667188 | 2022-04-27 | 14 | 60.26 | 1.26 | 61.52 | 0.029887
2022-04-27 | 15 | 278642 | 2022-04-27 | 15 | 62.04 | 1.44 | 63.48 | 0.01288
2022-04-27 | 16 | 224456 | 2022-04-27 | 16 | 55.32 | 1.23 | 56.55 | 0.0092425
2022-04-27 | 17 | 290017 | 2022-04-27 | 17 | 57.45 | 1.27 | 58.72 | 0.0124
2022-04-27 | 18 | 303384 | 2022-04-27 | 18 | 76.2 | 2.66 | 78.86 | 0.017421
2022-04-27 | 19 | 203415 | 2022-04-27 | 19 | 85.51 | 2.4 | 87.91 | 0.013021
2022-04-27 | 20 | 100 | 2022-04-27 | 20 | 101.67 | 1.64 | 103.31 | 7.5226e-06
2022-04-27 | 21 | 0 | 2022-04-27 | 21 | 93.88 | 1.25 | 95.13 | 0
2022-04-27 | 22 | 0 | 2022-04-27 | 22 | 91.8 | 2.33 | 94.13 | 0
2022-04-27 | 23 | 0 | 2022-04-27 | 23 | 88.57 | 3.15 | 91.72 | 0
2022-04-27 | 24 | 0 | 2022-04-27 | 24 | 90.8 | 2.38 | 93.18 | 0
2022-04-28 | 1 | 0 | 2022-04-28 | 1 | 61.12 | 1.45 | 62.57 | 0
2022-04-28 | 2 | 0 | 2022-04-28 | 2 | 59.67 | 1.43 | 61.1 | 0
2022-04-28 | 3 | 0 | 2022-04-28 | 3 | 56.52 | 1.25 | 57.77 | 0
2022-04-28 | 4 | 0 | 2022-04-28 | 4 | 56.81 | 1.28 | 58.09 | 0
2022-04-28 | 5 | 0 | 2022-04-28 | 5 | 61.63 | 1.17 | 62.8 | 0
2022-04-28 | 6 | 0 | 2022-04-28 | 6 | 82.64 | 1.89 | 84.53 | 0
2022-04-28 | 7 | 387 | 2022-04-28 | 7 | 104.58 | 1.66 | 106.24 | 2.9938e-05
2022-04-28 | 8 | 957 | 2022-04-28 | 8 | 102.07 | 2.13 | 104.2 | 7.2611e-05
2022-04-28 | 9 | 438393 | 2022-04-28 | 9 | 58.28 | 1.89 | 60.17 | 0.019207
2022-04-28 | 10 | 309070 | 2022-04-28 | 10 | 54.97 | 1.51 | 56.48 | 0.012711
2022-04-28 | 11 | 772541 | 2022-04-28 | 11 | 67.4 | 1.42 | 68.82 | 0.038713
2022-04-28 | 12 | 743844 | 2022-04-28 | 12 | 57.62 | 1.39 | 59.01 | 0.031962
2022-04-28 | 13 | 805668 | 2022-04-28 | 13 | 56.45 | 1.37 | 57.82 | 0.03392
2022-04-28 | 14 | 806728 | 2022-04-28 | 14 | 53.58 | 1.38 | 54.96 | 0.032285
2022-04-28 | 15 | 752139 | 2022-04-28 | 15 | 54.29 | 1.36 | 55.65 | 0.030478
2022-04-28 | 16 | 804975 | 2022-04-28 | 16 | 54.97 | 1.37 | 56.34 | 0.033024
2022-04-28 | 17 | 696258 | 2022-04-28 | 17 | 56.12 | 2.1 | 58.22 | 0.029517
2022-04-28 | 18 | 455372 | 2022-04-28 | 18 | 64.11 | 1.55 | 65.66 | 0.021772
2022-04-28 | 19 | 199690 | 2022-04-28 | 19 | 78.86 | 1.69 | 80.55 | 0.011712
2022-04-28 | 20 | 133 | 2022-04-28 | 20 | 105.27 | 2.17 | 107.44 | 1.0405e-05
2022-04-28 | 21 | 0 | 2022-04-28 | 21 | 136.92 | 2.86 | 139.78 | 0
2022-04-28 | 22 | 0 | 2022-04-28 | 22 | 93.38 | 1.82 | 95.2 | 0
2022-04-28 | 23 | 0 | 2022-04-28 | 23 | 92.44 | 1.6 | 94.04 | 0
2022-04-28 | 24 | 0 | 2022-04-28 | 24 | 81.14 | 1.34 | 82.48 | 0
2022-04-29 | 1 | 0 | 2022-04-29 | 1 | 60.83 | 1.23 | 62.06 | 0
2022-04-29 | 2 | 0 | 2022-04-29 | 2 | 61.28 | 1.12 | 62.4 | 0
2022-04-29 | 3 | 0 | 2022-04-29 | 3 | 56.43 | 1.03 | 57.46 | 0
2022-04-29 | 4 | 0 | 2022-04-29 | 4 | 64.97 | 1.1 | 66.07 | 0
2022-04-29 | 5 | 0 | 2022-04-29 | 5 | 64.26 | 1.12 | 65.38 | 0
2022-04-29 | 6 | 0 | 2022-04-29 | 6 | 86.4 | 2.17 | 88.57 | 0
2022-04-29 | 7 | 320 | 2022-04-29 | 7 | 82.23 | 1.52 | 83.75 | 1.9515e-05
2022-04-29 | 8 | 89059 | 2022-04-29 | 8 | 72.06 | 1.76 | 73.82 | 0.0047871
2022-04-29 | 9 | 365925 | 2022-04-29 | 9 | 60.16 | 1.45 | 61.61 | 0.016416
2022-04-29 | 10 | 624016 | 2022-04-29 | 10 | 8.98 | 1.2 | 10.18 | 0.0046256
2022-04-29 | 11 | 775559 | 2022-04-29 | 11 | 26.32 | 1.34 | 27.66 | 0.01562
2022-04-29 | 12 | 800805 | 2022-04-29 | 12 | 37.36 | 1.35 | 38.71 | 0.022572
2022-04-29 | 13 | 781631 | 2022-04-29 | 13 | -14.22 | 1.6 | -12.62 | -0.0071827
2022-04-29 | 14 | 400898 | 2022-04-29 | 14 | 11.46 | 1.37 | 12.83 | 0.0037453
2022-04-29 | 15 | 393410 | 2022-04-29 | 15 | -4 | 1.3 | -2.7 | -0.00077345
2022-04-29 | 16 | 751215 | 2022-04-29 | 16 | 28.85 | 1.55 | 30.4 | 0.016629
2022-04-29 | 17 | 542842 | 2022-04-29 | 17 | 49.81 | 1.28 | 51.09 | 0.020195
2022-04-29 | 18 | 473755 | 2022-04-29 | 18 | 51.9 | 1.25 | 53.15 | 0.018335
2022-04-29 | 19 | 214336 | 2022-04-29 | 19 | 55.36 | 1.4 | 56.76 | 0.0088585
2022-04-29 | 20 | 200 | 2022-04-29 | 20 | 62.21 | 1.35 | 63.56 | 9.2563e-06
2022-04-29 | 21 | 0 | 2022-04-29 | 21 | 73.12 | 1.33 | 74.45 | 0
2022-04-29 | 22 | 0 | 2022-04-29 | 22 | 77.39 | 2.07 | 79.46 | 0
2022-04-29 | 23 | 0 | 2022-04-29 | 23 | 56.98 | 1.56 | 58.54 | 0
2022-04-29 | 24 | 0 | 2022-04-29 | 24 | 53.1 | 1.08 | 54.18 | 0
2022-04-30 | 1 | 0 | 2022-04-30 | 1 | 58.1 | 1.21 | 59.31 | 0
2022-04-30 | 2 | 0 | 2022-04-30 | 2 | 57.91 | 1.17 | 59.08 | 0
2022-04-30 | 3 | 0 | 2022-04-30 | 3 | 53.38 | 1.15 | 54.53 | 0
2022-04-30 | 4 | 0 | 2022-04-30 | 4 | 54.4 | 1.12 | 55.52 | 0
2022-04-30 | 5 | 0 | 2022-04-30 | 5 | 53.38 | 1.1 | 54.48 | 0
2022-04-30 | 6 | 0 | 2022-04-30 | 6 | 56.47 | 1.14 | 57.61 | 0
2022-04-30 | 7 | 313 | 2022-04-30 | 7 | 51.08 | 1.15 | 52.23 | 1.1904e-05
2022-04-30 | 8 | 1577 | 2022-04-30 | 8 | 50.61 | 1.14 | 51.75 | 5.9425e-05
2022-04-30 | 9 | 317812 | 2022-04-30 | 9 | 49.36 | 1.2 | 50.56 | 0.0117
2022-04-30 | 10 | 616047 | 2022-04-30 | 10 | 33.02 | 1.19 | 34.21 | 0.015346
2022-04-30 | 11 | 765132 | 2022-04-30 | 11 | -27.4 | 1.58 | -25.82 | -0.014385
2022-04-30 | 12 | 802276 | 2022-04-30 | 12 | 36.16 | 1.24 | 37.4 | 0.021848
2022-04-30 | 13 | 772884 | 2022-04-30 | 13 | 34.18 | 1.19 | 35.37 | 0.019906
2022-04-30 | 14 | 741821 | 2022-04-30 | 14 | 20.47 | 1.27 | 21.74 | 0.011743
2022-04-30 | 15 | 578429 | 2022-04-30 | 15 | 21.98 | 1.26 | 23.24 | 0.0097884
2022-04-30 | 16 | 674268 | 2022-04-30 | 16 | 21.43 | 1.07 | 22.5 | 0.011047
2022-04-30 | 17 | 495655 | 2022-04-30 | 17 | 30.08 | 1.5 | 31.58 | 0.011398
2022-04-30 | 18 | 531437 | 2022-04-30 | 18 | 51.6 | 1.18 | 52.78 | 0.020424
2022-04-30 | 19 | 191241 | 2022-04-30 | 19 | 64.31 | 1.22 | 65.53 | 0.0091253
2022-04-30 | 20 | 110 | 2022-04-30 | 20 | 83.53 | 1.68 | 85.21 | 6.8251e-06
2022-04-30 | 21 | 0 | 2022-04-30 | 21 | 85.9 | 1.75 | 87.65 | 0
2022-04-30 | 22 | 0 | 2022-04-30 | 22 | 76.55 | 1.5 | 78.05 | 0
2022-04-30 | 23 | 0 | 2022-04-30 | 23 | 82.52 | 1.8 | 84.32 | 0
2022-04-30 | 24 | 0 | 2022-04-30 | 24 | 80.7 | 1.94 | 82.64 | 0
2022-05-01 | 1 | 0 | 2022-05-01 | 1 | 87.17 | 2.62 | 89.79 | 0
2022-05-01 | 2 | 0 | 2022-05-01 | 2 | 64.13 | 1.38 | 65.51 | 0
2022-05-01 | 3 | 0 | 2022-05-01 | 3 | 53.77 | 0.81 | 54.58 | 0
2022-05-01 | 4 | 0 | 2022-05-01 | 4 | 53.2 | 0.76 | 53.96 | 0
2022-05-01 | 5 | 0 | 2022-05-01 | 5 | 66.47 | 1.6 | 68.07 | 0
2022-05-01 | 6 | 7 | 2022-05-01 | 6 | 67.78 | 1.4 | 69.18 | 3.5262e-07
2022-05-01 | 7 | 340 | 2022-05-01 | 7 | 66.98 | 1.44 | 68.42 | 1.6939e-05
2022-05-01 | 8 | 115349 | 2022-05-01 | 8 | 66.98 | 2.52 | 69.5 | 0.0058375
2022-05-01 | 9 | 352158 | 2022-05-01 | 9 | 47.96 | 1.46 | 49.42 | 0.012673
2022-05-01 | 10 | 589809 | 2022-05-01 | 10 | 43.13 | 1.37 | 44.5 | 0.019112
2022-05-01 | 11 | 761416 | 2022-05-01 | 11 | 48.14 | 0.94 | 49.08 | 0.027211
2022-05-01 | 12 | 799227 | 2022-05-01 | 12 | 48.81 | 0.74 | 49.55 | 0.028836
2022-05-01 | 13 | 869838 | 2022-05-01 | 13 | 48.84 | 0.76 | 49.6 | 0.031416
2022-05-01 | 14 | 796835 | 2022-05-01 | 14 | 46.99 | 0.74 | 47.73 | 0.027694
2022-05-01 | 15 | 796175 | 2022-05-01 | 15 | 45.84 | 0.76 | 46.6 | 0.027016
2022-05-01 | 16 | 815935 | 2022-05-01 | 16 | 48.93 | 0.76 | 49.69 | 0.029522
2022-05-01 | 17 | 701435 | 2022-05-01 | 17 | 50.9 | 0.79 | 51.69 | 0.026401
2022-05-01 | 18 | 432981 | 2022-05-01 | 18 | 77.45 | 1.27 | 78.72 | 0.024819
2022-05-01 | 19 | 194884 | 2022-05-01 | 19 | 96.2 | 0.94 | 97.14 | 0.013785
2022-05-01 | 20 | 63 | 2022-05-01 | 20 | 95.98 | 1.89 | 97.87 | 4.4897e-06
2022-05-01 | 21 | 0 | 2022-05-01 | 21 | 94.42 | 1.14 | 95.56 | 0
2022-05-01 | 22 | 0 | 2022-05-01 | 22 | 82.76 | 1.29 | 84.05 | 0
2022-05-01 | 23 | 0 | 2022-05-01 | 23 | 86.4 | 2.56 | 88.96 | 0
2022-05-01 | 24 | 0 | 2022-05-01 | 24 | 64.6 | 1.51 | 66.11 | 0
2022-05-02 | 1 | 0 | 2022-05-02 | 1 | 53.32 | 1.56 | 54.88 | 0
2022-05-02 | 2 | 0 | 2022-05-02 | 2 | 53.61 | 1.47 | 55.08 | 0
2022-05-02 | 3 | 0 | 2022-05-02 | 3 | 53.3 | 1.37 | 54.67 | 0
2022-05-02 | 4 | 0 | 2022-05-02 | 4 | 53.76 | 1.45 | 55.21 | 0
2022-05-02 | 5 | 0 | 2022-05-02 | 5 | 54.56 | 1.35 | 55.91 | 0
2022-05-02 | 6 | 20 | 2022-05-02 | 6 | 63.65 | 2.04 | 65.69 | 9.5665e-07
2022-05-02 | 7 | 1007 | 2022-05-02 | 7 | 86.08 | 2.58 | 88.66 | 6.501e-05
2022-05-02 | 8 | 116342 | 2022-05-02 | 8 | 108.89 | 2.68 | 111.57 | 0.0094517
2022-05-02 | 9 | 238099 | 2022-05-02 | 9 | 98.96 | 2.09 | 101.05 | 0.017519
2022-05-02 | 10 | 378177 | 2022-05-02 | 10 | 103.27 | 2.13 | 105.4 | 0.029024
2022-05-02 | 11 | 329650 | 2022-05-02 | 11 | 103.92 | 1.85 | 105.77 | 0.025389
2022-05-02 | 12 | 374045 | 2022-05-02 | 12 | 102.39 | 3.16 | 105.55 | 0.028748
2022-05-02 | 13 | 331637 | 2022-05-02 | 13 | 112.85 | 2.22 | 115.07 | 0.027788
2022-05-02 | 14 | 153161 | 2022-05-02 | 14 | 125.94 | 2.51 | 128.45 | 0.014325
2022-05-02 | 15 | 250830 | 2022-05-02 | 15 | 111.3 | 2.51 | 113.81 | 0.020787
2022-05-02 | 16 | 164644 | 2022-05-02 | 16 | 115.26 | 2.38 | 117.64 | 0.014103
2022-05-02 | 17 | 56348 | 2022-05-02 | 17 | 133.08 | 2.08 | 135.16 | 0.0055456
2022-05-02 | 18 | 757 | 2022-05-02 | 18 | 140.67 | 2.05 | 142.72 | 7.8669e-05
2022-05-02 | 19 | 160 | 2022-05-02 | 19 | 127.99 | 2.5 | 130.49 | 1.5203e-05
2022-05-02 | 20 | 7 | 2022-05-02 | 20 | 101.61 | 2.08 | 103.69 | 5.2852e-07
2022-05-02 | 21 | 0 | 2022-05-02 | 21 | 99.46 | 2.27 | 101.73 | 0
2022-05-02 | 22 | 0 | 2022-05-02 | 22 | 66.33 | 2.08 | 68.41 | 0
2022-05-02 | 23 | 0 | 2022-05-02 | 23 | 93.09 | 3.94 | 97.03 | 0
2022-05-02 | 24 | 0 | 2022-05-02 | 24 | 69.77 | 1.79 | 71.56 | 0
2022-05-03 | 1 | 0 | 2022-05-03 | 1 | 75.49 | 2.11 | 77.6 | 0
2022-05-03 | 2 | 0 | 2022-05-03 | 2 | 76.77 | 1.24 | 78.01 | 0
2022-05-03 | 3 | 0 | 2022-05-03 | 3 | 102.83 | 1.21 | 104.04 | 0
2022-05-03 | 4 | 0 | 2022-05-03 | 4 | 103.93 | 1.21 | 105.14 | 0
2022-05-03 | 5 | 0 | 2022-05-03 | 5 | 91.91 | 1.32 | 93.23 | 0
2022-05-03 | 6 | 0 | 2022-05-03 | 6 | 77.36 | 1.33 | 78.69 | 0
2022-05-03 | 7 | 230 | 2022-05-03 | 7 | 77.81 | 2.04 | 79.85 | 1.3373e-05
2022-05-03 | 8 | 1007 | 2022-05-03 | 8 | 111.88 | 3.71 | 115.59 | 8.4757e-05
2022-05-03 | 9 | 104448 | 2022-05-03 | 9 | 99.55 | 2.65 | 102.2 | 0.0077728
2022-05-03 | 10 | 143571 | 2022-05-03 | 10 | 91.68 | 3.2 | 94.88 | 0.009919
2022-05-03 | 11 | 143935 | 2022-05-03 | 11 | 65.79 | 2.11 | 67.9 | 0.0071164
2022-05-03 | 12 | 242356 | 2022-05-03 | 12 | 62.72 | 1.69 | 64.41 | 0.011367
2022-05-03 | 13 | 466954 | 2022-05-03 | 13 | 64.36 | 1.7 | 66.06 | 0.022461
2022-05-03 | 14 | 250933 | 2022-05-03 | 14 | 64.13 | 1.78 | 65.91 | 0.012043
2022-05-03 | 15 | 496286 | 2022-05-03 | 15 | 62.13 | 1.72 | 63.85 | 0.023074
2022-05-03 | 16 | 217327 | 2022-05-03 | 16 | 63.59 | 1.74 | 65.33 | 0.010338
2022-05-03 | 17 | 308825 | 2022-05-03 | 17 | 81 | 2.42 | 83.42 | 0.018759
2022-05-03 | 18 | 257356 | 2022-05-03 | 18 | 79.22 | 1.82 | 81.04 | 0.015187
2022-05-03 | 19 | 62334 | 2022-05-03 | 19 | 69.93 | 1.7 | 71.63 | 0.0032512
2022-05-03 | 20 | 107 | 2022-05-03 | 20 | 83.4 | 2.18 | 85.58 | 6.6678e-06
2022-05-03 | 21 | 0 | 2022-05-03 | 21 | 94.53 | 1.85 | 96.38 | 0
2022-05-03 | 22 | 0 | 2022-05-03 | 22 | 92.67 | 2.34 | 95.01 | 0
2022-05-03 | 23 | 0 | 2022-05-03 | 23 | 67.25 | 2.29 | 69.54 | 0
2022-05-03 | 24 | 0 | 2022-05-03 | 24 | 57.93 | 1.38 | 59.31 | 0
2022-05-04 | 1 | 0 | 2022-05-04 | 1 | 59.55 | 0.48 | 60.03 | 0
2022-05-04 | 2 | 0 | 2022-05-04 | 2 | 58.36 | 0.51 | 58.87 | 0
2022-05-04 | 3 | 0 | 2022-05-04 | 3 | 56.8 | 0.52 | 57.32 | 0
2022-05-04 | 4 | 0 | 2022-05-04 | 4 | 57.35 | 0.52 | 57.87 | 0
2022-05-04 | 5 | 0 | 2022-05-04 | 5 | 58.57 | 0.55 | 59.12 | 0
2022-05-04 | 6 | 0 | 2022-05-04 | 6 | 58.59 | 0.57 | 59.16 | 0
2022-05-04 | 7 | 143 | 2022-05-04 | 7 | 67.21 | 0.88 | 68.09 | 7.09e-06
2022-05-04 | 8 | 440 | 2022-05-04 | 8 | 95.91 | 1.92 | 97.83 | 3.1344e-05
2022-05-04 | 9 | 677 | 2022-05-04 | 9 | 108.14 | 1.24 | 109.38 | 5.392e-05
2022-05-04 | 10 | 637 | 2022-05-04 | 10 | 108.38 | 1.17 | 109.55 | 5.0813e-05
2022-05-04 | 11 | 109838 | 2022-05-04 | 11 | 107.63 | 1.19 | 108.82 | 0.0087033
2022-05-04 | 12 | 147022 | 2022-05-04 | 12 | 107.22 | 1.21 | 108.43 | 0.011608
2022-05-04 | 13 | 82691 | 2022-05-04 | 13 | 99.75 | 1.39 | 101.14 | 0.0060898
2022-05-04 | 14 | 104418 | 2022-05-04 | 14 | 83.77 | 1.41 | 85.18 | 0.0064765
2022-05-04 | 15 | 2013 | 2022-05-04 | 15 | 81.69 | 1.52 | 83.21 | 0.00012197
2022-05-04 | 16 | 32950 | 2022-05-04 | 16 | 99.62 | 1.54 | 101.16 | 0.0024271
2022-05-04 | 17 | 787 | 2022-05-04 | 17 | 102.14 | 1.15 | 103.29 | 5.9191e-05
2022-05-04 | 18 | 467 | 2022-05-04 | 18 | 108.81 | 1.5 | 110.31 | 3.7511e-05
2022-05-04 | 19 | 83 | 2022-05-04 | 19 | 91.73 | 1.45 | 93.18 | 5.6315e-06
2022-05-04 | 20 | 0 | 2022-05-04 | 20 | 77.49 | 1.05 | 78.54 | 0
2022-05-04 | 21 | 0 | 2022-05-04 | 21 | 82.3 | 1.21 | 83.51 | 0
2022-05-04 | 22 | 0 | 2022-05-04 | 22 | 93.78 | 1.63 | 95.41 | 0
2022-05-04 | 23 | 0 | 2022-05-04 | 23 | 68.51 | 1.08 | 69.59 | 0
2022-05-04 | 24 | 0 | 2022-05-04 | 24 | 69.47 | 0.61 | 70.08 | 0
2022-05-05 | 1 | 0 | 2022-05-05 | 1 | 67.04 | 0.69 | 67.73 | 0
2022-05-05 | 2 | 0 | 2022-05-05 | 2 | 60.25 | 0.67 | 60.92 | 0
2022-05-05 | 3 | 0 | 2022-05-05 | 3 | 60.69 | 0.66 | 61.35 | 0
2022-05-05 | 4 | 0 | 2022-05-05 | 4 | 60.91 | 0.64 | 61.55 | 0
2022-05-05 | 5 | 0 | 2022-05-05 | 5 | 61.04 | 0.65 | 61.69 | 0
2022-05-05 | 6 | 20 | 2022-05-05 | 6 | 62.24 | 0.64 | 62.88 | 9.1573e-07
2022-05-05 | 7 | 510 | 2022-05-05 | 7 | 69.78 | 0.73 | 70.51 | 2.6185e-05
2022-05-05 | 8 | 131531 | 2022-05-05 | 8 | 66.26 | 1.05 | 67.31 | 0.0064466
2022-05-05 | 9 | 353373 | 2022-05-05 | 9 | 61.99 | 1.07 | 63.06 | 0.016226
2022-05-05 | 10 | 597908 | 2022-05-05 | 10 | 56.8 | 0.96 | 57.76 | 0.025147
2022-05-05 | 11 | 771088 | 2022-05-05 | 11 | 57.67 | 1.01 | 58.68 | 0.032947
2022-05-05 | 12 | 461576 | 2022-05-05 | 12 | 54.36 | 1.05 | 55.41 | 0.018623
2022-05-05 | 13 | 801328 | 2022-05-05 | 13 | 55.24 | 1.03 | 56.27 | 0.032833
2022-05-05 | 14 | 800868 | 2022-05-05 | 14 | 58.14 | 1.03 | 59.17 | 0.034505
2022-05-05 | 15 | 800098 | 2022-05-05 | 15 | 56.96 | 1.03 | 57.99 | 0.033785
2022-05-05 | 16 | 704510 | 2022-05-05 | 16 | 57.92 | 1 | 58.92 | 0.030226
2022-05-05 | 17 | 576411 | 2022-05-05 | 17 | 59.71 | 0.99 | 60.7 | 0.025477
2022-05-05 | 18 | 390524 | 2022-05-05 | 18 | 61.96 | 0.99 | 62.95 | 0.017901
2022-05-05 | 19 | 182626 | 2022-05-05 | 19 | 64.01 | 1 | 65.01 | 0.0086451
2022-05-05 | 20 | 213 | 2022-05-05 | 20 | 87.48 | 1.13 | 88.61 | 1.3743e-05
2022-05-05 | 21 | 0 | 2022-05-05 | 21 | 101.79 | 1.28 | 103.07 | 0
2022-05-05 | 22 | 0 | 2022-05-05 | 22 | 83.99 | 1.57 | 85.56 | 0
2022-05-05 | 23 | 0 | 2022-05-05 | 23 | 68.84 | 1.51 | 70.35 | 0
2022-05-05 | 24 | 0 | 2022-05-05 | 24 | 78 | 1.9 | 79.9 | 0
2022-05-06 | 1 | 0 | 2022-05-06 | 1 | 76.84 | 2.71 | 79.55 | 0
2022-05-06 | 2 | 0 | 2022-05-06 | 2 | 74.55 | 2.73 | 77.28 | 0
2022-05-06 | 3 | 0 | 2022-05-06 | 3 | 64.69 | 1.79 | 66.48 | 0
2022-05-06 | 4 | 0 | 2022-05-06 | 4 | 68.65 | 2.15 | 70.8 | 0
2022-05-06 | 5 | 0 | 2022-05-06 | 5 | 101.79 | 3.72 | 105.51 | 0
2022-05-06 | 6 | 0 | 2022-05-06 | 6 | 104.84 | 3.35 | 108.19 | 0
2022-05-06 | 7 | 573 | 2022-05-06 | 7 | 69.68 | 2.19 | 71.87 | 2.9987e-05
2022-05-06 | 8 | 15945 | 2022-05-06 | 8 | 68.58 | 2.2 | 70.78 | 0.00082179
2022-05-06 | 9 | 319612 | 2022-05-06 | 9 | 72.29 | 2.39 | 74.68 | 0.01738
2022-05-06 | 10 | 398618 | 2022-05-06 | 10 | 64.5 | 2.24 | 66.74 | 0.019372
2022-05-06 | 11 | 442564 | 2022-05-06 | 11 | 59.08 | 2.08 | 61.16 | 0.019709
2022-05-06 | 12 | 481217 | 2022-05-06 | 12 | 60.88 | 2.11 | 62.99 | 0.022072
2022-05-06 | 13 | 609064 | 2022-05-06 | 13 | 60.29 | 2.07 | 62.36 | 0.027656
2022-05-06 | 14 | 739010 | 2022-05-06 | 14 | 62.38 | 2.07 | 64.45 | 0.034682
2022-05-06 | 15 | 501989 | 2022-05-06 | 15 | 62.12 | 2.06 | 64.18 | 0.023459
2022-05-06 | 16 | 428170 | 2022-05-06 | 16 | 64.31 | 2.07 | 66.38 | 0.020696
2022-05-06 | 17 | 406394 | 2022-05-06 | 17 | 69.95 | 2.08 | 72.03 | 0.021315
2022-05-06 | 18 | 211064 | 2022-05-06 | 18 | 67.55 | 2.06 | 69.61 | 0.010698
2022-05-06 | 19 | 114008 | 2022-05-06 | 19 | 66.92 | 2.17 | 69.09 | 0.0057356
2022-05-06 | 20 | 73 | 2022-05-06 | 20 | 100.76 | 3.17 | 103.93 | 5.5244e-06
2022-05-06 | 21 | 0 | 2022-05-06 | 21 | 107.16 | 1.98 | 109.14 | 0
2022-05-06 | 22 | 0 | 2022-05-06 | 22 | 94.46 | 2.35 | 96.81 | 0
2022-05-06 | 23 | 0 | 2022-05-06 | 23 | 86.74 | 2.77 | 89.51 | 0
2022-05-06 | 24 | 0 | 2022-05-06 | 24 | 70.11 | 1.8 | 71.91 | 0
2022-05-07 | 1 | 0 | 2022-05-07 | 1 | 69.22 | 1.01 | 70.23 | 0
2022-05-07 | 2 | 0 | 2022-05-07 | 2 | 65.83 | 0.79 | 66.62 | 0
2022-05-07 | 3 | 0 | 2022-05-07 | 3 | 63.47 | 0.67 | 64.14 | 0
2022-05-07 | 4 | 0 | 2022-05-07 | 4 | 64.25 | 0.67 | 64.92 | 0
2022-05-07 | 5 | 0 | 2022-05-07 | 5 | 66.3 | 0.66 | 66.96 | 0
2022-05-07 | 6 | 33 | 2022-05-07 | 6 | 69.17 | 0.58 | 69.75 | 1.676e-06
2022-05-07 | 7 | 693 | 2022-05-07 | 7 | 73.93 | 1.28 | 75.21 | 3.7952e-05
2022-05-07 | 8 | 50926 | 2022-05-07 | 8 | 76.58 | 1.53 | 78.11 | 0.0028965
2022-05-07 | 9 | 238635 | 2022-05-07 | 9 | 66.4 | 0.69 | 67.09 | 0.011658
2022-05-07 | 10 | 394364 | 2022-05-07 | 10 | 61.45 | 0.67 | 62.12 | 0.017838
2022-05-07 | 11 | 591710 | 2022-05-07 | 11 | 61.28 | 0.65 | 61.93 | 0.026683
2022-05-07 | 12 | 515738 | 2022-05-07 | 12 | 62.35 | 1.36 | 63.71 | 0.023926
2022-05-07 | 13 | 448027 | 2022-05-07 | 13 | 60.67 | 0.87 | 61.54 | 0.020076
2022-05-07 | 14 | 588452 | 2022-05-07 | 14 | 60.89 | 0.64 | 61.53 | 0.026365
2022-05-07 | 15 | 610616 | 2022-05-07 | 15 | 62.19 | 0.62 | 62.81 | 0.027927
2022-05-07 | 16 | 510192 | 2022-05-07 | 16 | 60.91 | 0.64 | 61.55 | 0.022866
2022-05-07 | 17 | 484368 | 2022-05-07 | 17 | 63.97 | 0.68 | 64.65 | 0.022802
2022-05-07 | 18 | 271149 | 2022-05-07 | 18 | 66.78 | 0.78 | 67.56 | 0.013339
2022-05-07 | 19 | 138506 | 2022-05-07 | 19 | 106.87 | 1.78 | 108.65 | 0.010958
2022-05-07 | 20 | 183 | 2022-05-07 | 20 | 134.24 | 3.04 | 137.28 | 1.8293e-05
2022-05-07 | 21 | 0 | 2022-05-07 | 21 | 128.62 | 2.11 | 130.73 | 0
2022-05-07 | 22 | 0 | 2022-05-07 | 22 | 106.49 | 1.11 | 107.6 | 0
2022-05-07 | 23 | 0 | 2022-05-07 | 23 | 105.54 | 1.31 | 106.85 | 0
2022-05-07 | 24 | 0 | 2022-05-07 | 24 | 98.42 | 2.4 | 100.82 | 0
2022-05-08 | 1 | 0 | 2022-05-08 | 1 | 129.84 | 2.88 | 132.72 | 0
2022-05-08 | 2 | 0 | 2022-05-08 | 2 | 98.2 | 1.18 | 99.38 | 0
2022-05-08 | 3 | 0 | 2022-05-08 | 3 | 87.92 | 3.44 | 91.36 | 0
2022-05-08 | 4 | 0 | 2022-05-08 | 4 | 81.4 | 2.59 | 83.99 | 0
2022-05-08 | 5 | 0 | 2022-05-08 | 5 | 99.87 | 3.59 | 103.46 | 0
2022-05-08 | 6 | 17 | 2022-05-08 | 6 | 134.67 | 2.31 | 136.98 | 1.6956e-06
2022-05-08 | 7 | 643 | 2022-05-08 | 7 | 86.59 | 2.8 | 89.39 | 4.1853e-05
2022-05-08 | 8 | 158532 | 2022-05-08 | 8 | 97.49 | 2.75 | 100.24 | 0.011571
2022-05-08 | 9 | 256004 | 2022-05-08 | 9 | 70.03 | 2.23 | 72.26 | 0.01347
2022-05-08 | 10 | 416215 | 2022-05-08 | 10 | 61.82 | 1.31 | 63.13 | 0.019133
2022-05-08 | 11 | 559176 | 2022-05-08 | 11 | 62.67 | 1.22 | 63.89 | 0.026014
2022-05-08 | 12 | 800111 | 2022-05-08 | 12 | 61.93 | 1.8 | 63.73 | 0.037129
2022-05-08 | 13 | 801171 | 2022-05-08 | 13 | 61.58 | 1.23 | 62.81 | 0.036642
2022-05-08 | 14 | 801578 | 2022-05-08 | 14 | 55.82 | 1.15 | 56.97 | 0.033252
2022-05-08 | 15 | 800425 | 2022-05-08 | 15 | 52.99 | 1.22 | 54.21 | 0.031595
2022-05-08 | 16 | 621891 | 2022-05-08 | 16 | 55.15 | 1.43 | 56.58 | 0.025621
2022-05-08 | 17 | 578885 | 2022-05-08 | 17 | 59.85 | 1.25 | 61.1 | 0.025755
2022-05-08 | 18 | 270723 | 2022-05-08 | 18 | 62.35 | 1.87 | 64.22 | 0.01266
2022-05-08 | 19 | 156535 | 2022-05-08 | 19 | 85.96 | 2.65 | 88.61 | 0.0101
2022-05-08 | 20 | 167 | 2022-05-08 | 20 | 108.25 | 2.44 | 110.69 | 1.346e-05
2022-05-08 | 21 | 0 | 2022-05-08 | 21 | 119.06 | 1.17 | 120.23 | 0
2022-05-08 | 22 | 0 | 2022-05-08 | 22 | 98.36 | 2.01 | 100.37 | 0
2022-05-08 | 23 | 0 | 2022-05-08 | 23 | 99.18 | 2.48 | 101.66 | 0
2022-05-08 | 24 | 0 | 2022-05-08 | 24 | 100.61 | 2.26 | 102.87 | 0
2022-05-09 | 1 | 0 | 2022-05-09 | 1 | 99.02 | 2.39 | 101.41 | 0
2022-05-09 | 2 | 0 | 2022-05-09 | 2 | 110.14 | 2.48 | 112.62 | 0
2022-05-09 | 3 | 0 | 2022-05-09 | 3 | 114.74 | 4.66 | 119.4 | 0
2022-05-09 | 4 | 0 | 2022-05-09 | 4 | 125.24 | 4.77 | 130.01 | 0
2022-05-09 | 5 | 0 | 2022-05-09 | 5 | 126.21 | 4.77 | 130.98 | 0
2022-05-09 | 6 | 23 | 2022-05-09 | 6 | 137.85 | 2.19 | 140.04 | 2.3453e-06
2022-05-09 | 7 | 417 | 2022-05-09 | 7 | 144.6 | 3.18 | 147.78 | 4.4872e-05
2022-05-09 | 8 | 139580 | 2022-05-09 | 8 | 131.25 | 4.26 | 135.51 | 0.013773
2022-05-09 | 9 | 325802 | 2022-05-09 | 9 | 65.06 | 2.74 | 67.8 | 0.016085
2022-05-09 | 10 | 539518 | 2022-05-09 | 10 | 63.34 | 1.91 | 65.25 | 0.025634
2022-05-09 | 11 | 743776 | 2022-05-09 | 11 | 66.01 | 1.71 | 67.72 | 0.036676
2022-05-09 | 12 | 801475 | 2022-05-09 | 12 | 64.54 | 2.29 | 66.83 | 0.039002
2022-05-09 | 13 | 802161 | 2022-05-09 | 13 | 62.93 | 1.72 | 64.65 | 0.037762
2022-05-09 | 14 | 801517 | 2022-05-09 | 14 | 55.05 | 1.65 | 56.7 | 0.033092
2022-05-09 | 15 | 800509 | 2022-05-09 | 15 | 51.91 | 1.67 | 53.58 | 0.031232
2022-05-09 | 16 | 797227 | 2022-05-09 | 16 | 53.6 | 1.68 | 55.28 | 0.03209
2022-05-09 | 17 | 680007 | 2022-05-09 | 17 | 49.74 | 1.74 | 51.48 | 0.02549
2022-05-09 | 18 | 466412 | 2022-05-09 | 18 | 80.62 | 1.93 | 82.55 | 0.028036
2022-05-09 | 19 | 218301 | 2022-05-09 | 19 | 111.51 | 2.58 | 114.09 | 0.018135
2022-05-09 | 20 | 173 | 2022-05-09 | 20 | 96.39 | 3.11 | 99.5 | 1.2534e-05
2022-05-09 | 21 | 0 | 2022-05-09 | 21 | 90.75 | 1.55 | 92.3 | 0
2022-05-09 | 22 | 0 | 2022-05-09 | 22 | 100.21 | 2.52 | 102.73 | 0
2022-05-09 | 23 | 0 | 2022-05-09 | 23 | 76.73 | 2.87 | 79.6 | 0
2022-05-09 | 24 | 0 | 2022-05-09 | 24 | 57.2 | 1.42 | 58.62 | 0
2022-05-10 | 1 | 0 | 2022-05-10 | 1 | 59.23 | 0.83 | 60.06 | 0
2022-05-10 | 2 | 0 | 2022-05-10 | 2 | 59.33 | 0.8 | 60.13 | 0
2022-05-10 | 3 | 0 | 2022-05-10 | 3 | 57.62 | 0.8 | 58.42 | 0
2022-05-10 | 4 | 0 | 2022-05-10 | 4 | 59.05 | 0.8 | 59.85 | 0
2022-05-10 | 5 | 0 | 2022-05-10 | 5 | 61.5 | 0.8 | 62.3 | 0
2022-05-10 | 6 | 30 | 2022-05-10 | 6 | 71.62 | 2.15 | 73.77 | 1.6115e-06
2022-05-10 | 7 | 420 | 2022-05-10 | 7 | 100.28 | 2.73 | 103.01 | 3.1503e-05
2022-05-10 | 8 | 134787 | 2022-05-10 | 8 | 93.56 | 1.86 | 95.42 | 0.0093651
2022-05-10 | 9 | 374552 | 2022-05-10 | 9 | 92.56 | 1.25 | 93.81 | 0.025585
2022-05-10 | 10 | 618465 | 2022-05-10 | 10 | 56.98 | 1.36 | 58.34 | 0.026273
2022-05-10 | 11 | 852933 | 2022-05-10 | 11 | 56.67 | 1.26 | 57.93 | 0.035979
2022-05-10 | 12 | 800955 | 2022-05-10 | 12 | 57.47 | 1.25 | 58.72 | 0.034247
2022-05-10 | 13 | 801585 | 2022-05-10 | 13 | 55.88 | 1.18 | 57.06 | 0.033305
2022-05-10 | 14 | 799459 | 2022-05-10 | 14 | 52.28 | 1.25 | 53.53 | 0.031161
2022-05-10 | 15 | 800769 | 2022-05-10 | 15 | 50.24 | 1.23 | 51.47 | 0.030011
2022-05-10 | 16 | 794735 | 2022-05-10 | 16 | 48.05 | 1.29 | 49.34 | 0.028553
2022-05-10 | 17 | 667689 | 2022-05-10 | 17 | 54.18 | 1.23 | 55.41 | 0.026939
2022-05-10 | 18 | 455100 | 2022-05-10 | 18 | 56.89 | 1.24 | 58.13 | 0.019263
2022-05-10 | 19 | 215655 | 2022-05-10 | 19 | 76.83 | 1.47 | 78.3 | 0.012295
2022-05-10 | 20 | 163 | 2022-05-10 | 20 | 97.46 | 1.47 | 98.93 | 1.1742e-05
2022-05-10 | 21 | 0 | 2022-05-10 | 21 | 94.56 | 1.12 | 95.68 | 0
2022-05-10 | 22 | 0 | 2022-05-10 | 22 | 90.44 | 1.55 | 91.99 | 0
2022-05-10 | 23 | 0 | 2022-05-10 | 23 | 71.43 | 1.52 | 72.95 | 0
2022-05-10 | 24 | 0 | 2022-05-10 | 24 | 58.96 | 0.98 | 59.94 | 0
2022-05-11 | 1 | 0 | 2022-05-11 | 1 | 56.2 | 0.48 | 56.68 | 0
2022-05-11 | 2 | 0 | 2022-05-11 | 2 | 57.1 | 0.51 | 57.61 | 0
2022-05-11 | 3 | 0 | 2022-05-11 | 3 | 56.91 | 0.44 | 57.35 | 0
2022-05-11 | 4 | 0 | 2022-05-11 | 4 | 55.1 | 0.42 | 55.52 | 0
2022-05-11 | 5 | 0 | 2022-05-11 | 5 | 58.56 | 0.61 | 59.17 | 0
2022-05-11 | 6 | 33 | 2022-05-11 | 6 | 58.47 | 0.58 | 59.05 | 1.4189e-06
2022-05-11 | 7 | 420 | 2022-05-11 | 7 | 59.13 | 0.57 | 59.7 | 1.8258e-05
2022-05-11 | 8 | 142003 | 2022-05-11 | 8 | 86.84 | 2.59 | 89.43 | 0.0092471
2022-05-11 | 9 | 378058 | 2022-05-11 | 9 | 57.19 | 1.37 | 58.56 | 0.016121
2022-05-11 | 10 | 610462 | 2022-05-11 | 10 | 45.72 | 0.94 | 46.66 | 0.020741
2022-05-11 | 11 | 780830 | 2022-05-11 | 11 | 50.04 | 0.88 | 50.92 | 0.028951
2022-05-11 | 12 | 800085 | 2022-05-11 | 12 | 49.58 | 1.17 | 50.75 | 0.029566
2022-05-11 | 13 | 796845 | 2022-05-11 | 13 | 47.35 | 0.87 | 48.22 | 0.027979
2022-05-11 | 14 | 797068 | 2022-05-11 | 14 | 49.19 | 0.81 | 50 | 0.02902
2022-05-11 | 15 | 793752 | 2022-05-11 | 15 | 50.38 | 0.81 | 51.19 | 0.029587
2022-05-11 | 16 | 774086 | 2022-05-11 | 16 | 52.77 | 0.82 | 53.59 | 0.030206
2022-05-11 | 17 | 628402 | 2022-05-11 | 17 | 54.77 | 0.87 | 55.64 | 0.025459
2022-05-11 | 18 | 426374 | 2022-05-11 | 18 | 56.7 | 1.25 | 57.95 | 0.017992
2022-05-11 | 19 | 200039 | 2022-05-11 | 19 | 75.04 | 1.81 | 76.85 | 0.011194
2022-05-11 | 20 | 140 | 2022-05-11 | 20 | 66.79 | 1.16 | 67.95 | 6.927e-06
2022-05-11 | 21 | 0 | 2022-05-11 | 21 | 60.61 | 0.73 | 61.34 | 0
2022-05-11 | 22 | 0 | 2022-05-11 | 22 | 59.26 | 0.75 | 60.01 | 0
2022-05-11 | 23 | 0 | 2022-05-11 | 23 | 54.5 | 0.91 | 55.41 | 0
2022-05-11 | 24 | 0 | 2022-05-11 | 24 | 51.82 | 0.73 | 52.55 | 0
2022-05-12 | 1 | 0 | 2022-05-12 | 1 | 52.91 | 1.61 | 54.52 | 0
2022-05-12 | 2 | 0 | 2022-05-12 | 2 | 64.54 | 2.14 | 66.68 | 0
2022-05-12 | 3 | 0 | 2022-05-12 | 3 | 54.03 | 1.61 | 55.64 | 0
2022-05-12 | 4 | 0 | 2022-05-12 | 4 | 53.81 | 1.43 | 55.24 | 0
2022-05-12 | 5 | 0 | 2022-05-12 | 5 | 56.15 | 1.73 | 57.88 | 0
2022-05-12 | 6 | 30 | 2022-05-12 | 6 | 68.55 | 2.38 | 70.93 | 1.5494e-06
2022-05-12 | 7 | 490 | 2022-05-12 | 7 | 60.85 | 1.78 | 62.63 | 2.2346e-05
2022-05-12 | 8 | 148763 | 2022-05-12 | 8 | 60.5 | 1.95 | 62.45 | 0.0067648
2022-05-12 | 9 | 360759 | 2022-05-12 | 9 | 56.7 | 1.91 | 58.61 | 0.015396
2022-05-12 | 10 | 565082 | 2022-05-12 | 10 | 53.71 | 1.92 | 55.63 | 0.02289
2022-05-12 | 11 | 731149 | 2022-05-12 | 11 | 55.08 | 1.88 | 56.96 | 0.030325
2022-05-12 | 12 | 795655 | 2022-05-12 | 12 | 55.29 | 1.84 | 57.13 | 0.033099
2022-05-12 | 13 | 795875 | 2022-05-12 | 13 | 56.22 | 2.08 | 58.3 | 0.033786
2022-05-12 | 14 | 795905 | 2022-05-12 | 14 | 57.91 | 2.21 | 60.12 | 0.034842
2022-05-12 | 15 | 795821 | 2022-05-12 | 15 | 62 | 1.97 | 63.97 | 0.037069
2022-05-12 | 16 | 525690 | 2022-05-12 | 16 | 61.35 | 1.8 | 63.15 | 0.024173
2022-05-12 | 17 | 267866 | 2022-05-12 | 17 | 88.6 | 2.3 | 90.9 | 0.01773
2022-05-12 | 18 | 400837 | 2022-05-12 | 18 | 96.38 | 2.62 | 99 | 0.028895
2022-05-12 | 19 | 188046 | 2022-05-12 | 19 | 95.14 | 2.66 | 97.8 | 0.013391
2022-05-12 | 20 | 150 | 2022-05-12 | 20 | 88.32 | 3.72 | 92.04 | 1.0053e-05
2022-05-12 | 21 | 0 | 2022-05-12 | 21 | 91.72 | 2.66 | 94.38 | 0
2022-05-12 | 22 | 0 | 2022-05-12 | 22 | 84.25 | 2.42 | 86.67 | 0
2022-05-12 | 23 | 0 | 2022-05-12 | 23 | 67.21 | 2.08 | 69.29 | 0
2022-05-12 | 24 | 0 | 2022-05-12 | 24 | 60.21 | 1.56 | 61.77 | 0
2022-05-13 | 1 | 0 | 2022-05-13 | 1 | 62.18 | 1.31 | 63.49 | 0
2022-05-13 | 2 | 0 | 2022-05-13 | 2 | 54.96 | 0.96 | 55.92 | 0
2022-05-13 | 3 | 0 | 2022-05-13 | 3 | 54.22 | 0.98 | 55.2 | 0
2022-05-13 | 4 | 0 | 2022-05-13 | 4 | 56.37 | 1.01 | 57.38 | 0
2022-05-13 | 5 | 0 | 2022-05-13 | 5 | 58.22 | 1.01 | 59.23 | 0
2022-05-13 | 6 | 7 | 2022-05-13 | 6 | 71.36 | 1.93 | 73.29 | 3.7357e-07
2022-05-13 | 7 | 527 | 2022-05-13 | 7 | 57.24 | 1.18 | 58.42 | 2.2418e-05
2022-05-13 | 8 | 103628 | 2022-05-13 | 8 | 61.15 | 1.5 | 62.65 | 0.0047274
2022-05-13 | 9 | 369948 | 2022-05-13 | 9 | 73.89 | 1.5 | 75.39 | 0.020309
2022-05-13 | 10 | 584531 | 2022-05-13 | 10 | 62.01 | 1.44 | 63.45 | 0.027006
2022-05-13 | 11 | 717566 | 2022-05-13 | 11 | 56.29 | 1.32 | 57.61 | 0.030101
2022-05-13 | 12 | 792159 | 2022-05-13 | 12 | 56.01 | 1.32 | 57.33 | 0.033069
2022-05-13 | 13 | 794866 | 2022-05-13 | 13 | 56.36 | 1.33 | 57.69 | 0.03339
2022-05-13 | 14 | 829293 | 2022-05-13 | 14 | 59.27 | 1.42 | 60.69 | 0.036648
2022-05-13 | 15 | 431637 | 2022-05-13 | 15 | 63.95 | 1.55 | 65.5 | 0.020587
2022-05-13 | 16 | 751469 | 2022-05-13 | 16 | 74.65 | 2.63 | 77.28 | 0.042287
2022-05-13 | 17 | 611573 | 2022-05-13 | 17 | 83.23 | 1.64 | 84.87 | 0.037794
2022-05-13 | 18 | 132048 | 2022-05-13 | 18 | 98.6 | 2.26 | 100.86 | 0.0096979
2022-05-13 | 19 | 224139 | 2022-05-13 | 19 | 119.97 | 2.27 | 122.24 | 0.019951
2022-05-13 | 20 | 83 | 2022-05-13 | 20 | 128.65 | 2.68 | 131.33 | 7.9372e-06
2022-05-13 | 21 | 0 | 2022-05-13 | 21 | 117.42 | 1.58 | 119 | 0
2022-05-13 | 22 | 0 | 2022-05-13 | 22 | 98.21 | 2.21 | 100.42 | 0
2022-05-13 | 23 | 0 | 2022-05-13 | 23 | 89.63 | 1.98 | 91.61 | 0
2022-05-13 | 24 | 0 | 2022-05-13 | 24 | 70.88 | 1.3 | 72.18 | 0
2022-05-14 | 1 | 0 | 2022-05-14 | 1 | 115.54 | 2.26 | 117.8 | 0
2022-05-14 | 2 | 0 | 2022-05-14 | 2 | 97.94 | 2.05 | 99.99 | 0
2022-05-14 | 3 | 0 | 2022-05-14 | 3 | 65.85 | 1.83 | 67.68 | 0
2022-05-14 | 4 | 0 | 2022-05-14 | 4 | 58.57 | 1.76 | 60.33 | 0
2022-05-14 | 5 | 0 | 2022-05-14 | 5 | 69.16 | 1.84 | 71 | 0
2022-05-14 | 6 | 47 | 2022-05-14 | 6 | 61.05 | 1.87 | 62.92 | 2.1533e-06
2022-05-14 | 7 | 317 | 2022-05-14 | 7 | 72.87 | 2.17 | 75.04 | 1.7321e-05
2022-05-14 | 8 | 138002 | 2022-05-14 | 8 | 96.16 | 4.23 | 100.39 | 0.010088
2022-05-14 | 9 | 348915 | 2022-05-14 | 9 | 72.52 | 2.96 | 75.48 | 0.019177
2022-05-14 | 10 | 542568 | 2022-05-14 | 10 | 55.38 | 1.75 | 57.13 | 0.022571
2022-05-14 | 11 | 704696 | 2022-05-14 | 11 | 57.7 | 1.74 | 59.44 | 0.0305
2022-05-14 | 12 | 790613 | 2022-05-14 | 12 | 73.75 | 2.05 | 75.8 | 0.043637
2022-05-14 | 13 | 571683 | 2022-05-14 | 13 | 85.22 | 2.34 | 87.56 | 0.036449
2022-05-14 | 14 | 694137 | 2022-05-14 | 14 | 68 | 2.01 | 70.01 | 0.035386
2022-05-14 | 15 | 792154 | 2022-05-14 | 15 | 88.67 | 2.03 | 90.7 | 0.052317
2022-05-14 | 16 | 770456 | 2022-05-14 | 16 | 91.41 | 1.89 | 93.3 | 0.052342
2022-05-14 | 17 | 586771 | 2022-05-14 | 17 | 108.62 | 2.43 | 111.05 | 0.047447
2022-05-14 | 18 | 299109 | 2022-05-14 | 18 | 82.49 | 1.9 | 84.39 | 0.01838
2022-05-14 | 19 | 140537 | 2022-05-14 | 19 | 83.53 | 1.78 | 85.31 | 0.00873
2022-05-14 | 20 | 137 | 2022-05-14 | 20 | 103.42 | 2.33 | 105.75 | 1.0549e-05
2022-05-14 | 21 | 0 | 2022-05-14 | 21 | 95.01 | 2.06 | 97.07 | 0
2022-05-14 | 22 | 0 | 2022-05-14 | 22 | 89.63 | 2.23 | 91.86 | 0
2022-05-14 | 23 | 0 | 2022-05-14 | 23 | 98.61 | 2.81 | 101.42 | 0
2022-05-14 | 24 | 0 | 2022-05-14 | 24 | 89.58 | 2.19 | 91.77 | 0
2022-05-15 | 1 | 0 | 2022-05-15 | 1 | 83.7 | 1.54 | 85.24 | 0
2022-05-15 | 2 | 0 | 2022-05-15 | 2 | 69.54 | 1 | 70.54 | 0
2022-05-15 | 3 | 0 | 2022-05-15 | 3 | 66.89 | 0.88 | 67.77 | 0
2022-05-15 | 4 | 0 | 2022-05-15 | 4 | 60.65 | 0.93 | 61.58 | 0
2022-05-15 | 5 | 0 | 2022-05-15 | 5 | 60.25 | 0.93 | 61.18 | 0
2022-05-15 | 6 | 7 | 2022-05-15 | 6 | 61.43 | 0.97 | 62.4 | 3.1806e-07
2022-05-15 | 7 | 3430 | 2022-05-15 | 7 | 64.9 | 1.12 | 66.02 | 0.00016489
2022-05-15 | 8 | 1973 | 2022-05-15 | 8 | 60.96 | 1.04 | 62 | 8.9072e-05
2022-05-15 | 9 | 222384 | 2022-05-15 | 9 | 75.31 | 1.51 | 76.82 | 0.012439
2022-05-15 | 10 | 374159 | 2022-05-15 | 10 | 71.44 | 1.3 | 72.74 | 0.019818
2022-05-15 | 11 | 474797 | 2022-05-15 | 11 | 57.17 | 0.94 | 58.11 | 0.02009
2022-05-15 | 12 | 495908 | 2022-05-15 | 12 | 58.32 | 0.92 | 59.24 | 0.021391
2022-05-15 | 13 | 589799 | 2022-05-15 | 13 | 67.91 | 1.28 | 69.19 | 0.029715
2022-05-15 | 14 | 625167 | 2022-05-15 | 14 | 63.9 | 1.01 | 64.91 | 0.029548
2022-05-15 | 15 | 356546 | 2022-05-15 | 15 | 59.29 | 0.95 | 60.24 | 0.01564
2022-05-15 | 16 | 250669 | 2022-05-15 | 16 | 69.17 | 0.96 | 70.13 | 0.012801
2022-05-15 | 17 | 324113 | 2022-05-15 | 17 | 80.91 | 0.96 | 81.87 | 0.019322
2022-05-15 | 18 | 362309 | 2022-05-15 | 18 | 125.16 | 2.54 | 127.7 | 0.03369
2022-05-15 | 19 | 677 | 2022-05-15 | 19 | 119.84 | 2.88 | 122.72 | 6.0496e-05
2022-05-15 | 20 | 213 | 2022-05-15 | 20 | 101.07 | 1.58 | 102.65 | 1.5921e-05
2022-05-15 | 21 | 0 | 2022-05-15 | 21 | 104.74 | 2.01 | 106.75 | 0
2022-05-15 | 22 | 0 | 2022-05-15 | 22 | 90.77 | 1.4 | 92.17 | 0
2022-05-15 | 23 | 0 | 2022-05-15 | 23 | 94.13 | 1.57 | 95.7 | 0
2022-05-15 | 24 | 0 | 2022-05-15 | 24 | 71.9 | 1.01 | 72.91 | 0
2022-05-16 | 1 | 0 | 2022-05-16 | 1 | 82.88 | 1.27 | 84.15 | 0
2022-05-16 | 2 | 0 | 2022-05-16 | 2 | 66.25 | 1.12 | 67.37 | 0
2022-05-16 | 3 | 0 | 2022-05-16 | 3 | 56.17 | 1.19 | 57.36 | 0
2022-05-16 | 4 | 0 | 2022-05-16 | 4 | 59.07 | 1.13 | 60.2 | 0
2022-05-16 | 5 | 0 | 2022-05-16 | 5 | 68.99 | 1.21 | 70.2 | 0
2022-05-16 | 6 | 7 | 2022-05-16 | 6 | 102.52 | 1.63 | 104.15 | 5.3086e-07
2022-05-16 | 7 | 437 | 2022-05-16 | 7 | 59.46 | 1.29 | 60.75 | 1.9331e-05
2022-05-16 | 8 | 1337 | 2022-05-16 | 8 | 59.55 | 1.53 | 61.08 | 5.9464e-05
2022-05-16 | 9 | 143692 | 2022-05-16 | 9 | 57.12 | 1.42 | 58.54 | 0.0061251
2022-05-16 | 10 | 191404 | 2022-05-16 | 10 | 56.48 | 1.41 | 57.89 | 0.0080683
2022-05-16 | 11 | 241627 | 2022-05-16 | 11 | 58.31 | 1.37 | 59.68 | 0.0105
2022-05-16 | 12 | 297988 | 2022-05-16 | 12 | 58.67 | 1.37 | 60.04 | 0.013028
2022-05-16 | 13 | 681830 | 2022-05-16 | 13 | 70.35 | 1.42 | 71.77 | 0.035632
2022-05-16 | 14 | 793595 | 2022-05-16 | 14 | 75.74 | 1.47 | 77.21 | 0.044617
2022-05-16 | 15 | 267684 | 2022-05-16 | 15 | 81.52 | 1.62 | 83.14 | 0.016205
2022-05-16 | 16 | 117478 | 2022-05-16 | 16 | 73.6 | 1.45 | 75.05 | 0.00642
2022-05-16 | 17 | 164088 | 2022-05-16 | 17 | 86.69 | 1.58 | 88.27 | 0.010547
2022-05-16 | 18 | 182447 | 2022-05-16 | 18 | 112.75 | 2.52 | 115.27 | 0.015314
2022-05-16 | 19 | 117311 | 2022-05-16 | 19 | 89.83 | 2.2 | 92.03 | 0.0078613
2022-05-16 | 20 | 13 | 2022-05-16 | 20 | 73.24 | 1.42 | 74.66 | 7.0673e-07
2022-05-16 | 21 | 0 | 2022-05-16 | 21 | 75.91 | 1.43 | 77.34 | 0
2022-05-16 | 22 | 0 | 2022-05-16 | 22 | 69.13 | 1.65 | 70.78 | 0
2022-05-16 | 23 | 0 | 2022-05-16 | 23 | 62.08 | 1.58 | 63.66 | 0
2022-05-16 | 24 | 0 | 2022-05-16 | 24 | 60.37 | 1.26 | 61.63 | 0
2022-05-17 | 1 | 0 | 2022-05-17 | 1 | 63.15 | 0.84 | 63.99 | 0
2022-05-17 | 2 | 0 | 2022-05-17 | 2 | 74.22 | 1.02 | 75.24 | 0
2022-05-17 | 3 | 0 | 2022-05-17 | 3 | 67.05 | 0.98 | 68.03 | 0
2022-05-17 | 4 | 0 | 2022-05-17 | 4 | 58.64 | 0.83 | 59.47 | 0
2022-05-17 | 5 | 0 | 2022-05-17 | 5 | 57.65 | 0.8 | 58.45 | 0
2022-05-17 | 6 | 43 | 2022-05-17 | 6 | 70.76 | 1.05 | 71.81 | 2.2484e-06
2022-05-17 | 7 | 410 | 2022-05-17 | 7 | 61.03 | 1.03 | 62.06 | 1.8528e-05
2022-05-17 | 8 | 143261 | 2022-05-17 | 8 | 58.65 | 1.23 | 59.88 | 0.0062465
2022-05-17 | 9 | 378011 | 2022-05-17 | 9 | 54.5 | 1.09 | 55.59 | 0.015301
2022-05-17 | 10 | 622474 | 2022-05-17 | 10 | 52.08 | 1.08 | 53.16 | 0.024095
2022-05-17 | 11 | 613304 | 2022-05-17 | 11 | 54.58 | 1.14 | 55.72 | 0.024884
2022-05-17 | 12 | 375537 | 2022-05-17 | 12 | 55.08 | 1.17 | 56.25 | 0.015382
2022-05-17 | 13 | 371835 | 2022-05-17 | 13 | 65.32 | 1.48 | 66.8 | 0.018086
2022-05-17 | 14 | 800526 | 2022-05-17 | 14 | 68.46 | 1.49 | 69.95 | 0.040774
2022-05-17 | 15 | 795695 | 2022-05-17 | 15 | 59.12 | 1.14 | 60.26 | 0.034914
2022-05-17 | 16 | 793195 | 2022-05-17 | 16 | 52.29 | 1.18 | 53.47 | 0.030883
2022-05-17 | 17 | 701973 | 2022-05-17 | 17 | 53.15 | 1.06 | 54.21 | 0.027709
2022-05-17 | 18 | 145267 | 2022-05-17 | 18 | 57.77 | 1.03 | 58.8 | 0.0062197
2022-05-17 | 19 | 30232 | 2022-05-17 | 19 | 60.52 | 0.97 | 61.49 | 0.0013536
2022-05-17 | 20 | 90 | 2022-05-17 | 20 | 61.17 | 1.01 | 62.18 | 4.0749e-06
2022-05-17 | 21 | 0 | 2022-05-17 | 21 | 59.65 | 1.02 | 60.67 | 0
2022-05-17 | 22 | 0 | 2022-05-17 | 22 | 58.16 | 1.16 | 59.32 | 0
2022-05-17 | 23 | 0 | 2022-05-17 | 23 | 56.39 | 1.21 | 57.6 | 0
2022-05-17 | 24 | 0 | 2022-05-17 | 24 | 57 | 0.91 | 57.91 | 0
2022-05-18 | 1 | 0 | 2022-05-18 | 1 | 61.66 | 2.68 | 64.34 | 0
2022-05-18 | 2 | 0 | 2022-05-18 | 2 | 57.01 | 2.41 | 59.42 | 0
2022-05-18 | 3 | 0 | 2022-05-18 | 3 | 55.51 | 2.39 | 57.9 | 0
2022-05-18 | 4 | 0 | 2022-05-18 | 4 | 54.39 | 2.4 | 56.79 | 0
2022-05-18 | 5 | 0 | 2022-05-18 | 5 | 69.59 | 2.49 | 72.08 | 0
2022-05-18 | 6 | 17 | 2022-05-18 | 6 | 100.97 | 4.36 | 105.33 | 1.3038e-06
2022-05-18 | 7 | 357 | 2022-05-18 | 7 | 85.52 | 3.29 | 88.81 | 2.3086e-05
2022-05-18 | 8 | 143721 | 2022-05-18 | 8 | 89.13 | 5.11 | 94.24 | 0.0098623
2022-05-18 | 9 | 388866 | 2022-05-18 | 9 | 66.33 | 3.13 | 69.46 | 0.019668
2022-05-18 | 10 | 626596 | 2022-05-18 | 10 | 54.94 | 2.67 | 57.61 | 0.026285
2022-05-18 | 11 | 779012 | 2022-05-18 | 11 | 54.41 | 2.65 | 57.06 | 0.032367
2022-05-18 | 12 | 801515 | 2022-05-18 | 12 | 37.97 | 2.8 | 40.77 | 0.023795
2022-05-18 | 13 | 801881 | 2022-05-18 | 13 | 19.52 | 3.21 | 22.73 | 0.013272
2022-05-18 | 14 | 801658 | 2022-05-18 | 14 | 24.7 | 3.1 | 27.8 | 0.016228
2022-05-18 | 15 | 800798 | 2022-05-18 | 15 | 47.61 | 2.76 | 50.37 | 0.029371
2022-05-18 | 16 | 779124 | 2022-05-18 | 16 | 52.88 | 2.66 | 55.54 | 0.031509
2022-05-18 | 17 | 721928 | 2022-05-18 | 17 | 54.29 | 2.68 | 56.97 | 0.029948
2022-05-18 | 18 | 374625 | 2022-05-18 | 18 | 89.07 | 3.27 | 92.34 | 0.025189
2022-05-18 | 19 | 154710 | 2022-05-18 | 19 | 122.27 | 4.18 | 126.45 | 0.014245
2022-05-18 | 20 | 253 | 2022-05-18 | 20 | 338.4 | 4.83 | 343.23 | 6.3231e-05
2022-05-18 | 21 | 0 | 2022-05-18 | 21 | 348.87 | 6.13 | 355 | 0
2022-05-18 | 22 | 0 | 2022-05-18 | 22 | 121.53 | 5.06 | 126.59 | 0
2022-05-18 | 23 | 0 | 2022-05-18 | 23 | 77.52 | 3.04 | 80.56 | 0
2022-05-18 | 24 | 0 | 2022-05-18 | 24 | 77.01 | 3.72 | 80.73 | 0
2022-05-19 | 1 | 0 | 2022-05-19 | 1 | 77.64 | 2.12 | 79.76 | 0
2022-05-19 | 2 | 0 | 2022-05-19 | 2 | 78.97 | 1.93 | 80.9 | 0
2022-05-19 | 3 | 0 | 2022-05-19 | 3 | 69.05 | 1.85 | 70.9 | 0
2022-05-19 | 4 | 0 | 2022-05-19 | 4 | 62.06 | 1.85 | 63.91 | 0
2022-05-19 | 5 | 0 | 2022-05-19 | 5 | 65.13 | 1.85 | 66.98 | 0
2022-05-19 | 6 | 0 | 2022-05-19 | 6 | 68.07 | 2.06 | 70.13 | 0
2022-05-19 | 7 | 363 | 2022-05-19 | 7 | 58.66 | 1.96 | 60.62 | 1.6023e-05
2022-05-19 | 8 | 7038 | 2022-05-19 | 8 | 63.08 | 2.29 | 65.37 | 0.00033501
2022-05-19 | 9 | 72763 | 2022-05-19 | 9 | 86.76 | 2.9 | 89.66 | 0.0047504
2022-05-19 | 10 | 1323 | 2022-05-19 | 10 | 105.42 | 3.13 | 108.55 | 0.00010457
2022-05-19 | 11 | 135177 | 2022-05-19 | 11 | 101.74 | 3.3 | 105.04 | 0.010339
2022-05-19 | 12 | 130944 | 2022-05-19 | 12 | 88.14 | 2.75 | 90.89 | 0.0086662
2022-05-19 | 13 | 64998 | 2022-05-19 | 13 | 120.43 | 3.7 | 124.13 | 0.0058749
2022-05-19 | 14 | 120978 | 2022-05-19 | 14 | 78.45 | 2.41 | 80.86 | 0.007123
2022-05-19 | 15 | 1127 | 2022-05-19 | 15 | 71.93 | 2.5 | 74.43 | 6.108e-05
2022-05-19 | 16 | 740 | 2022-05-19 | 16 | 66.66 | 2.18 | 68.84 | 3.7093e-05
2022-05-19 | 17 | 880 | 2022-05-19 | 17 | 66.23 | 2.13 | 68.36 | 4.3804e-05
2022-05-19 | 18 | 397 | 2022-05-19 | 18 | 68.25 | 2.25 | 70.5 | 2.038e-05
2022-05-19 | 19 | 183 | 2022-05-19 | 19 | 64.77 | 2.19 | 66.96 | 8.9226e-06
2022-05-19 | 20 | 33 | 2022-05-19 | 20 | 64 | 2.11 | 66.11 | 1.5886e-06
2022-05-19 | 21 | 0 | 2022-05-19 | 21 | 85.87 | 3.77 | 89.64 | 0
2022-05-19 | 22 | 0 | 2022-05-19 | 22 | 71.78 | 2.93 | 74.71 | 0
2022-05-19 | 23 | 0 | 2022-05-19 | 23 | 64.22 | 2.23 | 66.45 | 0
2022-05-19 | 24 | 0 | 2022-05-19 | 24 | 64.35 | 1.94 | 66.29 | 0
2022-05-20 | 1 | 0 | 2022-05-20 | 1 | 64.2 | 0.31 | 64.51 | 0
2022-05-20 | 2 | 0 | 2022-05-20 | 2 | 59.37 | 0.3 | 59.67 | 0
2022-05-20 | 3 | 0 | 2022-05-20 | 3 | 54.44 | 0.3 | 54.74 | 0
2022-05-20 | 4 | 0 | 2022-05-20 | 4 | 52.63 | 0.36 | 52.99 | 0
2022-05-20 | 5 | 0 | 2022-05-20 | 5 | 53.12 | 0.34 | 53.46 | 0
2022-05-20 | 6 | 13 | 2022-05-20 | 6 | 53.2 | 0.53 | 53.73 | 5.0861e-07
2022-05-20 | 7 | 577 | 2022-05-20 | 7 | 54.82 | 0.49 | 55.31 | 2.3238e-05
2022-05-20 | 8 | 1567 | 2022-05-20 | 8 | 61.71 | 0.76 | 62.47 | 7.128e-05
2022-05-20 | 9 | 136702 | 2022-05-20 | 9 | 64.62 | 0.61 | 65.23 | 0.006493
2022-05-20 | 10 | 186982 | 2022-05-20 | 10 | 60.69 | 0.65 | 61.34 | 0.0083516
2022-05-20 | 11 | 253067 | 2022-05-20 | 11 | 58.15 | 0.61 | 58.76 | 0.010828
2022-05-20 | 12 | 659559 | 2022-05-20 | 12 | 57.16 | 0.7 | 57.86 | 0.027788
2022-05-20 | 13 | 743796 | 2022-05-20 | 13 | 50.72 | 0.63 | 51.35 | 0.027811
2022-05-20 | 14 | 795242 | 2022-05-20 | 14 | 52.17 | 0.67 | 52.84 | 0.030598
2022-05-20 | 15 | 794648 | 2022-05-20 | 15 | 49.42 | 0.72 | 50.14 | 0.029012
2022-05-20 | 16 | 601321 | 2022-05-20 | 16 | 49.07 | 0.71 | 49.78 | 0.021796
2022-05-20 | 17 | 589488 | 2022-05-20 | 17 | 48.16 | 0.73 | 48.89 | 0.020986
2022-05-20 | 18 | 437853 | 2022-05-20 | 18 | 53.12 | 0.57 | 53.69 | 0.017118
2022-05-20 | 19 | 204472 | 2022-05-20 | 19 | 54.7 | 0.6 | 55.3 | 0.0082335
2022-05-20 | 20 | 32814 | 2022-05-20 | 20 | 55.62 | 0.65 | 56.27 | 0.0013445
2022-05-20 | 21 | 0 | 2022-05-20 | 21 | 53.29 | 0.71 | 54 | 0
2022-05-20 | 22 | 0 | 2022-05-20 | 22 | 52.48 | 0.72 | 53.2 | 0
2022-05-20 | 23 | 0 | 2022-05-20 | 23 | 51.19 | 0.75 | 51.94 | 0
2022-05-20 | 24 | 0 | 2022-05-20 | 24 | 46.03 | 0.4 | 46.43 | 0
2022-05-21 | 1 | 0 | 2022-05-21 | 1 | 50 | 0.7 | 50.7 | 0
2022-05-21 | 2 | 0 | 2022-05-21 | 2 | 48.96 | 0.69 | 49.65 | 0
2022-05-21 | 3 | 0 | 2022-05-21 | 3 | 47.98 | 0.66 | 48.64 | 0
2022-05-21 | 4 | 0 | 2022-05-21 | 4 | 45.53 | 0.77 | 46.3 | 0
2022-05-21 | 5 | 0 | 2022-05-21 | 5 | 47.35 | 0.69 | 48.04 | 0
2022-05-21 | 6 | 10 | 2022-05-21 | 6 | 14.64 | 0.64 | 15.28 | 1.1126e-07
2022-05-21 | 7 | 187 | 2022-05-21 | 7 | 47.55 | 0.66 | 48.21 | 6.5645e-06
2022-05-21 | 8 | 1080 | 2022-05-21 | 8 | 50.97 | 0.67 | 51.64 | 4.061e-05
2022-05-21 | 9 | 159423 | 2022-05-21 | 9 | 53.19 | 0.71 | 53.9 | 0.006257
2022-05-21 | 10 | 322592 | 2022-05-21 | 10 | 50.86 | 0.69 | 51.55 | 0.012109
2022-05-21 | 11 | 287363 | 2022-05-21 | 11 | 0.2 | 0.69 | 0.89 | 0.00018623
2022-05-21 | 12 | 513677 | 2022-05-21 | 12 | -101.13 | 0.61 | -100.52 | -0.037598
2022-05-21 | 13 | 777767 | 2022-05-21 | 13 | -150.87 | 0.61 | -150.26 | -0.085098
2022-05-21 | 14 | 641052 | 2022-05-21 | 14 | -150 | 0.61 | -149.39 | -0.069733
2022-05-21 | 15 | 786017 | 2022-05-21 | 15 | -2.89 | 0.8 | -2.09 | -0.0011962
2022-05-21 | 16 | 713604 | 2022-05-21 | 16 | 59.5 | 0.69 | 60.19 | 0.031276
2022-05-21 | 17 | 575729 | 2022-05-21 | 17 | 68.63 | 0.68 | 69.31 | 0.029056
2022-05-21 | 18 | 397356 | 2022-05-21 | 18 | 89.23 | 0.73 | 89.96 | 0.026029
2022-05-21 | 19 | 196297 | 2022-05-21 | 19 | 101.01 | 0.86 | 101.87 | 0.014561
2022-05-21 | 20 | 183 | 2022-05-21 | 20 | 81.14 | 0.73 | 81.87 | 1.0909e-05
2022-05-21 | 21 | 0 | 2022-05-21 | 21 | 71.32 | 0.94 | 72.26 | 0
2022-05-21 | 22 | 0 | 2022-05-21 | 22 | 69.77 | 0.74 | 70.51 | 0
2022-05-21 | 23 | 0 | 2022-05-21 | 23 | 68.85 | 0.74 | 69.59 | 0
2022-05-21 | 24 | 0 | 2022-05-21 | 24 | 67.02 | 0.71 | 67.73 | 0
2022-05-22 | 1 | 0 | 2022-05-22 | 1 | 58.05 | 0.44 | 58.49 | 0
2022-05-22 | 2 | 0 | 2022-05-22 | 2 | 52.05 | 0.39 | 52.44 | 0
2022-05-22 | 3 | 0 | 2022-05-22 | 3 | 53.49 | 0.41 | 53.9 | 0
2022-05-22 | 4 | 0 | 2022-05-22 | 4 | 52.3 | 0.41 | 52.71 | 0
2022-05-22 | 5 | 0 | 2022-05-22 | 5 | 49.31 | 0.48 | 49.79 | 0
2022-05-22 | 6 | 20 | 2022-05-22 | 6 | 43.65 | 0.48 | 44.13 | 6.4267e-07
2022-05-22 | 7 | 540 | 2022-05-22 | 7 | 44.55 | 0.61 | 45.16 | 1.7757e-05
2022-05-22 | 8 | 1530 | 2022-05-22 | 8 | 35.02 | 0.73 | 35.75 | 3.9828e-05
2022-05-22 | 9 | 301033 | 2022-05-22 | 9 | 10.36 | 0.92 | 11.28 | 0.0024726
2022-05-22 | 10 | 527749 | 2022-05-22 | 10 | 32.56 | 0.61 | 33.17 | 0.012747
2022-05-22 | 11 | 682172 | 2022-05-22 | 11 | 56.52 | 0.45 | 56.97 | 0.028299
2022-05-22 | 12 | 720663 | 2022-05-22 | 12 | 61.33 | 0.46 | 61.79 | 0.032425
2022-05-22 | 13 | 590562 | 2022-05-22 | 13 | 64.01 | 0.47 | 64.48 | 0.027728
2022-05-22 | 14 | 415235 | 2022-05-22 | 14 | 63.25 | 0.48 | 63.73 | 0.019269
2022-05-22 | 15 | 423075 | 2022-05-22 | 15 | 68.29 | 0.46 | 68.75 | 0.021179
2022-05-22 | 16 | 532204 | 2022-05-22 | 16 | 87.66 | 0.54 | 88.2 | 0.03418
2022-05-22 | 17 | 579037 | 2022-05-22 | 17 | 93.5 | 0.51 | 94.01 | 0.039637
2022-05-22 | 18 | 388073 | 2022-05-22 | 18 | 97.36 | 0.53 | 97.89 | 0.027662
2022-05-22 | 19 | 667 | 2022-05-22 | 19 | 136.2 | 1.31 | 137.51 | 6.6786e-05
2022-05-22 | 20 | 0 | 2022-05-22 | 20 | 100.2 | 0.61 | 100.81 | 0
2022-05-22 | 21 | 0 | 2022-05-22 | 21 | 88.24 | 0.53 | 88.77 | 0
2022-05-22 | 22 | 0 | 2022-05-22 | 22 | 88.7 | 0.71 | 89.41 | 0
2022-05-22 | 23 | 0 | 2022-05-22 | 23 | 70.13 | 0.58 | 70.71 | 0
2022-05-22 | 24 | 0 | 2022-05-22 | 24 | 60.4 | 0.49 | 60.89 | 0
2022-05-23 | 1 | 0 | 2022-05-23 | 1 | 66.84 | 1.89 | 68.73 | 0
2022-05-23 | 2 | 0 | 2022-05-23 | 2 | 59.63 | 1.87 | 61.5 | 0
2022-05-23 | 3 | 0 | 2022-05-23 | 3 | 53.34 | 1.9 | 55.24 | 0
2022-05-23 | 4 | 0 | 2022-05-23 | 4 | 51.26 | 1.84 | 53.1 | 0
2022-05-23 | 5 | 0 | 2022-05-23 | 5 | 50.57 | 1.85 | 52.42 | 0
2022-05-23 | 6 | 73 | 2022-05-23 | 6 | 50.15 | 1.88 | 52.03 | 2.7657e-06
2022-05-23 | 7 | 810 | 2022-05-23 | 7 | 52.05 | 1.95 | 54 | 3.185e-05
2022-05-23 | 8 | 134339 | 2022-05-23 | 8 | 55.05 | 2.15 | 57.2 | 0.0055953
2022-05-23 | 9 | 386220 | 2022-05-23 | 9 | 51.85 | 2.11 | 53.96 | 0.015175
2022-05-23 | 10 | 612414 | 2022-05-23 | 10 | 45.98 | 2.17 | 48.15 | 0.021472
2022-05-23 | 11 | 768228 | 2022-05-23 | 11 | 30.77 | 2.25 | 33.02 | 0.018471
2022-05-23 | 12 | 788533 | 2022-05-23 | 12 | 50.5 | 2.16 | 52.66 | 0.030236
2022-05-23 | 13 | 797589 | 2022-05-23 | 13 | 50.15 | 2.17 | 52.32 | 0.030386
2022-05-23 | 14 | 796481 | 2022-05-23 | 14 | 49.18 | 2.18 | 51.36 | 0.029787
2022-05-23 | 15 | 796308 | 2022-05-23 | 15 | 51.72 | 2.13 | 53.85 | 0.031224
2022-05-23 | 16 | 794348 | 2022-05-23 | 16 | 54.12 | 2.13 | 56.25 | 0.032536
2022-05-23 | 17 | 536598 | 2022-05-23 | 17 | 60.5 | 2.1 | 62.6 | 0.02446
2022-05-23 | 18 | 491827 | 2022-05-23 | 18 | 73.61 | 2.23 | 75.84 | 0.02716
2022-05-23 | 19 | 246360 | 2022-05-23 | 19 | 90.71 | 2.82 | 93.53 | 0.016778
2022-05-23 | 20 | 6292 | 2022-05-23 | 20 | 86.53 | 2.08 | 88.61 | 0.00040597
2022-05-23 | 21 | 0 | 2022-05-23 | 21 | 87.57 | 2.28 | 89.85 | 0
2022-05-23 | 22 | 0 | 2022-05-23 | 22 | 64.72 | 2.25 | 66.97 | 0
2022-05-23 | 23 | 0 | 2022-05-23 | 23 | 55.47 | 2.25 | 57.72 | 0
2022-05-23 | 24 | 0 | 2022-05-23 | 24 | 51.82 | 1.85 | 53.67 | 0
2022-05-24 | 1 | 0 | 2022-05-24 | 1 | 53.54 | 1.21 | 54.75 | 0
2022-05-24 | 2 | 0 | 2022-05-24 | 2 | 57.52 | 1.21 | 58.73 | 0
2022-05-24 | 3 | 0 | 2022-05-24 | 3 | 53.97 | 1.22 | 55.19 | 0
2022-05-24 | 4 | 0 | 2022-05-24 | 4 | 54.81 | 1.25 | 56.06 | 0
2022-05-24 | 5 | 0 | 2022-05-24 | 5 | 52.89 | 1.2 | 54.09 | 0
2022-05-24 | 6 | 110 | 2022-05-24 | 6 | 59.64 | 1.54 | 61.18 | 4.9003e-06
2022-05-24 | 7 | 820 | 2022-05-24 | 7 | 82.28 | 2.13 | 84.41 | 5.04e-05
2022-05-24 | 8 | 166023 | 2022-05-24 | 8 | 78.65 | 2.48 | 81.13 | 0.0098079
2022-05-24 | 9 | 381385 | 2022-05-24 | 9 | 64.19 | 1.74 | 65.93 | 0.018309
2022-05-24 | 10 | 608582 | 2022-05-24 | 10 | 54 | 1.63 | 55.63 | 0.024652
2022-05-24 | 11 | 770288 | 2022-05-24 | 11 | 60.21 | 1.52 | 61.73 | 0.034624
2022-05-24 | 12 | 799541 | 2022-05-24 | 12 | 60.75 | 1.53 | 62.28 | 0.036259
2022-05-24 | 13 | 799798 | 2022-05-24 | 13 | 61.25 | 1.58 | 62.83 | 0.036591
2022-05-24 | 14 | 798553 | 2022-05-24 | 14 | 60.96 | 1.53 | 62.49 | 0.036336
2022-05-24 | 15 | 794510 | 2022-05-24 | 15 | 62.09 | 1.54 | 63.63 | 0.036812
2022-05-24 | 16 | 544150 | 2022-05-24 | 16 | 67.79 | 1.7 | 69.49 | 0.027534
2022-05-24 | 17 | 349182 | 2022-05-24 | 17 | 77.59 | 1.91 | 79.5 | 0.020214
2022-05-24 | 18 | 443418 | 2022-05-24 | 18 | 99.29 | 2.58 | 101.87 | 0.032892
2022-05-24 | 19 | 221241 | 2022-05-24 | 19 | 139.44 | 3.69 | 143.13 | 0.023058
2022-05-24 | 20 | 273 | 2022-05-24 | 20 | 127.83 | 3.47 | 131.3 | 2.6101e-05
2022-05-24 | 21 | 0 | 2022-05-24 | 21 | 113.78 | 3.55 | 117.33 | 0
2022-05-24 | 22 | 0 | 2022-05-24 | 22 | 102.88 | 2.89 | 105.77 | 0
2022-05-24 | 23 | 0 | 2022-05-24 | 23 | 74.14 | 1.77 | 75.91 | 0
2022-05-24 | 24 | 0 | 2022-05-24 | 24 | 69.83 | 1.5 | 71.33 | 0
2022-05-25 | 1 | 0 | 2022-05-25 | 1 | 89.97 | 2.2 | 92.17 | 0
2022-05-25 | 2 | 0 | 2022-05-25 | 2 | 110.61 | 2.37 | 112.98 | 0
2022-05-25 | 3 | 0 | 2022-05-25 | 3 | 94.25 | 1.87 | 96.12 | 0
2022-05-25 | 4 | 0 | 2022-05-25 | 4 | 127.29 | 1.61 | 128.9 | 0
2022-05-25 | 5 | 0 | 2022-05-25 | 5 | 120.73 | 1.78 | 122.51 | 0
2022-05-25 | 6 | 90 | 2022-05-25 | 6 | 116.59 | 2.42 | 119.01 | 7.7992e-06
2022-05-25 | 7 | 487 | 2022-05-25 | 7 | 98.61 | 2.95 | 101.56 | 3.6014e-05
2022-05-25 | 8 | 158431 | 2022-05-25 | 8 | 111.73 | 4.88 | 116.61 | 0.013452
2022-05-25 | 9 | 369129 | 2022-05-25 | 9 | 89.21 | 3.16 | 92.37 | 0.024828
2022-05-25 | 10 | 569697 | 2022-05-25 | 10 | 61.22 | 1.99 | 63.21 | 0.026221
2022-05-25 | 11 | 736902 | 2022-05-25 | 11 | 61.51 | 1.96 | 63.47 | 0.034057
2022-05-25 | 12 | 780591 | 2022-05-25 | 12 | 62.71 | 1.97 | 64.68 | 0.036764
2022-05-25 | 13 | 795195 | 2022-05-25 | 13 | 63.19 | 1.96 | 65.15 | 0.037724
2022-05-25 | 14 | 793611 | 2022-05-25 | 14 | 66.17 | 1.97 | 68.14 | 0.039376
2022-05-25 | 15 | 756511 | 2022-05-25 | 15 | 65.81 | 1.98 | 67.79 | 0.037343
2022-05-25 | 16 | 427894 | 2022-05-25 | 16 | 67.19 | 1.98 | 69.17 | 0.021552
2022-05-25 | 17 | 468207 | 2022-05-25 | 17 | 98.88 | 3.43 | 102.31 | 0.03488
2022-05-25 | 18 | 139461 | 2022-05-25 | 18 | 147.1 | 2.73 | 149.83 | 0.015215
2022-05-25 | 19 | 37796 | 2022-05-25 | 19 | 142.73 | 3.5 | 146.23 | 0.0040245
2022-05-25 | 20 | 497 | 2022-05-25 | 20 | 118.25 | 3.35 | 121.6 | 4.4006e-05
2022-05-25 | 21 | 0 | 2022-05-25 | 21 | 115.97 | 4.19 | 120.16 | 0
2022-05-25 | 22 | 0 | 2022-05-25 | 22 | 103.9 | 2.83 | 106.73 | 0
2022-05-25 | 23 | 0 | 2022-05-25 | 23 | 112.22 | 2.48 | 114.7 | 0
2022-05-25 | 24 | 0 | 2022-05-25 | 24 | 111.86 | 2.54 | 114.4 | 0
2022-05-26 | 1 | 0 | 2022-05-26 | 1 | 109.8 | 2.13 | 111.93 | 0
2022-05-26 | 2 | 0 | 2022-05-26 | 2 | 97.22 | 1.7 | 98.92 | 0
2022-05-26 | 3 | 0 | 2022-05-26 | 3 | 100.84 | 1.85 | 102.69 | 0
2022-05-26 | 4 | 0 | 2022-05-26 | 4 | 93.13 | 1.82 | 94.95 | 0
2022-05-26 | 5 | 0 | 2022-05-26 | 5 | 91.22 | 1.84 | 93.06 | 0
2022-05-26 | 6 | 63 | 2022-05-26 | 6 | 83.38 | 1.75 | 85.13 | 3.9052e-06
2022-05-26 | 7 | 927 | 2022-05-26 | 7 | 89.82 | 2.95 | 92.77 | 6.262e-05
2022-05-26 | 8 | 112804 | 2022-05-26 | 8 | 148.02 | 5.12 | 153.14 | 0.012579
2022-05-26 | 9 | 448772 | 2022-05-26 | 9 | 120.97 | 3.97 | 124.94 | 0.040827
2022-05-26 | 10 | 597465 | 2022-05-26 | 10 | 68.99 | 2.03 | 71.02 | 0.030897
2022-05-26 | 11 | 678225 | 2022-05-26 | 11 | 65.88 | 1.86 | 67.74 | 0.033454
2022-05-26 | 12 | 651167 | 2022-05-26 | 12 | 66.94 | 1.84 | 68.78 | 0.032612
2022-05-26 | 13 | 797134 | 2022-05-26 | 13 | 64.91 | 1.82 | 66.73 | 0.038733
2022-05-26 | 14 | 791577 | 2022-05-26 | 14 | 65.39 | 1.81 | 67.2 | 0.038734
2022-05-26 | 15 | 790618 | 2022-05-26 | 15 | 65.77 | 1.8 | 67.57 | 0.0389
2022-05-26 | 16 | 787011 | 2022-05-26 | 16 | 64.93 | 1.79 | 66.72 | 0.038235
2022-05-26 | 17 | 544032 | 2022-05-26 | 17 | 68.35 | 1.75 | 70.1 | 0.027769
2022-05-26 | 18 | 260082 | 2022-05-26 | 18 | 83.84 | 2.06 | 85.9 | 0.016268
2022-05-26 | 19 | 245581 | 2022-05-26 | 19 | 132.47 | 3.5 | 135.97 | 0.024314
2022-05-26 | 20 | 383 | 2022-05-26 | 20 | 107.49 | 2.6 | 110.09 | 3.0702e-05
2022-05-26 | 21 | 0 | 2022-05-26 | 21 | 118.51 | 2.59 | 121.1 | 0
2022-05-26 | 22 | 0 | 2022-05-26 | 22 | 130.61 | 4.36 | 134.97 | 0
2022-05-26 | 23 | 0 | 2022-05-26 | 23 | 129.04 | 4.34 | 133.38 | 0
2022-05-26 | 24 | 0 | 2022-05-26 | 24 | 108.88 | 4.54 | 113.42 | 0
2022-05-27 | 1 | 0 | 2022-05-27 | 1 | 91.54 | 3.44 | 94.98 | 0
2022-05-27 | 2 | 0 | 2022-05-27 | 2 | 88.69 | 2.84 | 91.53 | 0
2022-05-27 | 3 | 0 | 2022-05-27 | 3 | 66.75 | 2.57 | 69.32 | 0
2022-05-27 | 4 | 0 | 2022-05-27 | 4 | 67.71 | 2.63 | 70.34 | 0
2022-05-27 | 5 | 0 | 2022-05-27 | 5 | 84.85 | 2.55 | 87.4 | 0
2022-05-27 | 6 | 30 | 2022-05-27 | 6 | 169.68 | 2.77 | 172.45 | 3.7671e-06
2022-05-27 | 7 | 457 | 2022-05-27 | 7 | 72.01 | 2.49 | 74.5 | 2.4791e-05
2022-05-27 | 8 | 1127 | 2022-05-27 | 8 | 93.43 | 3.71 | 97.14 | 7.9716e-05
2022-05-27 | 9 | 138428 | 2022-05-27 | 9 | 142.62 | 4.27 | 146.89 | 0.014806
2022-05-27 | 10 | 165634 | 2022-05-27 | 10 | 136.88 | 4.05 | 140.93 | 0.016997
2022-05-27 | 11 | 187604 | 2022-05-27 | 11 | 119.86 | 3.42 | 123.28 | 0.016841
2022-05-27 | 12 | 304670 | 2022-05-27 | 12 | 100.96 | 3.4 | 104.36 | 0.023152
2022-05-27 | 13 | 178437 | 2022-05-27 | 13 | 89.3 | 3.27 | 92.57 | 0.012028
2022-05-27 | 14 | 719903 | 2022-05-27 | 14 | 126.64 | 4.46 | 131.1 | 0.068723
2022-05-27 | 15 | 355305 | 2022-05-27 | 15 | 128.84 | 3.92 | 132.76 | 0.034347
2022-05-27 | 16 | 659787 | 2022-05-27 | 16 | 146.95 | 3.97 | 150.92 | 0.072506
2022-05-27 | 17 | 255151 | 2022-05-27 | 17 | 151.7 | 3.94 | 155.64 | 0.028916
2022-05-27 | 18 | 217867 | 2022-05-27 | 18 | 176.41 | 4.13 | 180.54 | 0.028641
2022-05-27 | 19 | 120820 | 2022-05-27 | 19 | 106.93 | 3.34 | 110.27 | 0.0097011
2022-05-27 | 20 | 153 | 2022-05-27 | 20 | 78.38 | 2.92 | 81.3 | 9.0575e-06
2022-05-27 | 21 | 0 | 2022-05-27 | 21 | 79.67 | 3.04 | 82.71 | 0
2022-05-27 | 22 | 0 | 2022-05-27 | 22 | 80.09 | 3.01 | 83.1 | 0
2022-05-27 | 23 | 0 | 2022-05-27 | 23 | 79.01 | 3.02 | 82.03 | 0
2022-05-27 | 24 | 0 | 2022-05-27 | 24 | 66.42 | 2.55 | 68.97 | 0
2022-05-28 | 1 | 0 | 2022-05-28 | 1 | 64.53 | 0.24 | 64.77 | 0
2022-05-28 | 2 | 0 | 2022-05-28 | 2 | 65.15 | 0.22 | 65.37 | 0
2022-05-28 | 3 | 0 | 2022-05-28 | 3 | 66.34 | 0.43 | 66.77 | 0
2022-05-28 | 4 | 0 | 2022-05-28 | 4 | 66.71 | 0.42 | 67.13 | 0
2022-05-28 | 5 | 0 | 2022-05-28 | 5 | 66.8 | 0.37 | 67.17 | 0
2022-05-28 | 6 | 37 | 2022-05-28 | 6 | 65.78 | 0.4 | 66.18 | 1.783e-06
2022-05-28 | 7 | 950 | 2022-05-28 | 7 | 64.09 | 0.46 | 64.55 | 4.4652e-05
2022-05-28 | 8 | 1487 | 2022-05-28 | 8 | 61.79 | 0.33 | 62.12 | 6.7262e-05
2022-05-28 | 9 | 146564 | 2022-05-28 | 9 | 62.52 | 0.43 | 62.95 | 0.0067181
2022-05-28 | 10 | 190897 | 2022-05-28 | 10 | 69.01 | 0.42 | 69.43 | 0.009651
2022-05-28 | 11 | 353679 | 2022-05-28 | 11 | 63.61 | 0.35 | 63.96 | 0.016472
2022-05-28 | 12 | 567680 | 2022-05-28 | 12 | 62.48 | 0.27 | 62.75 | 0.025938
2022-05-28 | 13 | 711149 | 2022-05-28 | 13 | 62.76 | 0.26 | 63.02 | 0.032634
2022-05-28 | 14 | 721410 | 2022-05-28 | 14 | 65.61 | 0.28 | 65.89 | 0.034612
2022-05-28 | 15 | 174371 | 2022-05-28 | 15 | 69.16 | 0.38 | 69.54 | 0.0088295
2022-05-28 | 16 | 318565 | 2022-05-28 | 16 | 62.3 | 0.27 | 62.57 | 0.014514
2022-05-28 | 17 | 246404 | 2022-05-28 | 17 | 60.6 | 0.27 | 60.87 | 0.010921
2022-05-28 | 18 | 203400 | 2022-05-28 | 18 | 61.19 | 0.27 | 61.46 | 0.0091027
2022-05-28 | 19 | 1650 | 2022-05-28 | 19 | 61.53 | 0.25 | 61.78 | 7.4226e-05
2022-05-28 | 20 | 37946 | 2022-05-28 | 20 | 62.58 | 0.26 | 62.84 | 0.0017363
2022-05-28 | 21 | 0 | 2022-05-28 | 21 | 63.24 | 0.25 | 63.49 | 0
2022-05-28 | 22 | 0 | 2022-05-28 | 22 | 61.61 | 0.29 | 61.9 | 0
2022-05-28 | 23 | 0 | 2022-05-28 | 23 | 60.05 | 0.39 | 60.44 | 0
2022-05-28 | 24 | 0 | 2022-05-28 | 24 | 55.38 | 0.31 | 55.69 | 0
2022-05-29 | 1 | 0 | 2022-05-29 | 1 | 58.73 | 0.5 | 59.23 | 0
2022-05-29 | 2 | 0 | 2022-05-29 | 2 | 60.1 | 0.54 | 60.64 | 0
2022-05-29 | 3 | 0 | 2022-05-29 | 3 | 60.74 | 0.46 | 61.2 | 0
2022-05-29 | 4 | 0 | 2022-05-29 | 4 | 57.4 | 0.44 | 57.84 | 0
2022-05-29 | 5 | 0 | 2022-05-29 | 5 | 54.07 | 0.4 | 54.47 | 0
2022-05-29 | 6 | 73 | 2022-05-29 | 6 | 55.19 | 0.38 | 55.57 | 2.9538e-06
2022-05-29 | 7 | 370 | 2022-05-29 | 7 | 57.88 | 0.68 | 58.56 | 1.5777e-05
2022-05-29 | 8 | 161534 | 2022-05-29 | 8 | 59.6 | 0.52 | 60.12 | 0.0070714
2022-05-29 | 9 | 375701 | 2022-05-29 | 9 | 54.35 | 0.44 | 54.79 | 0.014989
2022-05-29 | 10 | 583457 | 2022-05-29 | 10 | 53.69 | 0.46 | 54.15 | 0.023006
2022-05-29 | 11 | 735132 | 2022-05-29 | 11 | 57 | 0.42 | 57.42 | 0.030736
2022-05-29 | 12 | 795218 | 2022-05-29 | 12 | 61.79 | 0.44 | 62.23 | 0.036034
2022-05-29 | 13 | 795361 | 2022-05-29 | 13 | 61.1 | 0.45 | 61.55 | 0.035647
2022-05-29 | 14 | 794931 | 2022-05-29 | 14 | 58.98 | 0.43 | 59.41 | 0.034389
2022-05-29 | 15 | 794911 | 2022-05-29 | 15 | 52.47 | 0.44 | 52.91 | 0.030625
2022-05-29 | 16 | 771243 | 2022-05-29 | 16 | 49.74 | 0.45 | 50.19 | 0.028186
2022-05-29 | 17 | 646155 | 2022-05-29 | 17 | 54.98 | 0.39 | 55.37 | 0.026052
2022-05-29 | 18 | 429624 | 2022-05-29 | 18 | 61.42 | 0.38 | 61.8 | 0.019333
2022-05-29 | 19 | 228103 | 2022-05-29 | 19 | 65.23 | 0.38 | 65.61 | 0.010897
2022-05-29 | 20 | 183 | 2022-05-29 | 20 | 67.32 | 0.38 | 67.7 | 9.0212e-06
2022-05-29 | 21 | 0 | 2022-05-29 | 21 | 60.85 | 0.54 | 61.39 | 0
2022-05-29 | 22 | 0 | 2022-05-29 | 22 | 55.42 | 0.63 | 56.05 | 0
2022-05-29 | 23 | 0 | 2022-05-29 | 23 | 56.48 | 0.54 | 57.02 | 0
2022-05-29 | 24 | 0 | 2022-05-29 | 24 | 55.59 | 0.52 | 56.11 | 0
2022-05-30 | 1 | 0 | 2022-05-30 | 1 | 67.9 | 1.39 | 69.29 | 0
2022-05-30 | 2 | 0 | 2022-05-30 | 2 | 58.92 | 1.04 | 59.96 | 0
2022-05-30 | 3 | 0 | 2022-05-30 | 3 | 54.3 | 0.98 | 55.28 | 0
2022-05-30 | 4 | 0 | 2022-05-30 | 4 | 51.62 | 1.01 | 52.63 | 0
2022-05-30 | 5 | 0 | 2022-05-30 | 5 | 57.41 | 1.04 | 58.45 | 0
2022-05-30 | 6 | 100 | 2022-05-30 | 6 | 53.69 | 1.04 | 54.73 | 3.9852e-06
2022-05-30 | 7 | 457 | 2022-05-30 | 7 | 45.01 | 1.14 | 46.15 | 1.5357e-05
2022-05-30 | 8 | 159053 | 2022-05-30 | 8 | 20.52 | 1.43 | 21.95 | 0.0025422
2022-05-30 | 9 | 362619 | 2022-05-30 | 9 | 33.45 | 1.07 | 34.52 | 0.0091148
2022-05-30 | 10 | 560745 | 2022-05-30 | 10 | 35.98 | 0.98 | 36.96 | 0.015091
2022-05-30 | 11 | 717732 | 2022-05-30 | 11 | 51.35 | 1.14 | 52.49 | 0.027432
2022-05-30 | 12 | 794018 | 2022-05-30 | 12 | 54.16 | 1.03 | 55.19 | 0.031909
2022-05-30 | 13 | 794645 | 2022-05-30 | 13 | 57.36 | 1.01 | 58.37 | 0.033774
2022-05-30 | 14 | 791048 | 2022-05-30 | 14 | 57.46 | 1 | 58.46 | 0.033673
2022-05-30 | 15 | 788445 | 2022-05-30 | 15 | 56.16 | 1.01 | 57.17 | 0.032822
2022-05-30 | 16 | 737129 | 2022-05-30 | 16 | 63.08 | 1.02 | 64.1 | 0.034405
2022-05-30 | 17 | 599282 | 2022-05-30 | 17 | 82.59 | 1.14 | 83.73 | 0.036537
2022-05-30 | 18 | 384757 | 2022-05-30 | 18 | 132.28 | 1.58 | 133.86 | 0.037503
2022-05-30 | 19 | 133137 | 2022-05-30 | 19 | 151.91 | 1.35 | 153.26 | 0.014858
2022-05-30 | 20 | 247 | 2022-05-30 | 20 | 122.42 | 0.99 | 123.41 | 2.2196e-05
2022-05-30 | 21 | 0 | 2022-05-30 | 21 | 122.33 | 1.49 | 123.82 | 0
2022-05-30 | 22 | 0 | 2022-05-30 | 22 | 124.73 | 2.01 | 126.74 | 0
2022-05-30 | 23 | 0 | 2022-05-30 | 23 | 101.48 | 1.6 | 103.08 | 0
2022-05-30 | 24 | 0 | 2022-05-30 | 24 | 76.67 | 1.18 | 77.85 | 0
2022-05-31 | 1 | 0 | 2022-05-31 | 1 | 79.95 | 1.57 | 81.52 | 0
2022-05-31 | 2 | 0 | 2022-05-31 | 2 | 82.74 | 1.29 | 84.03 | 0
2022-05-31 | 3 | 0 | 2022-05-31 | 3 | 70.33 | 1.29 | 71.62 | 0
2022-05-31 | 4 | 0 | 2022-05-31 | 4 | 69.79 | 1.3 | 71.09 | 0
2022-05-31 | 5 | 0 | 2022-05-31 | 5 | 102.72 | 1.23 | 103.95 | 0
2022-05-31 | 6 | 43 | 2022-05-31 | 6 | 112.64 | 1.47 | 114.11 | 3.5729e-06
2022-05-31 | 7 | 630 | 2022-05-31 | 7 | 105.16 | 1.66 | 106.82 | 4.9002e-05
2022-05-31 | 8 | 1853 | 2022-05-31 | 8 | 84.01 | 1.86 | 85.87 | 0.00011586
2022-05-31 | 9 | 143842 | 2022-05-31 | 9 | 78.1 | 1.66 | 79.76 | 0.008354
2022-05-31 | 10 | 224917 | 2022-05-31 | 10 | 82.27 | 1.66 | 83.93 | 0.013746
2022-05-31 | 11 | 722402 | 2022-05-31 | 11 | 79.84 | 1.51 | 81.35 | 0.042792
2022-05-31 | 12 | 795248 | 2022-05-31 | 12 | 80.26 | 1.72 | 81.98 | 0.047472
2022-05-31 | 13 | 795578 | 2022-05-31 | 13 | 81.27 | 1.62 | 82.89 | 0.048019
2022-05-31 | 14 | 794341 | 2022-05-31 | 14 | 77.69 | 1.57 | 79.26 | 0.045844
2022-05-31 | 15 | 793268 | 2022-05-31 | 15 | 74.82 | 1.57 | 76.39 | 0.044125
2022-05-31 | 16 | 733779 | 2022-05-31 | 16 | 73.69 | 1.57 | 75.26 | 0.040212
2022-05-31 | 17 | 586477 | 2022-05-31 | 17 | 85.05 | 1.6 | 86.65 | 0.037004
2022-05-31 | 18 | 442771 | 2022-05-31 | 18 | 103.05 | 1.81 | 104.86 | 0.033808
2022-05-31 | 19 | 209831 | 2022-05-31 | 19 | 119.2 | 1.69 | 120.89 | 0.018471
2022-05-31 | 20 | 31791 | 2022-05-31 | 20 | 125.38 | 2.08 | 127.46 | 0.0029505
2022-05-31 | 21 | 0 | 2022-05-31 | 21 | 80.23 | 1.58 | 81.81 | 0
2022-05-31 | 22 | 0 | 2022-05-31 | 22 | 82.14 | 1.8 | 83.94 | 0
2022-05-31 | 23 | 0 | 2022-05-31 | 23 | 66.41 | 1.8 | 68.21 | 0
2022-05-31 | 24 | 0 | 2022-05-31 | 24 | 67.09 | 1.4 | 68.49 | 0
2022-06-01 | 1 | 0 | 2022-06-01 | 1 | 76.58 | 1.32 | 77.9 | 0
2022-06-01 | 2 | 0 | 2022-06-01 | 2 | 79.74 | 1.39 | 81.13 | 0
2022-06-01 | 3 | 0 | 2022-06-01 | 3 | 94.67 | 1.23 | 95.9 | 0
2022-06-01 | 4 | 0 | 2022-06-01 | 4 | 111.35 | 1.19 | 112.54 | 0
2022-06-01 | 5 | 0 | 2022-06-01 | 5 | 134.01 | 1.19 | 135.2 | 0
2022-06-01 | 6 | 0 | 2022-06-01 | 6 | 78.48 | 1.86 | 80.34 | 0
2022-06-01 | 7 | 227 | 2022-06-01 | 7 | 64.99 | 1.47 | 66.46 | 1.0985e-05
2022-06-01 | 8 | 737 | 2022-06-01 | 8 | 66.81 | 3.97 | 70.78 | 3.7984e-05
2022-06-01 | 9 | 134041 | 2022-06-01 | 9 | 68.94 | 3.87 | 72.81 | 0.0071065
2022-06-01 | 10 | 248412 | 2022-06-01 | 10 | 65.33 | 3.83 | 69.16 | 0.01251
2022-06-01 | 11 | 148282 | 2022-06-01 | 11 | 63.12 | 3.81 | 66.93 | 0.0072266
2022-06-01 | 12 | 183756 | 2022-06-01 | 12 | 65.78 | 3.77 | 69.55 | 0.009306
2022-06-01 | 13 | 197701 | 2022-06-01 | 13 | 67.61 | 3.75 | 71.36 | 0.010273
2022-06-01 | 14 | 1443 | 2022-06-01 | 14 | 94.48 | 3.79 | 98.27 | 0.00010326
2022-06-01 | 15 | 2023 | 2022-06-01 | 15 | 103.41 | 3.95 | 107.36 | 0.00015815
2022-06-01 | 16 | 128713 | 2022-06-01 | 16 | 78.75 | 3.75 | 82.5 | 0.0077322
2022-06-01 | 17 | 107649 | 2022-06-01 | 17 | 82.81 | 3.64 | 86.45 | 0.0067764
2022-06-01 | 18 | 863 | 2022-06-01 | 18 | 97.57 | 3.68 | 101.25 | 6.3625e-05
2022-06-01 | 19 | 353 | 2022-06-01 | 19 | 106.78 | 3.61 | 110.39 | 2.8375e-05
2022-06-01 | 20 | 57 | 2022-06-01 | 20 | 100.19 | 3.65 | 103.84 | 4.3099e-06
2022-06-01 | 21 | 0 | 2022-06-01 | 21 | 105.95 | 4.13 | 110.08 | 0
2022-06-01 | 22 | 0 | 2022-06-01 | 22 | 93.82 | 4.16 | 97.98 | 0
2022-06-01 | 23 | 0 | 2022-06-01 | 23 | 83.36 | 4.32 | 87.68 | 0
2022-06-01 | 24 | 0 | 2022-06-01 | 24 | 99.62 | 1.96 | 101.58 | 0
2022-06-02 | 1 | 0 | 2022-06-02 | 1 | 84.19 | 2.26 | 86.45 | 0
2022-06-02 | 2 | 0 | 2022-06-02 | 2 | 99.21 | 1.85 | 101.06 | 0
2022-06-02 | 3 | 0 | 2022-06-02 | 3 | 87.29 | 1.98 | 89.27 | 0
2022-06-02 | 4 | 0 | 2022-06-02 | 4 | 85.84 | 2.05 | 87.89 | 0
2022-06-02 | 5 | 0 | 2022-06-02 | 5 | 79.47 | 1.87 | 81.34 | 0
2022-06-02 | 6 | 37 | 2022-06-02 | 6 | 82.93 | 2.27 | 85.2 | 2.2954e-06
2022-06-02 | 7 | 347 | 2022-06-02 | 7 | 92.04 | 2.48 | 94.52 | 2.3882e-05
2022-06-02 | 8 | 1240 | 2022-06-02 | 8 | 108.98 | 5.25 | 114.23 | 0.00010314
2022-06-02 | 9 | 109983 | 2022-06-02 | 9 | 111.17 | 4.76 | 115.93 | 0.0092842
2022-06-02 | 10 | 255080 | 2022-06-02 | 10 | 119.63 | 4.61 | 124.24 | 0.023076
2022-06-02 | 11 | 352805 | 2022-06-02 | 11 | 73.27 | 4.61 | 77.88 | 0.020007
2022-06-02 | 12 | 258440 | 2022-06-02 | 12 | 68.04 | 4.5 | 72.54 | 0.013651
2022-06-02 | 13 | 214900 | 2022-06-02 | 13 | 68.91 | 4.46 | 73.37 | 0.011481
2022-06-02 | 14 | 338773 | 2022-06-02 | 14 | 120.82 | 5.05 | 125.87 | 0.03105
2022-06-02 | 15 | 339492 | 2022-06-02 | 15 | 95.05 | 4.46 | 99.51 | 0.024599
2022-06-02 | 16 | 207321 | 2022-06-02 | 16 | 79.46 | 4.38 | 83.84 | 0.012657
2022-06-02 | 17 | 23457 | 2022-06-02 | 17 | 118.61 | 4.27 | 122.88 | 0.0020988
2022-06-02 | 18 | 101003 | 2022-06-02 | 18 | 130.94 | 4.21 | 135.15 | 0.0099397
2022-06-02 | 19 | 980 | 2022-06-02 | 19 | 114.14 | 4.23 | 118.37 | 8.4468e-05
2022-06-02 | 20 | 400 | 2022-06-02 | 20 | 95.41 | 4.26 | 99.67 | 2.903e-05
2022-06-02 | 21 | 0 | 2022-06-02 | 21 | 86.4 | 4.46 | 90.86 | 0
2022-06-02 | 22 | 0 | 2022-06-02 | 22 | 96.52 | 4.58 | 101.1 | 0
2022-06-02 | 23 | 0 | 2022-06-02 | 23 | 95.88 | 5.24 | 101.12 | 0
2022-06-02 | 24 | 0 | 2022-06-02 | 24 | 86.94 | 2.27 | 89.21 | 0
2022-06-03 | 1 | 0 | 2022-06-03 | 1 | 82.89 | 0.44 | 83.33 | 0
2022-06-03 | 2 | 0 | 2022-06-03 | 2 | 93.85 | 0.58 | 94.43 | 0
2022-06-03 | 3 | 0 | 2022-06-03 | 3 | 76.87 | 0.53 | 77.4 | 0
2022-06-03 | 4 | 0 | 2022-06-03 | 4 | 71.31 | 0.5 | 71.81 | 0
2022-06-03 | 5 | 0 | 2022-06-03 | 5 | 71.9 | 0.47 | 72.37 | 0
2022-06-03 | 6 | 10 | 2022-06-03 | 6 | 82.2 | 0.56 | 82.76 | 6.0262e-07
2022-06-03 | 7 | 127 | 2022-06-03 | 7 | 80.06 | 0.75 | 80.81 | 7.473e-06
2022-06-03 | 8 | 423 | 2022-06-03 | 8 | 104 | 3.65 | 107.65 | 3.3157e-05
2022-06-03 | 9 | 940 | 2022-06-03 | 9 | 109.23 | 3.26 | 112.49 | 7.6996e-05
2022-06-03 | 10 | 2230 | 2022-06-03 | 10 | 108.67 | 3.19 | 111.86 | 0.00018164
2022-06-03 | 11 | 3213 | 2022-06-03 | 11 | 90.85 | 3.27 | 94.12 | 0.0002202
2022-06-03 | 12 | 5530 | 2022-06-03 | 12 | 75.72 | 3.09 | 78.81 | 0.00031734
2022-06-03 | 13 | 190924 | 2022-06-03 | 13 | 73.91 | 3.05 | 76.96 | 0.010699
2022-06-03 | 14 | 212555 | 2022-06-03 | 14 | 69.5 | 3.03 | 72.53 | 0.011226
2022-06-03 | 15 | 206376 | 2022-06-03 | 15 | 69.05 | 3.05 | 72.1 | 0.010835
2022-06-03 | 16 | 211660 | 2022-06-03 | 16 | 68.84 | 3 | 71.84 | 0.011072
2022-06-03 | 17 | 146034 | 2022-06-03 | 17 | 71.03 | 2.98 | 74.01 | 0.0078699
2022-06-03 | 18 | 467 | 2022-06-03 | 18 | 92.62 | 3.08 | 95.7 | 3.2543e-05
2022-06-03 | 19 | 823 | 2022-06-03 | 19 | 104.72 | 3.42 | 108.14 | 6.4805e-05
2022-06-03 | 20 | 193 | 2022-06-03 | 20 | 74.33 | 2.82 | 77.15 | 1.0842e-05
2022-06-03 | 21 | 0 | 2022-06-03 | 21 | 74.7 | 2.94 | 77.64 | 0
2022-06-03 | 22 | 0 | 2022-06-03 | 22 | 88.44 | 3 | 91.44 | 0
2022-06-03 | 23 | 0 | 2022-06-03 | 23 | 79.5 | 3.86 | 83.36 | 0
2022-06-03 | 24 | 0 | 2022-06-03 | 24 | 105.59 | 3.45 | 109.04 | 0
2022-06-04 | 1 | 0 | 2022-06-04 | 1 | 110.22 | 2.09 | 112.31 | 0
2022-06-04 | 2 | 0 | 2022-06-04 | 2 | 118.13 | 1.48 | 119.61 | 0
2022-06-04 | 3 | 0 | 2022-06-04 | 3 | 101.74 | 1.44 | 103.18 | 0
2022-06-04 | 4 | 0 | 2022-06-04 | 4 | 95.1 | 1.44 | 96.54 | 0
2022-06-04 | 5 | 0 | 2022-06-04 | 5 | 108.78 | 1.44 | 110.22 | 0
2022-06-04 | 6 | 110 | 2022-06-04 | 6 | 93.03 | 1.44 | 94.47 | 7.5668e-06
2022-06-04 | 7 | 783 | 2022-06-04 | 7 | 81.18 | 1.58 | 82.76 | 4.7185e-05
2022-06-04 | 8 | 1713 | 2022-06-04 | 8 | 99.24 | 1.88 | 101.12 | 0.00012613
2022-06-04 | 9 | 191031 | 2022-06-04 | 9 | 122.3 | 1.73 | 124.03 | 0.017253
2022-06-04 | 10 | 311613 | 2022-06-04 | 10 | 119.45 | 2.25 | 121.7 | 0.027614
2022-06-04 | 11 | 391768 | 2022-06-04 | 11 | 77.43 | 1.78 | 79.21 | 0.022596
2022-06-04 | 12 | 682599 | 2022-06-04 | 12 | 82.81 | 1.73 | 84.54 | 0.04202
2022-06-04 | 13 | 846067 | 2022-06-04 | 13 | 68.15 | 1.59 | 69.74 | 0.042965
2022-06-04 | 14 | 845947 | 2022-06-04 | 14 | 68.17 | 1.58 | 69.75 | 0.042965
2022-06-04 | 15 | 448263 | 2022-06-04 | 15 | 62.9 | 1.45 | 64.35 | 0.021004
2022-06-04 | 16 | 731364 | 2022-06-04 | 16 | 74.5 | 1.76 | 76.26 | 0.040612
2022-06-04 | 17 | 606083 | 2022-06-04 | 17 | 97.42 | 1.74 | 99.16 | 0.043762
2022-06-04 | 18 | 303466 | 2022-06-04 | 18 | 120.68 | 1.48 | 122.16 | 0.026994
2022-06-04 | 19 | 113872 | 2022-06-04 | 19 | 130.45 | 1.66 | 132.11 | 0.010954
2022-06-04 | 20 | 293 | 2022-06-04 | 20 | 122.67 | 1.65 | 124.32 | 2.6524e-05
2022-06-04 | 21 | 0 | 2022-06-04 | 21 | 112.15 | 1.49 | 113.64 | 0
2022-06-04 | 22 | 0 | 2022-06-04 | 22 | 111.97 | 2.53 | 114.5 | 0
2022-06-04 | 23 | 0 | 2022-06-04 | 23 | 123.02 | 3.3 | 126.32 | 0
2022-06-04 | 24 | 0 | 2022-06-04 | 24 | 95.86 | 3.74 | 99.6 | 0
2022-06-05 | 1 | 0 | 2022-06-05 | 1 | 80.18 | 1.93 | 82.11 | 0
2022-06-05 | 2 | 0 | 2022-06-05 | 2 | 87.79 | 1.4 | 89.19 | 0
2022-06-05 | 3 | 0 | 2022-06-05 | 3 | 96.41 | 0.55 | 96.96 | 0
2022-06-05 | 4 | 0 | 2022-06-05 | 4 | 72.02 | 0.67 | 72.69 | 0
2022-06-05 | 5 | 0 | 2022-06-05 | 5 | 97.42 | 0.6 | 98.02 | 0
2022-06-05 | 6 | 80 | 2022-06-05 | 6 | 106.08 | 0.55 | 106.63 | 6.2115e-06
2022-06-05 | 7 | 377 | 2022-06-05 | 7 | 71.26 | 0.68 | 71.94 | 1.9749e-05
2022-06-05 | 8 | 150348 | 2022-06-05 | 8 | 84.65 | 1.12 | 85.77 | 0.0093898
2022-06-05 | 9 | 383726 | 2022-06-05 | 9 | 68.42 | 0.92 | 69.34 | 0.019374
2022-06-05 | 10 | 651277 | 2022-06-05 | 10 | 69.34 | 0.7 | 70.04 | 0.033215
2022-06-05 | 11 | 670693 | 2022-06-05 | 11 | 65.09 | 0.67 | 65.76 | 0.032115
2022-06-05 | 12 | 845611 | 2022-06-05 | 12 | 65.35 | 0.66 | 66.01 | 0.040645
2022-06-05 | 13 | 844661 | 2022-06-05 | 13 | 65.44 | 0.57 | 66.01 | 0.040599
2022-06-05 | 14 | 648743 | 2022-06-05 | 14 | 62.8 | 0.64 | 63.44 | 0.029968
2022-06-05 | 15 | 353185 | 2022-06-05 | 15 | 63.91 | 0.65 | 64.56 | 0.016603
2022-06-05 | 16 | 579471 | 2022-06-05 | 16 | 64.47 | 0.64 | 65.11 | 0.027473
2022-06-05 | 17 | 616875 | 2022-06-05 | 17 | 82.55 | 0.67 | 83.22 | 0.037381
2022-06-05 | 18 | 143824 | 2022-06-05 | 18 | 124.87 | 0.66 | 125.53 | 0.013146
2022-06-05 | 19 | 294902 | 2022-06-05 | 19 | 129.85 | 0.56 | 130.41 | 0.028004
2022-06-05 | 20 | 253 | 2022-06-05 | 20 | 127.88 | 0.56 | 128.44 | 2.3662e-05
2022-06-05 | 21 | 0 | 2022-06-05 | 21 | 118.55 | 0.91 | 119.46 | 0
2022-06-05 | 22 | 0 | 2022-06-05 | 22 | 93.83 | 0.84 | 94.67 | 0
2022-06-05 | 23 | 0 | 2022-06-05 | 23 | 70.09 | 0.91 | 71 | 0
2022-06-05 | 24 | 0 | 2022-06-05 | 24 | 72.28 | 0.98 | 73.26 | 0
2022-06-06 | 1 | 0 | 2022-06-06 | 1 | 86.41 | 1.2 | 87.61 | 0
2022-06-06 | 2 | 0 | 2022-06-06 | 2 | 72.15 | 1.25 | 73.4 | 0
2022-06-06 | 3 | 0 | 2022-06-06 | 3 | 75.98 | 1.18 | 77.16 | 0
2022-06-06 | 4 | 0 | 2022-06-06 | 4 | 66.03 | 1.14 | 67.17 | 0
2022-06-06 | 5 | 0 | 2022-06-06 | 5 | 63.22 | 1.23 | 64.45 | 0
2022-06-06 | 6 | 90 | 2022-06-06 | 6 | 64.74 | 1.42 | 66.16 | 4.3357e-06
2022-06-06 | 7 | 413 | 2022-06-06 | 7 | 62.29 | 1.41 | 63.7 | 1.9156e-05
2022-06-06 | 8 | 164800 | 2022-06-06 | 8 | 63.61 | 4.16 | 67.77 | 0.0081324
2022-06-06 | 9 | 362851 | 2022-06-06 | 9 | 64.23 | 4.07 | 68.3 | 0.018046
2022-06-06 | 10 | 571504 | 2022-06-06 | 10 | 61.6 | 3.94 | 65.54 | 0.027274
2022-06-06 | 11 | 723073 | 2022-06-06 | 11 | 61.19 | 3.9 | 65.09 | 0.034271
2022-06-06 | 12 | 824269 | 2022-06-06 | 12 | 62.69 | 3.8 | 66.49 | 0.039907
2022-06-06 | 13 | 844634 | 2022-06-06 | 13 | 64.11 | 3.73 | 67.84 | 0.041723
2022-06-06 | 14 | 843737 | 2022-06-06 | 14 | 66.37 | 3.46 | 69.83 | 0.042902
2022-06-06 | 15 | 753340 | 2022-06-06 | 15 | 76.73 | 2.89 | 79.62 | 0.043676
2022-06-06 | 16 | 612094 | 2022-06-06 | 16 | 72.95 | 3.46 | 76.41 | 0.034056
2022-06-06 | 17 | 577510 | 2022-06-06 | 17 | 90.27 | 3.65 | 93.92 | 0.039495
2022-06-06 | 18 | 373411 | 2022-06-06 | 18 | 108.8 | 3.35 | 112.15 | 0.030494
2022-06-06 | 19 | 113682 | 2022-06-06 | 19 | 97.23 | 3.35 | 100.58 | 0.0083258
2022-06-06 | 20 | 500 | 2022-06-06 | 20 | 99.2 | 3.59 | 102.79 | 3.7424e-05
2022-06-06 | 21 | 0 | 2022-06-06 | 21 | 98.8 | 3.59 | 102.39 | 0
2022-06-06 | 22 | 0 | 2022-06-06 | 22 | 100.08 | 3.76 | 103.84 | 0
2022-06-06 | 23 | 0 | 2022-06-06 | 23 | 96.69 | 4.43 | 101.12 | 0
2022-06-06 | 24 | 0 | 2022-06-06 | 24 | 83.67 | 1.84 | 85.51 | 0
2022-06-07 | 1 | 0 | 2022-06-07 | 1 | 80.31 | 0.54 | 80.85 | 0
2022-06-07 | 2 | 0 | 2022-06-07 | 2 | 67.14 | 0.52 | 67.66 | 0
2022-06-07 | 3 | 0 | 2022-06-07 | 3 | 64.23 | 0.53 | 64.76 | 0
2022-06-07 | 4 | 0 | 2022-06-07 | 4 | 61.25 | 0.5 | 61.75 | 0
2022-06-07 | 5 | 0 | 2022-06-07 | 5 | 63.29 | 0.52 | 63.81 | 0
2022-06-07 | 6 | 110 | 2022-06-07 | 6 | 62.76 | 0.65 | 63.41 | 5.079e-06
2022-06-07 | 7 | 720 | 2022-06-07 | 7 | 96.21 | 0.98 | 97.19 | 5.0954e-05
2022-06-07 | 8 | 202029 | 2022-06-07 | 8 | 106.59 | 4.27 | 110.86 | 0.016308
2022-06-07 | 9 | 282250 | 2022-06-07 | 9 | 80.6 | 3.59 | 84.19 | 0.017303
2022-06-07 | 10 | 552574 | 2022-06-07 | 10 | 71.9 | 3.15 | 75.05 | 0.030197
2022-06-07 | 11 | 672061 | 2022-06-07 | 11 | 67.74 | 3.09 | 70.83 | 0.034662
2022-06-07 | 12 | 802030 | 2022-06-07 | 12 | 68.39 | 3.02 | 71.41 | 0.041704
2022-06-07 | 13 | 793938 | 2022-06-07 | 13 | 70.28 | 2.99 | 73.27 | 0.042358
2022-06-07 | 14 | 845204 | 2022-06-07 | 14 | 102.69 | 3.23 | 105.92 | 0.065188
2022-06-07 | 15 | 394612 | 2022-06-07 | 15 | 98.51 | 3.09 | 101.6 | 0.029194
2022-06-07 | 16 | 336950 | 2022-06-07 | 16 | 86.83 | 2.87 | 89.7 | 0.022008
2022-06-07 | 17 | 453821 | 2022-06-07 | 17 | 74.54 | 2.78 | 77.32 | 0.025551
2022-06-07 | 18 | 412815 | 2022-06-07 | 18 | 88.18 | 2.66 | 90.84 | 0.027306
2022-06-07 | 19 | 96547 | 2022-06-07 | 19 | 101.99 | 2.82 | 104.81 | 0.0073683
2022-06-07 | 20 | 29612 | 2022-06-07 | 20 | 98.04 | 2.73 | 100.77 | 0.0021728
2022-06-07 | 21 | 0 | 2022-06-07 | 21 | 101.69 | 2.88 | 104.57 | 0
2022-06-07 | 22 | 0 | 2022-06-07 | 22 | 91.84 | 3.07 | 94.91 | 0
2022-06-07 | 23 | 0 | 2022-06-07 | 23 | 83.66 | 3.74 | 87.4 | 0
2022-06-07 | 24 | 0 | 2022-06-07 | 24 | 73.9 | 0.93 | 74.83 | 0
2022-06-08 | 1 | 0 | 2022-06-08 | 1 | 76.57 | 0.49 | 77.06 | 0
2022-06-08 | 2 | 0 | 2022-06-08 | 2 | 70.37 | 0.46 | 70.83 | 0
2022-06-08 | 3 | 0 | 2022-06-08 | 3 | 68.77 | 0.48 | 69.25 | 0
2022-06-08 | 4 | 0 | 2022-06-08 | 4 | 63.42 | 0.49 | 63.91 | 0
2022-06-08 | 5 | 0 | 2022-06-08 | 5 | 72.54 | 0.49 | 73.03 | 0
2022-06-08 | 6 | 0 | 2022-06-08 | 6 | 78.22 | 0.7 | 78.92 | 0
2022-06-08 | 7 | 147 | 2022-06-08 | 7 | 99.73 | 1.29 | 101.02 | 1.0813e-05
2022-06-08 | 8 | 880 | 2022-06-08 | 8 | 109.67 | 3.72 | 113.39 | 7.2658e-05
2022-06-08 | 9 | 1190 | 2022-06-08 | 9 | 95.53 | 3.24 | 98.77 | 8.5585e-05
2022-06-08 | 10 | 43203 | 2022-06-08 | 10 | 85.47 | 3.13 | 88.6 | 0.0027872
2022-06-08 | 11 | 335268 | 2022-06-08 | 11 | 79.49 | 2.91 | 82.4 | 0.020116
2022-06-08 | 12 | 624327 | 2022-06-08 | 12 | 68.15 | 2.81 | 70.96 | 0.032259
2022-06-08 | 13 | 836528 | 2022-06-08 | 13 | 67.96 | 2.8 | 70.76 | 0.043102
2022-06-08 | 14 | 844491 | 2022-06-08 | 14 | 67.39 | 2.77 | 70.16 | 0.043143
2022-06-08 | 15 | 839393 | 2022-06-08 | 15 | 67.3 | 2.72 | 70.02 | 0.042797
2022-06-08 | 16 | 805107 | 2022-06-08 | 16 | 72.21 | 2.66 | 74.87 | 0.043892
2022-06-08 | 17 | 677883 | 2022-06-08 | 17 | 97.86 | 2.78 | 100.64 | 0.049676
2022-06-08 | 18 | 123695 | 2022-06-08 | 18 | 107.3 | 2.48 | 109.78 | 0.0098878
2022-06-08 | 19 | 270870 | 2022-06-08 | 19 | 105.96 | 2.69 | 108.65 | 0.02143
2022-06-08 | 20 | 320 | 2022-06-08 | 20 | 100.42 | 2.72 | 103.14 | 2.4033e-05
2022-06-08 | 21 | 0 | 2022-06-08 | 21 | 90.69 | 2.7 | 93.39 | 0
2022-06-08 | 22 | 0 | 2022-06-08 | 22 | 95.44 | 3 | 98.44 | 0
2022-06-08 | 23 | 0 | 2022-06-08 | 23 | 83.21 | 3.27 | 86.48 | 0
2022-06-08 | 24 | 0 | 2022-06-08 | 24 | 79.64 | 0.87 | 80.51 | 0
2022-06-09 | 1 | 0 | 2022-06-09 | 1 | 74.51 | 0.75 | 75.26 | 0
2022-06-09 | 2 | 0 | 2022-06-09 | 2 | 67.09 | 0.64 | 67.73 | 0
2022-06-09 | 3 | 0 | 2022-06-09 | 3 | 66.93 | 0.68 | 67.61 | 0
2022-06-09 | 4 | 0 | 2022-06-09 | 4 | 67.04 | 0.59 | 67.63 | 0
2022-06-09 | 5 | 0 | 2022-06-09 | 5 | 69.39 | 0.58 | 69.97 | 0
2022-06-09 | 6 | 83 | 2022-06-09 | 6 | 70.63 | 0.69 | 71.32 | 4.3104e-06
2022-06-09 | 7 | 187 | 2022-06-09 | 7 | 80.07 | 0.98 | 81.05 | 1.1036e-05
2022-06-09 | 8 | 213 | 2022-06-09 | 8 | 79.68 | 3.37 | 83.05 | 1.2881e-05
2022-06-09 | 9 | 190 | 2022-06-09 | 9 | 100.88 | 3.08 | 103.96 | 1.4383e-05
2022-06-09 | 10 | 270 | 2022-06-09 | 10 | 108.15 | 2.94 | 111.09 | 2.1841e-05
2022-06-09 | 11 | 607 | 2022-06-09 | 11 | 94.65 | 2.97 | 97.62 | 4.3147e-05
2022-06-09 | 12 | 110747 | 2022-06-09 | 12 | 99.83 | 2.95 | 102.78 | 0.0082883
2022-06-09 | 13 | 380495 | 2022-06-09 | 13 | 91.88 | 3.01 | 94.89 | 0.02629
2022-06-09 | 14 | 663969 | 2022-06-09 | 14 | 90.7 | 2.86 | 93.56 | 0.045234
2022-06-09 | 15 | 797905 | 2022-06-09 | 15 | 84.38 | 2.83 | 87.21 | 0.050669
2022-06-09 | 16 | 777325 | 2022-06-09 | 16 | 95.72 | 2.9 | 98.62 | 0.05582
2022-06-09 | 17 | 675372 | 2022-06-09 | 17 | 88.44 | 2.68 | 91.12 | 0.044811
2022-06-09 | 18 | 483398 | 2022-06-09 | 18 | 94.48 | 2.69 | 97.17 | 0.034203
2022-06-09 | 19 | 248277 | 2022-06-09 | 19 | 92.08 | 2.76 | 94.84 | 0.017146
2022-06-09 | 20 | 247 | 2022-06-09 | 20 | 100.65 | 2.83 | 103.48 | 1.8611e-05
2022-06-09 | 21 | 0 | 2022-06-09 | 21 | 83.65 | 2.92 | 86.57 | 0
2022-06-09 | 22 | 0 | 2022-06-09 | 22 | 75.22 | 2.96 | 78.18 | 0
2022-06-09 | 23 | 0 | 2022-06-09 | 23 | 69.16 | 3.14 | 72.3 | 0
2022-06-09 | 24 | 0 | 2022-06-09 | 24 | 64.31 | 0.66 | 64.97 | 0
2022-06-10 | 1 | 0 | 2022-06-10 | 1 | 60.93 | 0.35 | 61.28 | 0
2022-06-10 | 2 | 0 | 2022-06-10 | 2 | 61.32 | 0.43 | 61.75 | 0
2022-06-10 | 3 | 0 | 2022-06-10 | 3 | 59.6 | 0.34 | 59.94 | 0
2022-06-10 | 4 | 0 | 2022-06-10 | 4 | 57.95 | 0.32 | 58.27 | 0
2022-06-10 | 5 | 0 | 2022-06-10 | 5 | 59.43 | 0.33 | 59.76 | 0
2022-06-10 | 6 | 63 | 2022-06-10 | 6 | 59.59 | 0.49 | 60.08 | 2.7561e-06
2022-06-10 | 7 | 340 | 2022-06-10 | 7 | 63.09 | 0.59 | 63.68 | 1.5765e-05
2022-06-10 | 8 | 159329 | 2022-06-10 | 8 | 62.17 | 3.17 | 65.34 | 0.0075805
2022-06-10 | 9 | 371475 | 2022-06-10 | 9 | 61.46 | 3.05 | 64.51 | 0.017449
2022-06-10 | 10 | 591844 | 2022-06-10 | 10 | 60.5 | 2.95 | 63.45 | 0.027344
2022-06-10 | 11 | 764820 | 2022-06-10 | 11 | 60.4 | 2.92 | 63.32 | 0.035263
2022-06-10 | 12 | 701101 | 2022-06-10 | 12 | 59.83 | 2.87 | 62.7 | 0.032009
2022-06-10 | 13 | 823481 | 2022-06-10 | 13 | 62.33 | 2.83 | 65.16 | 0.039071
2022-06-10 | 14 | 846484 | 2022-06-10 | 14 | 60.7 | 2.77 | 63.47 | 0.039121
2022-06-10 | 15 | 838577 | 2022-06-10 | 15 | 59.49 | 2.75 | 62.24 | 0.038005
2022-06-10 | 16 | 822857 | 2022-06-10 | 16 | 58.67 | 2.71 | 61.38 | 0.036777
2022-06-10 | 17 | 718495 | 2022-06-10 | 17 | 57.52 | 2.59 | 60.11 | 0.031448
2022-06-10 | 18 | 265494 | 2022-06-10 | 18 | 60.47 | 2.56 | 63.03 | 0.012185
2022-06-10 | 19 | 163017 | 2022-06-10 | 19 | 63.55 | 2.57 | 66.12 | 0.0078486
2022-06-10 | 20 | 467 | 2022-06-10 | 20 | 65.27 | 2.68 | 67.95 | 2.3106e-05
2022-06-10 | 21 | 13 | 2022-06-10 | 21 | 63.98 | 2.78 | 66.76 | 6.3195e-07
2022-06-10 | 22 | 0 | 2022-06-10 | 22 | 60.32 | 2.78 | 63.1 | 0
2022-06-10 | 23 | 0 | 2022-06-10 | 23 | 58.77 | 3.12 | 61.89 | 0
2022-06-10 | 24 | 0 | 2022-06-10 | 24 | 57.86 | 0.45 | 58.31 | 0
2022-06-11 | 1 | 0 | 2022-06-11 | 1 | 61.19 | 0.58 | 61.77 | 0
2022-06-11 | 2 | 0 | 2022-06-11 | 2 | 59.85 | 0.44 | 60.29 | 0
2022-06-11 | 3 | 0 | 2022-06-11 | 3 | 62.34 | 0.53 | 62.87 | 0
2022-06-11 | 4 | 0 | 2022-06-11 | 4 | 61.14 | 0.45 | 61.59 | 0
2022-06-11 | 5 | 0 | 2022-06-11 | 5 | 57.6 | 0.44 | 58.04 | 0
2022-06-11 | 6 | 140 | 2022-06-11 | 6 | 62.81 | 0.57 | 63.38 | 6.4611e-06
2022-06-11 | 7 | 1070 | 2022-06-11 | 7 | 55.63 | 0.53 | 56.16 | 4.3756e-05
2022-06-11 | 8 | 180402 | 2022-06-11 | 8 | 55.19 | 0.55 | 55.74 | 0.0073221
2022-06-11 | 9 | 269955 | 2022-06-11 | 9 | 55.45 | 0.73 | 56.18 | 0.011043
2022-06-11 | 10 | 418210 | 2022-06-11 | 10 | 56.14 | 0.48 | 56.62 | 0.017242
2022-06-11 | 11 | 352318 | 2022-06-11 | 11 | 57.8 | 0.47 | 58.27 | 0.014949
2022-06-11 | 12 | 658075 | 2022-06-11 | 12 | 57.62 | 0.47 | 58.09 | 0.027836
2022-06-11 | 13 | 775758 | 2022-06-11 | 13 | 57.73 | 0.44 | 58.17 | 0.032859
2022-06-11 | 14 | 717040 | 2022-06-11 | 14 | 59.62 | 0.42 | 60.04 | 0.031348
2022-06-11 | 15 | 519959 | 2022-06-11 | 15 | 59.97 | 0.4 | 60.37 | 0.022857
2022-06-11 | 16 | 804600 | 2022-06-11 | 16 | 60.18 | 0.45 | 60.63 | 0.035522
2022-06-11 | 17 | 665339 | 2022-06-11 | 17 | 58.56 | 0.45 | 59.01 | 0.028589
2022-06-11 | 18 | 519071 | 2022-06-11 | 18 | 62.92 | 0.4 | 63.32 | 0.023933
2022-06-11 | 19 | 256183 | 2022-06-11 | 19 | 86.17 | 0.42 | 86.59 | 0.016153
2022-06-11 | 20 | 383 | 2022-06-11 | 20 | 85.27 | 0.4 | 85.67 | 2.3892e-05
2022-06-11 | 21 | 10 | 2022-06-11 | 21 | 81.34 | 0.41 | 81.75 | 5.9527e-07
2022-06-11 | 22 | 0 | 2022-06-11 | 22 | 78.88 | 0.46 | 79.34 | 0
2022-06-11 | 23 | 0 | 2022-06-11 | 23 | 67.57 | 0.57 | 68.14 | 0
2022-06-11 | 24 | 0 | 2022-06-11 | 24 | 62.33 | 0.59 | 62.92 | 0
2022-06-12 | 1 | 0 | 2022-06-12 | 1 | 61.73 | 1.13 | 62.86 | 0
2022-06-12 | 2 | 0 | 2022-06-12 | 2 | 60.81 | 1.07 | 61.88 | 0
2022-06-12 | 3 | 0 | 2022-06-12 | 3 | 82.49 | 1.01 | 83.5 | 0
2022-06-12 | 4 | 0 | 2022-06-12 | 4 | 85.85 | 0.98 | 86.83 | 0
2022-06-12 | 5 | 0 | 2022-06-12 | 5 | 89.18 | 0.98 | 90.16 | 0
2022-06-12 | 6 | 83 | 2022-06-12 | 6 | 79.31 | 0.98 | 80.29 | 4.8525e-06
2022-06-12 | 7 | 957 | 2022-06-12 | 7 | 91.29 | 1.45 | 92.74 | 6.4625e-05
2022-06-12 | 8 | 152357 | 2022-06-12 | 8 | 96.75 | 1.79 | 98.54 | 0.010932
2022-06-12 | 9 | 324763 | 2022-06-12 | 9 | 77.87 | 1.35 | 79.22 | 0.018734
2022-06-12 | 10 | 480223 | 2022-06-12 | 10 | 61.66 | 1.15 | 62.81 | 0.021963
2022-06-12 | 11 | 385502 | 2022-06-12 | 11 | 78.19 | 1.17 | 79.36 | 0.022277
2022-06-12 | 12 | 662481 | 2022-06-12 | 12 | 90.85 | 1.05 | 91.9 | 0.044332
2022-06-12 | 13 | 844147 | 2022-06-12 | 13 | 66.66 | 1.03 | 67.69 | 0.041607
2022-06-12 | 14 | 806393 | 2022-06-12 | 14 | 65.78 | 1.05 | 66.83 | 0.039241
2022-06-12 | 15 | 503755 | 2022-06-12 | 15 | 62.97 | 1.04 | 64.01 | 0.02348
2022-06-12 | 16 | 296491 | 2022-06-12 | 16 | 63.86 | 1.03 | 64.89 | 0.014009
2022-06-12 | 17 | 593263 | 2022-06-12 | 17 | 69.41 | 1.1 | 70.51 | 0.03046
2022-06-12 | 18 | 1757 | 2022-06-12 | 18 | 75.62 | 1.05 | 76.67 | 9.8089e-05
2022-06-12 | 19 | 48738 | 2022-06-12 | 19 | 100.9 | 0.99 | 101.89 | 0.003616
2022-06-12 | 20 | 320 | 2022-06-12 | 20 | 91.67 | 0.99 | 92.66 | 2.1591e-05
2022-06-12 | 21 | 0 | 2022-06-12 | 21 | 105.95 | 1.25 | 107.2 | 0
2022-06-12 | 22 | 0 | 2022-06-12 | 22 | 90.04 | 1.45 | 91.49 | 0
2022-06-12 | 23 | 0 | 2022-06-12 | 23 | 68.46 | 1.12 | 69.58 | 0
2022-06-12 | 24 | 0 | 2022-06-12 | 24 | 80.62 | 1.58 | 82.2 | 0
2022-06-13 | 1 | 0 | 2022-06-13 | 1 | 77.19 | 3.06 | 80.25 | 0
2022-06-13 | 2 | 0 | 2022-06-13 | 2 | 74.55 | 2.89 | 77.44 | 0
2022-06-13 | 3 | 0 | 2022-06-13 | 3 | 87.84 | 2.93 | 90.77 | 0
2022-06-13 | 4 | 0 | 2022-06-13 | 4 | 104.14 | 2.98 | 107.12 | 0
2022-06-13 | 5 | 0 | 2022-06-13 | 5 | 90.58 | 2.76 | 93.34 | 0
2022-06-13 | 6 | 20 | 2022-06-13 | 6 | 120.2 | 3.29 | 123.49 | 1.7984e-06
2022-06-13 | 7 | 447 | 2022-06-13 | 7 | 129.07 | 4.62 | 133.69 | 4.3514e-05
2022-06-13 | 8 | 108241 | 2022-06-13 | 8 | 106.91 | 6.57 | 113.48 | 0.0089441
2022-06-13 | 9 | 153281 | 2022-06-13 | 9 | 77.93 | 5.24 | 83.17 | 0.0092828
2022-06-13 | 10 | 389954 | 2022-06-13 | 10 | 102.48 | 5.41 | 107.89 | 0.030635
2022-06-13 | 11 | 248770 | 2022-06-13 | 11 | 113.58 | 5.19 | 118.77 | 0.021514
2022-06-13 | 12 | 800904 | 2022-06-13 | 12 | 115.32 | 5.07 | 120.39 | 0.070209
2022-06-13 | 13 | 766033 | 2022-06-13 | 13 | 117.55 | 5.15 | 122.7 | 0.068441
2022-06-13 | 14 | 366675 | 2022-06-13 | 14 | 119.86 | 5.12 | 124.98 | 0.033369
2022-06-13 | 15 | 605283 | 2022-06-13 | 15 | 137.17 | 4.52 | 141.69 | 0.062449
2022-06-13 | 16 | 763218 | 2022-06-13 | 16 | 109.76 | 4.72 | 114.48 | 0.063621
2022-06-13 | 17 | 656176 | 2022-06-13 | 17 | 164.97 | 4.99 | 169.96 | 0.081207
2022-06-13 | 18 | 340894 | 2022-06-13 | 18 | 378.32 | 12.61 | 390.93 | 0.097038
2022-06-13 | 19 | 263369 | 2022-06-13 | 19 | 286.86 | 8.04 | 294.9 | 0.056554
2022-06-13 | 20 | 253 | 2022-06-13 | 20 | 240.76 | 5.49 | 246.25 | 4.5365e-05
2022-06-13 | 21 | 0 | 2022-06-13 | 21 | 186.22 | 5.47 | 191.69 | 0
2022-06-13 | 22 | 0 | 2022-06-13 | 22 | 131.02 | 5.2 | 136.22 | 0
2022-06-13 | 23 | 0 | 2022-06-13 | 23 | 78.18 | 5.2 | 83.38 | 0
2022-06-13 | 24 | 0 | 2022-06-13 | 24 | 78.22 | 3.14 | 81.36 | 0
2022-06-14 | 1 | 0 | 2022-06-14 | 1 | 71.28 | 0.32 | 71.6 | 0
2022-06-14 | 2 | 0 | 2022-06-14 | 2 | 74.28 | 0.3 | 74.58 | 0
2022-06-14 | 3 | 0 | 2022-06-14 | 3 | 75.33 | 0.3 | 75.63 | 0
2022-06-14 | 4 | 0 | 2022-06-14 | 4 | 70.79 | 0.36 | 71.15 | 0
2022-06-14 | 5 | 0 | 2022-06-14 | 5 | 65.91 | 0.35 | 66.26 | 0
2022-06-14 | 6 | 67 | 2022-06-14 | 6 | 69.78 | 0.45 | 70.23 | 3.4263e-06
2022-06-14 | 7 | 360 | 2022-06-14 | 7 | 64.45 | 0.45 | 64.9 | 1.7013e-05
2022-06-14 | 8 | 152318 | 2022-06-14 | 8 | 67.66 | 2.91 | 70.57 | 0.007827
2022-06-14 | 9 | 370357 | 2022-06-14 | 9 | 63.77 | 2.79 | 66.56 | 0.01795
2022-06-14 | 10 | 585845 | 2022-06-14 | 10 | 61.69 | 2.74 | 64.43 | 0.027485
2022-06-14 | 11 | 755839 | 2022-06-14 | 11 | 59.41 | 2.7 | 62.11 | 0.034183
2022-06-14 | 12 | 841306 | 2022-06-14 | 12 | 58.65 | 2.64 | 61.29 | 0.037546
2022-06-14 | 13 | 843894 | 2022-06-14 | 13 | 59.55 | 2.58 | 62.13 | 0.038178
2022-06-14 | 14 | 768666 | 2022-06-14 | 14 | 62.06 | 2.51 | 64.57 | 0.03614
2022-06-14 | 15 | 478268 | 2022-06-14 | 15 | 63.03 | 2.43 | 65.46 | 0.022797
2022-06-14 | 16 | 834499 | 2022-06-14 | 16 | 66.05 | 2.42 | 68.47 | 0.041606
2022-06-14 | 17 | 654157 | 2022-06-14 | 17 | 75.73 | 2.46 | 78.19 | 0.037244
2022-06-14 | 18 | 577780 | 2022-06-14 | 18 | 95.52 | 2.31 | 97.83 | 0.041158
2022-06-14 | 19 | 263926 | 2022-06-14 | 19 | 99.28 | 2.44 | 101.72 | 0.019548
2022-06-14 | 20 | 217 | 2022-06-14 | 20 | 102.11 | 2.26 | 104.37 | 1.6492e-05
2022-06-14 | 21 | 0 | 2022-06-14 | 21 | 85.12 | 2.54 | 87.66 | 0
2022-06-14 | 22 | 0 | 2022-06-14 | 22 | 73.58 | 2.53 | 76.11 | 0
2022-06-14 | 23 | 0 | 2022-06-14 | 23 | 66.41 | 2.76 | 69.17 | 0
2022-06-14 | 24 | 0 | 2022-06-14 | 24 | 65.74 | 0.88 | 66.62 | 0
2022-06-15 | 1 | 0 | 2022-06-15 | 1 | 61.26 | 0.35 | 61.61 | 0
2022-06-15 | 2 | 0 | 2022-06-15 | 2 | 60.8 | 0.45 | 61.25 | 0
2022-06-15 | 3 | 0 | 2022-06-15 | 3 | 58.68 | 0.45 | 59.13 | 0
2022-06-15 | 4 | 0 | 2022-06-15 | 4 | 56.81 | 0.39 | 57.2 | 0
2022-06-15 | 5 | 0 | 2022-06-15 | 5 | 56.8 | 0.31 | 57.11 | 0
2022-06-15 | 6 | 63 | 2022-06-15 | 6 | 56.62 | 0.41 | 57.03 | 2.6162e-06
2022-06-15 | 7 | 343 | 2022-06-15 | 7 | 56.41 | 0.46 | 56.87 | 1.4204e-05
2022-06-15 | 8 | 155753 | 2022-06-15 | 8 | 61.27 | 3.03 | 64.3 | 0.0072924
2022-06-15 | 9 | 302695 | 2022-06-15 | 9 | 58.61 | 2.87 | 61.48 | 0.013551
2022-06-15 | 10 | 298094 | 2022-06-15 | 10 | 59.07 | 2.74 | 61.81 | 0.013416
2022-06-15 | 11 | 548901 | 2022-06-15 | 11 | 58.55 | 2.76 | 61.31 | 0.024505
2022-06-15 | 12 | 464787 | 2022-06-15 | 12 | 56.82 | 2.72 | 59.54 | 0.020151
2022-06-15 | 13 | 590742 | 2022-06-15 | 13 | 56.35 | 2.61 | 58.96 | 0.025362
2022-06-15 | 14 | 839897 | 2022-06-15 | 14 | 57.69 | 2.55 | 60.24 | 0.036841
2022-06-15 | 15 | 842131 | 2022-06-15 | 15 | 60.62 | 2.55 | 63.17 | 0.038736
2022-06-15 | 16 | 796128 | 2022-06-15 | 16 | 60.65 | 2.51 | 63.16 | 0.036614
2022-06-15 | 17 | 555631 | 2022-06-15 | 17 | 78.45 | 2.4 | 80.85 | 0.032711
2022-06-15 | 18 | 409151 | 2022-06-15 | 18 | 88.86 | 2.43 | 91.29 | 0.027198
2022-06-15 | 19 | 168584 | 2022-06-15 | 19 | 86.66 | 2.29 | 88.95 | 0.010919
2022-06-15 | 20 | 547 | 2022-06-15 | 20 | 83.36 | 2.55 | 85.91 | 3.4218e-05
2022-06-15 | 21 | 10 | 2022-06-15 | 21 | 77.39 | 2.62 | 80.01 | 5.826e-07
2022-06-15 | 22 | 0 | 2022-06-15 | 22 | 63.16 | 2.57 | 65.73 | 0
2022-06-15 | 23 | 0 | 2022-06-15 | 23 | 56.76 | 2.78 | 59.54 | 0
2022-06-15 | 24 | 0 | 2022-06-15 | 24 | 55.52 | 0.54 | 56.06 | 0
2022-06-16 | 1 | 0 | 2022-06-16 | 1 | 57.19 | 0.46 | 57.65 | 0
2022-06-16 | 2 | 0 | 2022-06-16 | 2 | 60.08 | 0.55 | 60.63 | 0
2022-06-16 | 3 | 0 | 2022-06-16 | 3 | 55 | 0.52 | 55.52 | 0
2022-06-16 | 4 | 0 | 2022-06-16 | 4 | 53.71 | 0.42 | 54.13 | 0
2022-06-16 | 5 | 0 | 2022-06-16 | 5 | 51.75 | 0.47 | 52.22 | 0
2022-06-16 | 6 | 77 | 2022-06-16 | 6 | 52.39 | 0.51 | 52.9 | 2.966e-06
2022-06-16 | 7 | 940 | 2022-06-16 | 7 | 52.88 | 0.52 | 53.4 | 3.6551e-05
2022-06-16 | 8 | 113705 | 2022-06-16 | 8 | 59.22 | 3.19 | 62.41 | 0.0051672
2022-06-16 | 9 | 158922 | 2022-06-16 | 9 | 62.13 | 3.02 | 65.15 | 0.0075392
2022-06-16 | 10 | 296899 | 2022-06-16 | 10 | 65.22 | 3.18 | 68.4 | 0.014787
2022-06-16 | 11 | 625258 | 2022-06-16 | 11 | 80.16 | 2.81 | 82.97 | 0.037775
2022-06-16 | 12 | 297476 | 2022-06-16 | 12 | 61.1 | 2.87 | 63.97 | 0.013856
2022-06-16 | 13 | 660450 | 2022-06-16 | 13 | 56.97 | 2.81 | 59.78 | 0.028749
2022-06-16 | 14 | 674248 | 2022-06-16 | 14 | 57.89 | 2.8 | 60.69 | 0.029796
2022-06-16 | 15 | 668024 | 2022-06-16 | 15 | 57.7 | 2.79 | 60.49 | 0.029424
2022-06-16 | 16 | 401333 | 2022-06-16 | 16 | 55.53 | 2.77 | 58.3 | 0.017037
2022-06-16 | 17 | 346495 | 2022-06-16 | 17 | 56.5 | 2.74 | 59.24 | 0.014946
2022-06-16 | 18 | 259198 | 2022-06-16 | 18 | 57.07 | 2.68 | 59.75 | 0.011277
2022-06-16 | 19 | 131837 | 2022-06-16 | 19 | 56.99 | 2.74 | 59.73 | 0.005734
2022-06-16 | 20 | 67 | 2022-06-16 | 20 | 57.31 | 2.74 | 60.05 | 2.9296e-06
2022-06-16 | 21 | 0 | 2022-06-16 | 21 | 57.55 | 2.77 | 60.32 | 0
2022-06-16 | 22 | 0 | 2022-06-16 | 22 | 57.51 | 2.85 | 60.36 | 0
2022-06-16 | 23 | 0 | 2022-06-16 | 23 | 57.14 | 3.08 | 60.22 | 0
2022-06-16 | 24 | 0 | 2022-06-16 | 24 | 54.56 | 0.7 | 55.26 | 0
2022-06-17 | 1 | 0 | 2022-06-17 | 1 | 55.96 | 0.27 | 56.23 | 0
2022-06-17 | 2 | 0 | 2022-06-17 | 2 | 54.25 | 0.21 | 54.46 | 0
2022-06-17 | 3 | 0 | 2022-06-17 | 3 | 52.86 | 0.22 | 53.08 | 0
2022-06-17 | 4 | 0 | 2022-06-17 | 4 | 53.3 | 0.25 | 53.55 | 0
2022-06-17 | 5 | 0 | 2022-06-17 | 5 | 53.9 | 0.21 | 54.11 | 0
2022-06-17 | 6 | 7 | 2022-06-17 | 6 | 56.03 | 0.31 | 56.34 | 2.8717e-07
2022-06-17 | 7 | 470 | 2022-06-17 | 7 | 54.47 | 0.32 | 54.79 | 1.8751e-05
2022-06-17 | 8 | 40363 | 2022-06-17 | 8 | 60.53 | 2.85 | 63.38 | 0.0018628
2022-06-17 | 9 | 372403 | 2022-06-17 | 9 | 96.18 | 3.21 | 99.39 | 0.026951
2022-06-17 | 10 | 538289 | 2022-06-17 | 10 | 62.21 | 2.55 | 64.76 | 0.025383
2022-06-17 | 11 | 679246 | 2022-06-17 | 11 | 61.47 | 2.44 | 63.91 | 0.03161
2022-06-17 | 12 | 820909 | 2022-06-17 | 12 | 62.09 | 2.39 | 64.48 | 0.038543
2022-06-17 | 13 | 844544 | 2022-06-17 | 13 | 62.41 | 2.33 | 64.74 | 0.039813
2022-06-17 | 14 | 305744 | 2022-06-17 | 14 | 76.79 | 2.24 | 79.03 | 0.017594
2022-06-17 | 15 | 842798 | 2022-06-17 | 15 | 70.03 | 2.22 | 72.25 | 0.044339
2022-06-17 | 16 | 810677 | 2022-06-17 | 16 | 62.19 | 2.21 | 64.4 | 0.038015
2022-06-17 | 17 | 644874 | 2022-06-17 | 17 | 62.42 | 2.15 | 64.57 | 0.03032
2022-06-17 | 18 | 403755 | 2022-06-17 | 18 | 64.09 | 2.12 | 66.21 | 0.019466
2022-06-17 | 19 | 187555 | 2022-06-17 | 19 | 66.8 | 2.16 | 68.96 | 0.0094178
2022-06-17 | 20 | 230 | 2022-06-17 | 20 | 70.2 | 2.29 | 72.49 | 1.214e-05
2022-06-17 | 21 | 0 | 2022-06-17 | 21 | 60.7 | 2.32 | 63.02 | 0
2022-06-17 | 22 | 0 | 2022-06-17 | 22 | 61.19 | 2.45 | 63.64 | 0
2022-06-17 | 23 | 0 | 2022-06-17 | 23 | 60.14 | 2.66 | 62.8 | 0
2022-06-17 | 24 | 0 | 2022-06-17 | 24 | 57.15 | 0.34 | 57.49 | 0
2022-06-18 | 1 | 0 | 2022-06-18 | 1 | 55.13 | 0.45 | 55.58 | 0
2022-06-18 | 2 | 0 | 2022-06-18 | 2 | 56.51 | 0.47 | 56.98 | 0
2022-06-18 | 3 | 0 | 2022-06-18 | 3 | 77.76 | 0.87 | 78.63 | 0
2022-06-18 | 4 | 0 | 2022-06-18 | 4 | 81.66 | 1.38 | 83.04 | 0
2022-06-18 | 5 | 0 | 2022-06-18 | 5 | 65.9 | 0.72 | 66.62 | 0
2022-06-18 | 6 | 43 | 2022-06-18 | 6 | 57.2 | 0.44 | 57.64 | 1.8048e-06
2022-06-18 | 7 | 630 | 2022-06-18 | 7 | 56.6 | 0.52 | 57.12 | 2.6203e-05
2022-06-18 | 8 | 179817 | 2022-06-18 | 8 | 54.98 | 0.51 | 55.49 | 0.0072656
2022-06-18 | 9 | 389942 | 2022-06-18 | 9 | 57.68 | 0.72 | 58.4 | 0.016582
2022-06-18 | 10 | 211472 | 2022-06-18 | 10 | 52.38 | 0.53 | 52.91 | 0.0081473
2022-06-18 | 11 | 317424 | 2022-06-18 | 11 | 49.34 | 0.46 | 49.8 | 0.01151
2022-06-18 | 12 | 660725 | 2022-06-18 | 12 | 51.62 | 0.46 | 52.08 | 0.025056
2022-06-18 | 13 | 568574 | 2022-06-18 | 13 | 53.06 | 0.48 | 53.54 | 0.022166
2022-06-18 | 14 | 332853 | 2022-06-18 | 14 | 53.15 | 0.49 | 53.64 | 0.013001
2022-06-18 | 15 | 431699 | 2022-06-18 | 15 | 50.67 | 0.43 | 51.1 | 0.016063
2022-06-18 | 16 | 567639 | 2022-06-18 | 16 | 52.37 | 0.42 | 52.79 | 0.02182
2022-06-18 | 17 | 280232 | 2022-06-18 | 17 | 58.92 | 0.42 | 59.34 | 0.012108
2022-06-18 | 18 | 175124 | 2022-06-18 | 18 | 66.34 | 0.44 | 66.78 | 0.0085156
2022-06-18 | 19 | 120486 | 2022-06-18 | 19 | 59.26 | 0.42 | 59.68 | 0.0052359
2022-06-18 | 20 | 103 | 2022-06-18 | 20 | 53.93 | 0.44 | 54.37 | 4.0778e-06
2022-06-18 | 21 | 0 | 2022-06-18 | 21 | 54.69 | 0.47 | 55.16 | 0
2022-06-18 | 22 | 0 | 2022-06-18 | 22 | 54.65 | 0.49 | 55.14 | 0
2022-06-18 | 23 | 0 | 2022-06-18 | 23 | 73.36 | 0.74 | 74.1 | 0
2022-06-18 | 24 | 0 | 2022-06-18 | 24 | 55.5 | 0.58 | 56.08 | 0
2022-06-19 | 1 | 0 | 2022-06-19 | 1 | 58.94 | 0.79 | 59.73 | 0
2022-06-19 | 2 | 0 | 2022-06-19 | 2 | 53.7 | 0.52 | 54.22 | 0
2022-06-19 | 3 | 0 | 2022-06-19 | 3 | 52.41 | 0.52 | 52.93 | 0
2022-06-19 | 4 | 0 | 2022-06-19 | 4 | 53.09 | 0.51 | 53.6 | 0
2022-06-19 | 5 | 0 | 2022-06-19 | 5 | 53.51 | 0.52 | 54.03 | 0
2022-06-19 | 6 | 37 | 2022-06-19 | 6 | 54.24 | 0.55 | 54.79 | 1.4761e-06
2022-06-19 | 7 | 840 | 2022-06-19 | 7 | 50.75 | 0.58 | 51.33 | 3.1396e-05
2022-06-19 | 8 | 35368 | 2022-06-19 | 8 | 50.03 | 0.56 | 50.59 | 0.0013029
2022-06-19 | 9 | 192463 | 2022-06-19 | 9 | 54.13 | 0.63 | 54.76 | 0.0076742
2022-06-19 | 10 | 552935 | 2022-06-19 | 10 | 46.38 | 0.53 | 46.91 | 0.018887
2022-06-19 | 11 | 715563 | 2022-06-19 | 11 | 26.17 | 0.79 | 26.96 | 0.014047
2022-06-19 | 12 | 396641 | 2022-06-19 | 12 | 46.2 | 0.49 | 46.69 | 0.013485
2022-06-19 | 13 | 272569 | 2022-06-19 | 13 | 47.07 | 0.49 | 47.56 | 0.0094394
2022-06-19 | 14 | 314618 | 2022-06-19 | 14 | 30.39 | 0.58 | 30.97 | 0.007095
2022-06-19 | 15 | 283503 | 2022-06-19 | 15 | 30.4 | 0.62 | 31.02 | 0.0064036
2022-06-19 | 16 | 160454 | 2022-06-19 | 16 | 42.95 | 0.5 | 43.45 | 0.0050765
2022-06-19 | 17 | 112475 | 2022-06-19 | 17 | 46.06 | 0.62 | 46.68 | 0.0038231
2022-06-19 | 18 | 124514 | 2022-06-19 | 18 | 49.85 | 0.51 | 50.36 | 0.0045659
2022-06-19 | 19 | 63262 | 2022-06-19 | 19 | 52.35 | 0.48 | 52.83 | 0.0024336
2022-06-19 | 20 | 440 | 2022-06-19 | 20 | 51.76 | 0.48 | 52.24 | 1.6737e-05
2022-06-19 | 21 | 7 | 2022-06-19 | 21 | 50.11 | 0.45 | 50.56 | 2.5771e-07
2022-06-19 | 22 | 0 | 2022-06-19 | 22 | 49.8 | 0.46 | 50.26 | 0
2022-06-19 | 23 | 0 | 2022-06-19 | 23 | 50.48 | 0.55 | 51.03 | 0
2022-06-19 | 24 | 0 | 2022-06-19 | 24 | 46.19 | 0.64 | 46.83 | 0
2022-06-20 | 1 | 0 | 2022-06-20 | 1 | 40.95 | 0.5 | 41.45 | 0
2022-06-20 | 2 | 0 | 2022-06-20 | 2 | 43.25 | 0.47 | 43.72 | 0
2022-06-20 | 3 | 0 | 2022-06-20 | 3 | 46.15 | 0.41 | 46.56 | 0
2022-06-20 | 4 | 0 | 2022-06-20 | 4 | 47.33 | 0.41 | 47.74 | 0
2022-06-20 | 5 | 0 | 2022-06-20 | 5 | 46.49 | 0.44 | 46.93 | 0
2022-06-20 | 6 | 83 | 2022-06-20 | 6 | 50.63 | 0.56 | 51.19 | 3.0938e-06
2022-06-20 | 7 | 390 | 2022-06-20 | 7 | 44.21 | 0.61 | 44.82 | 1.2728e-05
2022-06-20 | 8 | 164674 | 2022-06-20 | 8 | 50.31 | 3.59 | 53.9 | 0.0064631
2022-06-20 | 9 | 373864 | 2022-06-20 | 9 | 43.09 | 3.44 | 46.53 | 0.012667
2022-06-20 | 10 | 583884 | 2022-06-20 | 10 | 40.11 | 3.38 | 43.49 | 0.01849
2022-06-20 | 11 | 747731 | 2022-06-20 | 11 | 44.17 | 3.41 | 47.58 | 0.025906
2022-06-20 | 12 | 848181 | 2022-06-20 | 12 | 47.52 | 3.26 | 50.78 | 0.031362
2022-06-20 | 13 | 848691 | 2022-06-20 | 13 | 46.35 | 3.24 | 49.59 | 0.030646
2022-06-20 | 14 | 848571 | 2022-06-20 | 14 | 48.79 | 3.24 | 52.03 | 0.032149
2022-06-20 | 15 | 848274 | 2022-06-20 | 15 | 46.84 | 3.15 | 49.99 | 0.030878
2022-06-20 | 16 | 826202 | 2022-06-20 | 16 | 49.93 | 3.05 | 52.98 | 0.031873
2022-06-20 | 17 | 726613 | 2022-06-20 | 17 | 52.15 | 2.9 | 55.05 | 0.029126
2022-06-20 | 18 | 479352 | 2022-06-20 | 18 | 68.44 | 2.85 | 71.29 | 0.024883
2022-06-20 | 19 | 263663 | 2022-06-20 | 19 | 86.73 | 3.09 | 89.82 | 0.017244
2022-06-20 | 20 | 403 | 2022-06-20 | 20 | 88.76 | 2.86 | 91.62 | 2.6886e-05
2022-06-20 | 21 | 20 | 2022-06-20 | 21 | 79.23 | 2.82 | 82.05 | 1.1949e-06
2022-06-20 | 22 | 0 | 2022-06-20 | 22 | 74.48 | 3.06 | 77.54 | 0
2022-06-20 | 23 | 0 | 2022-06-20 | 23 | 65.58 | 3.74 | 69.32 | 0
2022-06-20 | 24 | 0 | 2022-06-20 | 24 | 70.72 | 1.14 | 71.86 | 0
2022-06-21 | 1 | 0 | 2022-06-21 | 1 | 60.48 | 1.36 | 61.84 | 0
2022-06-21 | 2 | 0 | 2022-06-21 | 2 | 63.71 | 0.99 | 64.7 | 0
2022-06-21 | 3 | 0 | 2022-06-21 | 3 | 56.09 | 0.99 | 57.08 | 0
2022-06-21 | 4 | 0 | 2022-06-21 | 4 | 53.52 | 1.03 | 54.55 | 0
2022-06-21 | 5 | 0 | 2022-06-21 | 5 | 53.24 | 1.04 | 54.28 | 0
2022-06-21 | 6 | 197 | 2022-06-21 | 6 | 165.72 | 4.81 | 170.53 | 2.4462e-05
2022-06-21 | 7 | 1087 | 2022-06-21 | 7 | 58.92 | 1.33 | 60.25 | 4.7688e-05
2022-06-21 | 8 | 116085 | 2022-06-21 | 8 | 65.08 | 4.17 | 69.25 | 0.0058536
2022-06-21 | 9 | 435655 | 2022-06-21 | 9 | 61.06 | 3.8 | 64.86 | 0.020575
2022-06-21 | 10 | 577752 | 2022-06-21 | 10 | 61.71 | 3.75 | 65.46 | 0.027539
2022-06-21 | 11 | 748307 | 2022-06-21 | 11 | 55.94 | 3.57 | 59.51 | 0.032426
2022-06-21 | 12 | 835610 | 2022-06-21 | 12 | 62.06 | 3.53 | 65.59 | 0.039909
2022-06-21 | 13 | 823941 | 2022-06-21 | 13 | 65.51 | 3.35 | 68.86 | 0.041313
2022-06-21 | 14 | 840705 | 2022-06-21 | 14 | 59.4 | 3.33 | 62.73 | 0.038401
2022-06-21 | 15 | 844261 | 2022-06-21 | 15 | 54.81 | 3.48 | 58.29 | 0.035834
2022-06-21 | 16 | 676996 | 2022-06-21 | 16 | 58.5 | 3.46 | 61.96 | 0.030544
2022-06-21 | 17 | 647265 | 2022-06-21 | 17 | 69.35 | 3.38 | 72.73 | 0.034278
2022-06-21 | 18 | 543311 | 2022-06-21 | 18 | 83.38 | 3.29 | 86.67 | 0.034288
2022-06-21 | 19 | 256128 | 2022-06-21 | 19 | 88.29 | 3.29 | 91.58 | 0.01708
2022-06-21 | 20 | 163 | 2022-06-21 | 20 | 83.36 | 3.46 | 86.82 | 1.0305e-05
2022-06-21 | 21 | 17 | 2022-06-21 | 21 | 76.05 | 3.62 | 79.67 | 9.8621e-07
2022-06-21 | 22 | 0 | 2022-06-21 | 22 | 62.43 | 3.55 | 65.98 | 0
2022-06-21 | 23 | 0 | 2022-06-21 | 23 | 66.17 | 4.13 | 70.3 | 0
2022-06-21 | 24 | 0 | 2022-06-21 | 24 | 70.16 | 1.63 | 71.79 | 0
2022-06-22 | 1 | 0 | 2022-06-22 | 1 | 59.09 | 0.87 | 59.96 | 0
2022-06-22 | 2 | 0 | 2022-06-22 | 2 | 70.79 | 0.65 | 71.44 | 0
2022-06-22 | 3 | 0 | 2022-06-22 | 3 | 50.64 | 0.49 | 51.13 | 0
2022-06-22 | 4 | 0 | 2022-06-22 | 4 | 52.46 | 0.43 | 52.89 | 0
2022-06-22 | 5 | 0 | 2022-06-22 | 5 | 53.94 | 0.46 | 54.4 | 0
2022-06-22 | 6 | 37 | 2022-06-22 | 6 | 53.32 | 0.52 | 53.84 | 1.4505e-06
2022-06-22 | 7 | 227 | 2022-06-22 | 7 | 53.48 | 0.54 | 54.02 | 8.9291e-06
2022-06-22 | 8 | 983 | 2022-06-22 | 8 | 63.25 | 3.23 | 66.48 | 4.7585e-05
2022-06-22 | 9 | 1433 | 2022-06-22 | 9 | 80.96 | 3.21 | 84.17 | 8.7827e-05
2022-06-22 | 10 | 1850 | 2022-06-22 | 10 | 72.75 | 3.11 | 75.86 | 0.00010219
2022-06-22 | 11 | 2950 | 2022-06-22 | 11 | 63.04 | 3.01 | 66.05 | 0.00014188
2022-06-22 | 12 | 147559 | 2022-06-22 | 12 | 76.4 | 3.17 | 79.57 | 0.0085495
2022-06-22 | 13 | 223776 | 2022-06-22 | 13 | 80.43 | 3.15 | 83.58 | 0.013619
2022-06-22 | 14 | 321458 | 2022-06-22 | 14 | 55.34 | 2.91 | 58.25 | 0.013635
2022-06-22 | 15 | 470618 | 2022-06-22 | 15 | 51.13 | 2.87 | 54 | 0.018505
2022-06-22 | 16 | 389277 | 2022-06-22 | 16 | 48.72 | 2.88 | 51.6 | 0.014626
2022-06-22 | 17 | 752493 | 2022-06-22 | 17 | 47.98 | 2.86 | 50.84 | 0.027857
2022-06-22 | 18 | 254507 | 2022-06-22 | 18 | 51.42 | 2.76 | 54.18 | 0.010041
2022-06-22 | 19 | 193463 | 2022-06-22 | 19 | 51.1 | 2.75 | 53.85 | 0.0075859
2022-06-22 | 20 | 240 | 2022-06-22 | 20 | 51.36 | 2.79 | 54.15 | 9.4631e-06
2022-06-22 | 21 | 7 | 2022-06-22 | 21 | 49.51 | 2.88 | 52.39 | 2.6704e-07
2022-06-22 | 22 | 0 | 2022-06-22 | 22 | 49.02 | 2.98 | 52 | 0
2022-06-22 | 23 | 0 | 2022-06-22 | 23 | 47.03 | 3.28 | 50.31 | 0
2022-06-22 | 24 | 0 | 2022-06-22 | 24 | 46.56 | 0.51 | 47.07 | 0
2022-06-23 | 1 | 0 | 2022-06-23 | 1 | 44.51 | 0.34 | 44.85 | 0
2022-06-23 | 2 | 0 | 2022-06-23 | 2 | 44.75 | 0.36 | 45.11 | 0
2022-06-23 | 3 | 0 | 2022-06-23 | 3 | 42.59 | 0.38 | 42.97 | 0
2022-06-23 | 4 | 0 | 2022-06-23 | 4 | 43.11 | 0.38 | 43.49 | 0
2022-06-23 | 5 | 0 | 2022-06-23 | 5 | 46.26 | 0.36 | 46.62 | 0
2022-06-23 | 6 | 20 | 2022-06-23 | 6 | 42.5 | 0.44 | 42.94 | 6.2534e-07
2022-06-23 | 7 | 467 | 2022-06-23 | 7 | 44.07 | 0.53 | 44.6 | 1.5166e-05
2022-06-23 | 8 | 1690 | 2022-06-23 | 8 | 43.78 | 3.2 | 46.98 | 5.7813e-05
2022-06-23 | 9 | 403955 | 2022-06-23 | 9 | 47.19 | 3.01 | 50.2 | 0.014766
2022-06-23 | 10 | 242317 | 2022-06-23 | 10 | 50.41 | 3.06 | 53.47 | 0.0094345
2022-06-23 | 11 | 216659 | 2022-06-23 | 11 | 49.86 | 2.85 | 52.71 | 0.0083156
2022-06-23 | 12 | 821005 | 2022-06-23 | 12 | 53.06 | 2.82 | 55.88 | 0.033406
2022-06-23 | 13 | 717194 | 2022-06-23 | 13 | 62.39 | 3.07 | 65.46 | 0.034185
2022-06-23 | 14 | 326406 | 2022-06-23 | 14 | 53.87 | 2.76 | 56.63 | 0.01346
2022-06-23 | 15 | 322876 | 2022-06-23 | 15 | 52.2 | 2.67 | 54.87 | 0.0129
2022-06-23 | 16 | 330905 | 2022-06-23 | 16 | 50.84 | 2.68 | 53.52 | 0.012896
2022-06-23 | 17 | 749744 | 2022-06-23 | 17 | 56.54 | 2.68 | 59.22 | 0.03233
2022-06-23 | 18 | 318625 | 2022-06-23 | 18 | 69.72 | 2.68 | 72.4 | 0.016797
2022-06-23 | 19 | 110248 | 2022-06-23 | 19 | 79.81 | 2.87 | 82.68 | 0.0066374
2022-06-23 | 20 | 427 | 2022-06-23 | 20 | 76.32 | 2.78 | 79.1 | 2.4594e-05
2022-06-23 | 21 | 7 | 2022-06-23 | 21 | 72.08 | 2.87 | 74.95 | 3.8203e-07
2022-06-23 | 22 | 0 | 2022-06-23 | 22 | 60.1 | 2.91 | 63.01 | 0
2022-06-23 | 23 | 0 | 2022-06-23 | 23 | 71.34 | 3.45 | 74.79 | 0
2022-06-23 | 24 | 0 | 2022-06-23 | 24 | 66.34 | 1.59 | 67.93 | 0
2022-06-24 | 1 | 0 | 2022-06-24 | 1 | 54.45 | 1.1 | 55.55 | 0
2022-06-24 | 2 | 0 | 2022-06-24 | 2 | 50.86 | 0.91 | 51.77 | 0
2022-06-24 | 3 | 0 | 2022-06-24 | 3 | 49.27 | 0.87 | 50.14 | 0
2022-06-24 | 4 | 0 | 2022-06-24 | 4 | 48.74 | 0.87 | 49.61 | 0
2022-06-24 | 5 | 0 | 2022-06-24 | 5 | 49.32 | 0.87 | 50.19 | 0
2022-06-24 | 6 | 103 | 2022-06-24 | 6 | 51.71 | 1.1 | 52.81 | 3.9608e-06
2022-06-24 | 7 | 740 | 2022-06-24 | 7 | 55.49 | 1.13 | 56.62 | 3.0509e-05
2022-06-24 | 8 | 143300 | 2022-06-24 | 8 | 58.41 | 3.93 | 62.34 | 0.0065049
2022-06-24 | 9 | 198874 | 2022-06-24 | 9 | 51.94 | 3.55 | 55.49 | 0.0080356
2022-06-24 | 10 | 214959 | 2022-06-24 | 10 | 49.88 | 3.55 | 53.43 | 0.0083631
2022-06-24 | 11 | 531615 | 2022-06-24 | 11 | 50.42 | 3.41 | 53.83 | 0.020838
2022-06-24 | 12 | 466784 | 2022-06-24 | 12 | 68.97 | 4.1 | 73.07 | 0.024836
2022-06-24 | 13 | 756683 | 2022-06-24 | 13 | 57.97 | 3.17 | 61.14 | 0.033687
2022-06-24 | 14 | 502729 | 2022-06-24 | 14 | 90.67 | 4.21 | 94.88 | 0.034732
2022-06-24 | 15 | 481507 | 2022-06-24 | 15 | 101.45 | 4.03 | 105.48 | 0.036983
2022-06-24 | 16 | 801044 | 2022-06-24 | 16 | 105.01 | 3.28 | 108.29 | 0.063164
2022-06-24 | 17 | 481179 | 2022-06-24 | 17 | 108.39 | 3.46 | 111.85 | 0.039189
2022-06-24 | 18 | 553431 | 2022-06-24 | 18 | 122.64 | 3.11 | 125.75 | 0.050675
2022-06-24 | 19 | 249656 | 2022-06-24 | 19 | 127.66 | 3.53 | 131.19 | 0.023849
2022-06-24 | 20 | 173 | 2022-06-24 | 20 | 115.33 | 3.34 | 118.67 | 1.4949e-05
2022-06-24 | 21 | 0 | 2022-06-24 | 21 | 94.28 | 3.61 | 97.89 | 0
2022-06-24 | 22 | 0 | 2022-06-24 | 22 | 85.89 | 3.81 | 89.7 | 0
2022-06-24 | 23 | 0 | 2022-06-24 | 23 | 94.17 | 4.95 | 99.12 | 0
2022-06-24 | 24 | 0 | 2022-06-24 | 24 | 70.74 | 1.56 | 72.3 | 0
2022-06-25 | 1 | 0 | 2022-06-25 | 1 | 70.96 | 2.56 | 73.52 | 0
2022-06-25 | 2 | 0 | 2022-06-25 | 2 | 65.58 | 2.49 | 68.07 | 0
2022-06-25 | 3 | 0 | 2022-06-25 | 3 | 56.78 | 2.46 | 59.24 | 0
2022-06-25 | 4 | 0 | 2022-06-25 | 4 | 56.77 | 2.46 | 59.23 | 0
2022-06-25 | 5 | 0 | 2022-06-25 | 5 | 55.69 | 2.46 | 58.15 | 0
2022-06-25 | 6 | 57 | 2022-06-25 | 6 | 58.02 | 2.46 | 60.48 | 2.5102e-06
2022-06-25 | 7 | 347 | 2022-06-25 | 7 | 60.56 | 2.68 | 63.24 | 1.5979e-05
2022-06-25 | 8 | 149764 | 2022-06-25 | 8 | 55.56 | 2.59 | 58.15 | 0.0063414
2022-06-25 | 9 | 349676 | 2022-06-25 | 9 | 61.01 | 2.59 | 63.6 | 0.016194
2022-06-25 | 10 | 543381 | 2022-06-25 | 10 | 55.43 | 2.55 | 57.98 | 0.022941
2022-06-25 | 11 | 705578 | 2022-06-25 | 11 | 48.98 | 2.51 | 51.49 | 0.026454
2022-06-25 | 12 | 798822 | 2022-06-25 | 12 | 49.4 | 2.5 | 51.9 | 0.030189
2022-06-25 | 13 | 834916 | 2022-06-25 | 13 | 47.95 | 2.51 | 50.46 | 0.030677
2022-06-25 | 14 | 841995 | 2022-06-25 | 14 | 49.34 | 2.5 | 51.84 | 0.031783
2022-06-25 | 15 | 777772 | 2022-06-25 | 15 | 50 | 2.5 | 52.5 | 0.029733
2022-06-25 | 16 | 701668 | 2022-06-25 | 16 | 55.53 | 2.51 | 58.04 | 0.029654
2022-06-25 | 17 | 586939 | 2022-06-25 | 17 | 63.81 | 2.54 | 66.35 | 0.028357
2022-06-25 | 18 | 421704 | 2022-06-25 | 18 | 96.91 | 2.83 | 99.74 | 0.030627
2022-06-25 | 19 | 228369 | 2022-06-25 | 19 | 112.4 | 2.86 | 115.26 | 0.019166
2022-06-25 | 20 | 250 | 2022-06-25 | 20 | 110.69 | 2.83 | 113.52 | 2.0665e-05
2022-06-25 | 21 | 7 | 2022-06-25 | 21 | 103.89 | 2.8 | 106.69 | 5.4381e-07
2022-06-25 | 22 | 0 | 2022-06-25 | 22 | 73.49 | 2.68 | 76.17 | 0
2022-06-25 | 23 | 0 | 2022-06-25 | 23 | 75.85 | 2.87 | 78.72 | 0
2022-06-25 | 24 | 0 | 2022-06-25 | 24 | 95.94 | 3.3 | 99.24 | 0
2022-06-26 | 1 | 0 | 2022-06-26 | 1 | 73.72 | 3.67 | 77.39 | 0
2022-06-26 | 2 | 0 | 2022-06-26 | 2 | 55.33 | 2.65 | 57.98 | 0
2022-06-26 | 3 | 0 | 2022-06-26 | 3 | 58.39 | 2.69 | 61.08 | 0
2022-06-26 | 4 | 0 | 2022-06-26 | 4 | 53.89 | 2.61 | 56.5 | 0
2022-06-26 | 5 | 0 | 2022-06-26 | 5 | 51.51 | 2.56 | 54.07 | 0
2022-06-26 | 6 | 50 | 2022-06-26 | 6 | 50.91 | 2.55 | 53.46 | 1.9464e-06
2022-06-26 | 7 | 443 | 2022-06-26 | 7 | 50.18 | 2.62 | 52.8 | 1.7032e-05
2022-06-26 | 8 | 132303 | 2022-06-26 | 8 | 49.9 | 2.64 | 52.54 | 0.0050616
2022-06-26 | 9 | 294249 | 2022-06-26 | 9 | 50.73 | 2.67 | 53.4 | 0.011441
2022-06-26 | 10 | 493304 | 2022-06-26 | 10 | 51.7 | 2.6 | 54.3 | 0.019505
2022-06-26 | 11 | 634504 | 2022-06-26 | 11 | 50.92 | 2.6 | 53.52 | 0.024727
2022-06-26 | 12 | 731383 | 2022-06-26 | 12 | 54.13 | 2.6 | 56.73 | 0.030212
2022-06-26 | 13 | 784078 | 2022-06-26 | 13 | 58.57 | 2.61 | 61.18 | 0.03493
2022-06-26 | 14 | 788331 | 2022-06-26 | 14 | 62.17 | 2.62 | 64.79 | 0.037191
2022-06-26 | 15 | 728603 | 2022-06-26 | 15 | 67.37 | 2.64 | 70.01 | 0.037143
2022-06-26 | 16 | 666494 | 2022-06-26 | 16 | 76.19 | 2.67 | 78.86 | 0.038272
2022-06-26 | 17 | 551351 | 2022-06-26 | 17 | 75.15 | 2.63 | 77.78 | 0.031226
2022-06-26 | 18 | 406972 | 2022-06-26 | 18 | 92.33 | 2.71 | 95.04 | 0.028164
2022-06-26 | 19 | 218702 | 2022-06-26 | 19 | 91.04 | 2.74 | 93.78 | 0.014934
2022-06-26 | 20 | 157 | 2022-06-26 | 20 | 94.61 | 2.82 | 97.43 | 1.1138e-05
2022-06-26 | 21 | 0 | 2022-06-26 | 21 | 90.6 | 2.86 | 93.46 | 0
2022-06-26 | 22 | 0 | 2022-06-26 | 22 | 75.1 | 2.71 | 77.81 | 0
2022-06-26 | 23 | 0 | 2022-06-26 | 23 | 66.79 | 2.84 | 69.63 | 0
2022-06-26 | 24 | 0 | 2022-06-26 | 24 | 65 | 2.9 | 67.9 | 0
2022-06-27 | 1 | 0 | 2022-06-27 | 1 | 53.36 | 0.42 | 53.78 | 0
2022-06-27 | 2 | 0 | 2022-06-27 | 2 | 49.78 | 0.38 | 50.16 | 0
2022-06-27 | 3 | 0 | 2022-06-27 | 3 | 46.49 | 0.43 | 46.92 | 0
2022-06-27 | 4 | 0 | 2022-06-27 | 4 | 46.22 | 0.44 | 46.66 | 0
2022-06-27 | 5 | 0 | 2022-06-27 | 5 | 47.66 | 0.47 | 48.13 | 0
2022-06-27 | 6 | 87 | 2022-06-27 | 6 | 51.14 | 0.46 | 51.6 | 3.2688e-06
2022-06-27 | 7 | 737 | 2022-06-27 | 7 | 54.36 | 0.5 | 54.86 | 2.9441e-05
2022-06-27 | 8 | 1030 | 2022-06-27 | 8 | 74.73 | 3.03 | 77.76 | 5.832e-05
2022-06-27 | 9 | 6747 | 2022-06-27 | 9 | 90.9 | 2.74 | 93.64 | 0.00046004
2022-06-27 | 10 | 1380 | 2022-06-27 | 10 | 92.09 | 2.63 | 94.72 | 9.518e-05
2022-06-27 | 11 | 40273 | 2022-06-27 | 11 | 90.19 | 2.59 | 92.78 | 0.0027208
2022-06-27 | 12 | 29096 | 2022-06-27 | 12 | 91.83 | 2.72 | 94.55 | 0.0020032
2022-06-27 | 13 | 365800 | 2022-06-27 | 13 | 87.64 | 2.95 | 90.59 | 0.02413
2022-06-27 | 14 | 119718 | 2022-06-27 | 14 | 77.09 | 2.67 | 79.76 | 0.006953
2022-06-27 | 15 | 225734 | 2022-06-27 | 15 | 69.3 | 2.5 | 71.8 | 0.011802
2022-06-27 | 16 | 252863 | 2022-06-27 | 16 | 61.94 | 2.5 | 64.44 | 0.011865
2022-06-27 | 17 | 594375 | 2022-06-27 | 17 | 54.04 | 2.45 | 56.49 | 0.024449
2022-06-27 | 18 | 250815 | 2022-06-27 | 18 | 59.21 | 2.34 | 61.55 | 0.011241
2022-06-27 | 19 | 103410 | 2022-06-27 | 19 | 57.01 | 2.34 | 59.35 | 0.004469
2022-06-27 | 20 | 487 | 2022-06-27 | 20 | 68.75 | 2.54 | 71.29 | 2.528e-05
2022-06-27 | 21 | 10 | 2022-06-27 | 21 | 65.14 | 2.58 | 67.72 | 4.9311e-07
2022-06-27 | 22 | 0 | 2022-06-27 | 22 | 65.3 | 2.72 | 68.02 | 0
2022-06-27 | 23 | 0 | 2022-06-27 | 23 | 54.35 | 2.89 | 57.24 | 0
2022-06-27 | 24 | 0 | 2022-06-27 | 24 | 56.13 | 0.77 | 56.9 | 0
2022-06-28 | 1 | 0 | 2022-06-28 | 1 | 53.84 | 0.63 | 54.47 | 0
2022-06-28 | 2 | 0 | 2022-06-28 | 2 | 52.91 | 0.54 | 53.45 | 0
2022-06-28 | 3 | 0 | 2022-06-28 | 3 | 47.91 | 0.51 | 48.42 | 0
2022-06-28 | 4 | 0 | 2022-06-28 | 4 | 46.49 | 0.52 | 47.01 | 0
2022-06-28 | 5 | 0 | 2022-06-28 | 5 | 46.62 | 0.54 | 47.16 | 0
2022-06-28 | 6 | 53 | 2022-06-28 | 6 | 46.89 | 1.11 | 48 | 1.8524e-06
2022-06-28 | 7 | 303 | 2022-06-28 | 7 | 49.87 | 0.66 | 50.53 | 1.1149e-05
2022-06-28 | 8 | 116937 | 2022-06-28 | 8 | 50.59 | 3.31 | 53.9 | 0.0045895
2022-06-28 | 9 | 311361 | 2022-06-28 | 9 | 50.07 | 3.15 | 53.22 | 0.012066
2022-06-28 | 10 | 498515 | 2022-06-28 | 10 | 47.97 | 3.1 | 51.07 | 0.018538
2022-06-28 | 11 | 662357 | 2022-06-28 | 11 | 50.01 | 3.04 | 53.05 | 0.025586
2022-06-28 | 12 | 741511 | 2022-06-28 | 12 | 50.54 | 2.97 | 53.51 | 0.028892
2022-06-28 | 13 | 712389 | 2022-06-28 | 13 | 50.15 | 2.92 | 53.07 | 0.027529
2022-06-28 | 14 | 836228 | 2022-06-28 | 14 | 49.92 | 2.83 | 52.75 | 0.03212
2022-06-28 | 15 | 846444 | 2022-06-28 | 15 | 50.82 | 2.8 | 53.62 | 0.033048
2022-06-28 | 16 | 805717 | 2022-06-28 | 16 | 49.97 | 2.75 | 52.72 | 0.03093
2022-06-28 | 17 | 679069 | 2022-06-28 | 17 | 57 | 2.69 | 59.69 | 0.029515
2022-06-28 | 18 | 495179 | 2022-06-28 | 18 | 89.5 | 2.96 | 92.46 | 0.033338
2022-06-28 | 19 | 259596 | 2022-06-28 | 19 | 98.04 | 3.09 | 101.13 | 0.019116
2022-06-28 | 20 | 5290 | 2022-06-28 | 20 | 91.24 | 2.91 | 94.15 | 0.00036266
2022-06-28 | 21 | 0 | 2022-06-28 | 21 | 86.64 | 2.88 | 89.52 | 0
2022-06-28 | 22 | 0 | 2022-06-28 | 22 | 65.75 | 3.07 | 68.82 | 0
2022-06-28 | 23 | 0 | 2022-06-28 | 23 | 60.31 | 3.35 | 63.66 | 0
2022-06-28 | 24 | 0 | 2022-06-28 | 24 | 49.7 | 0.66 | 50.36 | 0
2022-06-29 | 1 | 0 | 2022-06-29 | 1 | 58.88 | 1.56 | 60.44 | 0
2022-06-29 | 2 | 0 | 2022-06-29 | 2 | 62.42 | 1.49 | 63.91 | 0
2022-06-29 | 3 | 0 | 2022-06-29 | 3 | 95.52 | 1.48 | 97 | 0
2022-06-29 | 4 | 0 | 2022-06-29 | 4 | 67.34 | 1.59 | 68.93 | 0
2022-06-29 | 5 | 0 | 2022-06-29 | 5 | 79.98 | 1.72 | 81.7 | 0
2022-06-29 | 6 | 53 | 2022-06-29 | 6 | 118.21 | 2.61 | 120.82 | 4.6627e-06
2022-06-29 | 7 | 723 | 2022-06-29 | 7 | 61.69 | 2.11 | 63.8 | 3.3588e-05
2022-06-29 | 8 | 71116 | 2022-06-29 | 8 | 52.49 | 4.29 | 56.78 | 0.0029403
2022-06-29 | 9 | 408415 | 2022-06-29 | 9 | 53.47 | 4.08 | 57.55 | 0.017115
2022-06-29 | 10 | 585961 | 2022-06-29 | 10 | 55.39 | 4.03 | 59.42 | 0.025353
2022-06-29 | 11 | 785808 | 2022-06-29 | 11 | 52.7 | 3.91 | 56.61 | 0.032392
2022-06-29 | 12 | 221950 | 2022-06-29 | 12 | 52.53 | 3.83 | 56.36 | 0.0091086
2022-06-29 | 13 | 843044 | 2022-06-29 | 13 | 51.92 | 3.77 | 55.69 | 0.034186
2022-06-29 | 14 | 785583 | 2022-06-29 | 14 | 53.08 | 3.7 | 56.78 | 0.03248
2022-06-29 | 15 | 409901 | 2022-06-29 | 15 | 55.85 | 3.65 | 59.5 | 0.017759
2022-06-29 | 16 | 791245 | 2022-06-29 | 16 | 52.95 | 3.39 | 56.34 | 0.03246
2022-06-29 | 17 | 411924 | 2022-06-29 | 17 | 56.57 | 3.21 | 59.78 | 0.017931
2022-06-29 | 18 | 498033 | 2022-06-29 | 18 | 92.41 | 4.01 | 96.42 | 0.034966
2022-06-29 | 19 | 123395 | 2022-06-29 | 19 | 83.74 | 3.6 | 87.34 | 0.0078476
2022-06-29 | 20 | 250 | 2022-06-29 | 20 | 73.02 | 3.6 | 76.62 | 1.3948e-05
2022-06-29 | 21 | 0 | 2022-06-29 | 21 | 70.22 | 3.55 | 73.77 | 0
2022-06-29 | 22 | 0 | 2022-06-29 | 22 | 64.79 | 3.78 | 68.57 | 0
2022-06-29 | 23 | 0 | 2022-06-29 | 23 | 53.95 | 3.93 | 57.88 | 0
2022-06-29 | 24 | 0 | 2022-06-29 | 24 | 52.06 | 1.6 | 53.66 | 0
2022-06-30 | 1 | 0 | 2022-06-30 | 1 | 54.28 | 0.31 | 54.59 | 0
2022-06-30 | 2 | 0 | 2022-06-30 | 2 | 54.4 | 0.24 | 54.64 | 0
2022-06-30 | 3 | 0 | 2022-06-30 | 3 | 52.24 | 0.24 | 52.48 | 0
2022-06-30 | 4 | 0 | 2022-06-30 | 4 | 51.52 | 0.28 | 51.8 | 0
2022-06-30 | 5 | 0 | 2022-06-30 | 5 | 51.62 | 0.29 | 51.91 | 0
2022-06-30 | 6 | 50 | 2022-06-30 | 6 | 52.65 | 0.35 | 53 | 1.9296e-06
2022-06-30 | 7 | 323 | 2022-06-30 | 7 | 51.58 | 0.37 | 51.95 | 1.2218e-05
2022-06-30 | 8 | 133964 | 2022-06-30 | 8 | 51.58 | 2.95 | 54.53 | 0.0053192
2022-06-30 | 9 | 335760 | 2022-06-30 | 9 | 50.61 | 2.81 | 53.42 | 0.01306
2022-06-30 | 10 | 539526 | 2022-06-30 | 10 | 47.87 | 2.74 | 50.61 | 0.019883
2022-06-30 | 11 | 699193 | 2022-06-30 | 11 | 52.12 | 2.68 | 54.8 | 0.0279
2022-06-30 | 12 | 771156 | 2022-06-30 | 12 | 53.14 | 2.64 | 55.78 | 0.031322
2022-06-30 | 13 | 9883 | 2022-06-30 | 13 | 53.3 | 2.57 | 55.87 | 0.00040206
2022-06-30 | 14 | 847057 | 2022-06-30 | 14 | 55.28 | 2.31 | 57.59 | 0.035521
2022-06-30 | 15 | 470701 | 2022-06-30 | 15 | 55.15 | 2.12 | 57.27 | 0.019629
2022-06-30 | 16 | 689140 | 2022-06-30 | 16 | 54.11 | 2.11 | 56.22 | 0.028211
2022-06-30 | 17 | 654936 | 2022-06-30 | 17 | 59.03 | 2.3 | 61.33 | 0.029248
2022-06-30 | 18 | 459492 | 2022-06-30 | 18 | 68.83 | 2.27 | 71.1 | 0.023789
2022-06-30 | 19 | 242358 | 2022-06-30 | 19 | 81.12 | 2.44 | 83.56 | 0.014746
2022-06-30 | 20 | 220 | 2022-06-30 | 20 | 83.28 | 2.48 | 85.76 | 1.3738e-05
2022-06-30 | 21 | 0 | 2022-06-30 | 21 | 71.38 | 2.49 | 73.87 | 0
2022-06-30 | 22 | 0 | 2022-06-30 | 22 | 71.1 | 2.52 | 73.62 | 0
2022-06-30 | 23 | 0 | 2022-06-30 | 23 | 61.67 | 2.72 | 64.39 | 0
2022-06-30 | 24 | 0 | 2022-06-30 | 24 | 59.64 | 0.4 | 60.04 | 0
2022-07-01 | 1 | 0 | 2022-07-01 | 1 | 55.92 | 0.5 | 56.42 | 0
2022-07-01 | 2 | 0 | 2022-07-01 | 2 | 51.91 | 0.41 | 52.32 | 0
2022-07-01 | 3 | 0 | 2022-07-01 | 3 | 50.87 | 0.39 | 51.26 | 0
2022-07-01 | 4 | 0 | 2022-07-01 | 4 | 49.46 | 0.39 | 49.85 | 0
2022-07-01 | 5 | 0 | 2022-07-01 | 5 | 49.51 | 0.4 | 49.91 | 0
2022-07-01 | 6 | 97 | 2022-07-01 | 6 | 48.88 | 0.48 | 49.36 | 3.4864e-06
2022-07-01 | 7 | 647 | 2022-07-01 | 7 | 48.46 | 0.64 | 49.1 | 2.3132e-05
2022-07-01 | 8 | 145196 | 2022-07-01 | 8 | 48.92 | 3.44 | 52.36 | 0.0055358
2022-07-01 | 9 | 338786 | 2022-07-01 | 9 | 50.68 | 3.06 | 53.74 | 0.013257
2022-07-01 | 10 | 539535 | 2022-07-01 | 10 | 49.2 | 2.82 | 52.02 | 0.020437
2022-07-01 | 11 | 692543 | 2022-07-01 | 11 | 52.25 | 2.68 | 54.93 | 0.0277
2022-07-01 | 12 | 783734 | 2022-07-01 | 12 | 51.87 | 2.54 | 54.41 | 0.031051
2022-07-01 | 13 | 788765 | 2022-07-01 | 13 | 57.8 | 2.43 | 60.23 | 0.034593
2022-07-01 | 14 | 559302 | 2022-07-01 | 14 | 66.31 | 2.34 | 68.65 | 0.027958
2022-07-01 | 15 | 725672 | 2022-07-01 | 15 | 86.2 | 2.36 | 88.56 | 0.046795
2022-07-01 | 16 | 656479 | 2022-07-01 | 16 | 102.42 | 2.33 | 104.75 | 0.050073
2022-07-01 | 17 | 566371 | 2022-07-01 | 17 | 110.06 | 2.46 | 112.52 | 0.046404
2022-07-01 | 18 | 366174 | 2022-07-01 | 18 | 130.63 | 3.4 | 134.03 | 0.035737
2022-07-01 | 19 | 252787 | 2022-07-01 | 19 | 107.65 | 2.46 | 110.11 | 0.020268
2022-07-01 | 20 | 153 | 2022-07-01 | 20 | 115.18 | 2.5 | 117.68 | 1.311e-05
2022-07-01 | 21 | 10 | 2022-07-01 | 21 | 75.42 | 2.34 | 77.76 | 5.6621e-07
2022-07-01 | 22 | 0 | 2022-07-01 | 22 | 76.93 | 2.42 | 79.35 | 0
2022-07-01 | 23 | 0 | 2022-07-01 | 23 | 74.46 | 2.75 | 77.21 | 0
2022-07-01 | 24 | 0 | 2022-07-01 | 24 | 61.52 | 0.48 | 62 | 0
2022-07-02 | 1 | 0 | 2022-07-02 | 1 | 86.87 | 3.01 | 89.88 | 0
2022-07-02 | 2 | 0 | 2022-07-02 | 2 | 103.49 | 3.45 | 106.94 | 0
2022-07-02 | 3 | 0 | 2022-07-02 | 3 | 62.2 | 2.41 | 64.61 | 0
2022-07-02 | 4 | 0 | 2022-07-02 | 4 | 51.93 | 2.21 | 54.14 | 0
2022-07-02 | 5 | 0 | 2022-07-02 | 5 | 52.52 | 2.15 | 54.67 | 0
2022-07-02 | 6 | 0 | 2022-07-02 | 6 | 51.15 | 2.15 | 53.3 | 0
2022-07-02 | 7 | 180 | 2022-07-02 | 7 | 49.45 | 2.2 | 51.65 | 6.7697e-06
2022-07-02 | 8 | 997 | 2022-07-02 | 8 | 50.29 | 2.21 | 52.5 | 3.8114e-05
2022-07-02 | 9 | 1800 | 2022-07-02 | 9 | 53.23 | 2.21 | 55.44 | 7.2664e-05
2022-07-02 | 10 | 159289 | 2022-07-02 | 10 | 52.57 | 2.15 | 54.72 | 0.0063468
2022-07-02 | 11 | 138959 | 2022-07-02 | 11 | 49.49 | 2.23 | 51.72 | 0.0052332
2022-07-02 | 12 | 462781 | 2022-07-02 | 12 | 47.1 | 2.16 | 49.26 | 0.016599
2022-07-02 | 13 | 793017 | 2022-07-02 | 13 | 49 | 2.16 | 51.16 | 0.029542
2022-07-02 | 14 | 810308 | 2022-07-02 | 14 | 49.07 | 2.16 | 51.23 | 0.030227
2022-07-02 | 15 | 478205 | 2022-07-02 | 15 | 47.58 | 2.16 | 49.74 | 0.01732
2022-07-02 | 16 | 679907 | 2022-07-02 | 16 | 51.38 | 2.16 | 53.54 | 0.026507
2022-07-02 | 17 | 664647 | 2022-07-02 | 17 | 73.56 | 2.19 | 75.75 | 0.036661
2022-07-02 | 18 | 480064 | 2022-07-02 | 18 | 127.19 | 7.87 | 135.06 | 0.047212
2022-07-02 | 19 | 143515 | 2022-07-02 | 19 | 105.73 | 3.77 | 109.5 | 0.011443
2022-07-02 | 20 | 497 | 2022-07-02 | 20 | 86.45 | 2.23 | 88.68 | 3.2093e-05
2022-07-02 | 21 | 17 | 2022-07-02 | 21 | 75.08 | 2.33 | 77.41 | 9.5823e-07
2022-07-02 | 22 | 0 | 2022-07-02 | 22 | 72.05 | 2.36 | 74.41 | 0
2022-07-02 | 23 | 0 | 2022-07-02 | 23 | 82.27 | 2.7 | 84.97 | 0
2022-07-02 | 24 | 0 | 2022-07-02 | 24 | 69.98 | 3.1 | 73.08 | 0
2022-07-03 | 1 | 0 | 2022-07-03 | 1 | 57.58 | 0.7 | 58.28 | 0
2022-07-03 | 2 | 0 | 2022-07-03 | 2 | 47.95 | 0.19 | 48.14 | 0
2022-07-03 | 3 | 0 | 2022-07-03 | 3 | 46.8 | 0.18 | 46.98 | 0
2022-07-03 | 4 | 0 | 2022-07-03 | 4 | 54.23 | 0.25 | 54.48 | 0
2022-07-03 | 5 | 0 | 2022-07-03 | 5 | 50.61 | 0.22 | 50.83 | 0
2022-07-03 | 6 | 33 | 2022-07-03 | 6 | 48.29 | 0.2 | 48.49 | 1.1652e-06
2022-07-03 | 7 | 627 | 2022-07-03 | 7 | 47.16 | 0.25 | 47.41 | 2.1645e-05
2022-07-03 | 8 | 78567 | 2022-07-03 | 8 | 45.78 | 0.24 | 46.02 | 0.0026328
2022-07-03 | 9 | 236456 | 2022-07-03 | 9 | 46.21 | 0.24 | 46.45 | 0.0079976
2022-07-03 | 10 | 456634 | 2022-07-03 | 10 | 45.79 | 0.19 | 45.98 | 0.015288
2022-07-03 | 11 | 757637 | 2022-07-03 | 11 | 44.45 | 0.17 | 44.62 | 0.024616
2022-07-03 | 12 | 674713 | 2022-07-03 | 12 | 44.44 | 0.16 | 44.6 | 0.021912
2022-07-03 | 13 | 844144 | 2022-07-03 | 13 | 43.43 | 0.18 | 43.61 | 0.026806
2022-07-03 | 14 | 843961 | 2022-07-03 | 14 | 42.51 | 0.18 | 42.69 | 0.026235
2022-07-03 | 15 | 843687 | 2022-07-03 | 15 | 42.22 | 0.18 | 42.4 | 0.026048
2022-07-03 | 16 | 792717 | 2022-07-03 | 16 | 42.59 | 0.15 | 42.74 | 0.02467
2022-07-03 | 17 | 670250 | 2022-07-03 | 17 | 44.5 | 0.17 | 44.67 | 0.021801
2022-07-03 | 18 | 462309 | 2022-07-03 | 18 | 46.06 | 0.18 | 46.24 | 0.015566
2022-07-03 | 19 | 258446 | 2022-07-03 | 19 | 57.45 | 0.23 | 57.68 | 0.010855
2022-07-03 | 20 | 360 | 2022-07-03 | 20 | 58.47 | 0.37 | 58.84 | 1.5424e-05
2022-07-03 | 21 | 7 | 2022-07-03 | 21 | 50.57 | 0.24 | 50.81 | 2.5898e-07
2022-07-03 | 22 | 0 | 2022-07-03 | 22 | 45.12 | 0.18 | 45.3 | 0
2022-07-03 | 23 | 0 | 2022-07-03 | 23 | 43.35 | 0.25 | 43.6 | 0
2022-07-03 | 24 | 0 | 2022-07-03 | 24 | 43.07 | 0.34 | 43.41 | 0
2022-07-04 | 1 | 0 | 2022-07-04 | 1 | 43.2 | 0.39 | 43.59 | 0
2022-07-04 | 2 | 0 | 2022-07-04 | 2 | 41.23 | 0.27 | 41.5 | 0
2022-07-04 | 3 | 0 | 2022-07-04 | 3 | 42.01 | 0.25 | 42.26 | 0
2022-07-04 | 4 | 0 | 2022-07-04 | 4 | 39.11 | 0.27 | 39.38 | 0
2022-07-04 | 5 | 0 | 2022-07-04 | 5 | 39.45 | 0.3 | 39.75 | 0
2022-07-04 | 6 | 30 | 2022-07-04 | 6 | 38.94 | 0.26 | 39.2 | 8.5631e-07
2022-07-04 | 7 | 420 | 2022-07-04 | 7 | 40.34 | 0.31 | 40.65 | 1.2432e-05
2022-07-04 | 8 | 167169 | 2022-07-04 | 8 | 36.39 | 0.3 | 36.69 | 0.0044661
2022-07-04 | 9 | 364147 | 2022-07-04 | 9 | 33.19 | 0.35 | 33.54 | 0.0088933
2022-07-04 | 10 | 381270 | 2022-07-04 | 10 | 12.34 | 0.64 | 12.98 | 0.0036036
2022-07-04 | 11 | 675188 | 2022-07-04 | 11 | -20.14 | 0.3 | -19.84 | -0.0097542
2022-07-04 | 12 | 836527 | 2022-07-04 | 12 | 37.91 | 0.35 | 38.26 | 0.023305
2022-07-04 | 13 | 823070 | 2022-07-04 | 13 | 41.38 | 0.33 | 41.71 | 0.024998
2022-07-04 | 14 | 841341 | 2022-07-04 | 14 | 41.81 | 0.28 | 42.09 | 0.025786
2022-07-04 | 15 | 555762 | 2022-07-04 | 15 | 42.31 | 0.24 | 42.55 | 0.017219
2022-07-04 | 16 | 705680 | 2022-07-04 | 16 | 43.07 | 0.24 | 43.31 | 0.022255
2022-07-04 | 17 | 673833 | 2022-07-04 | 17 | 42.59 | 0.24 | 42.83 | 0.021015
2022-07-04 | 18 | 427324 | 2022-07-04 | 18 | 43.33 | 0.23 | 43.56 | 0.013554
2022-07-04 | 19 | 301203 | 2022-07-04 | 19 | 47.22 | 0.23 | 47.45 | 0.010407
2022-07-04 | 20 | 470 | 2022-07-04 | 20 | 47.74 | 0.33 | 48.07 | 1.6451e-05
2022-07-04 | 21 | 20 | 2022-07-04 | 21 | 47.89 | 0.35 | 48.24 | 7.0253e-07
2022-07-04 | 22 | 0 | 2022-07-04 | 22 | 45 | 0.36 | 45.36 | 0
2022-07-04 | 23 | 0 | 2022-07-04 | 23 | 42.21 | 0.38 | 42.59 | 0
2022-07-04 | 24 | 0 | 2022-07-04 | 24 | 41.08 | 0.65 | 41.73 | 0
2022-07-05 | 1 | 0 | 2022-07-05 | 1 | 42.9 | 0.31 | 43.21 | 0
2022-07-05 | 2 | 0 | 2022-07-05 | 2 | 41.17 | 0.29 | 41.46 | 0
2022-07-05 | 3 | 0 | 2022-07-05 | 3 | 39.37 | 0.27 | 39.64 | 0
2022-07-05 | 4 | 0 | 2022-07-05 | 4 | 38.27 | 0.26 | 38.53 | 0
2022-07-05 | 5 | 0 | 2022-07-05 | 5 | 38.9 | 0.26 | 39.16 | 0
2022-07-05 | 6 | 50 | 2022-07-05 | 6 | 39.08 | 0.36 | 39.44 | 1.4359e-06
2022-07-05 | 7 | 620 | 2022-07-05 | 7 | 38.75 | 0.38 | 39.13 | 1.7666e-05
2022-07-05 | 8 | 33153 | 2022-07-05 | 8 | 38.06 | 3.26 | 41.32 | 0.00099749
2022-07-05 | 9 | 219662 | 2022-07-05 | 9 | 42.48 | 2.98 | 45.46 | 0.0072713
2022-07-05 | 10 | 263025 | 2022-07-05 | 10 | 44.49 | 2.84 | 47.33 | 0.0090648
2022-07-05 | 11 | 409128 | 2022-07-05 | 11 | 47.97 | 2.71 | 50.68 | 0.015098
2022-07-05 | 12 | 348866 | 2022-07-05 | 12 | 55.63 | 2.67 | 58.3 | 0.01481
2022-07-05 | 13 | 3809 | 2022-07-05 | 13 | 51.77 | 2.61 | 54.38 | 0.00015083
2022-07-05 | 14 | 148939 | 2022-07-05 | 14 | 50.5 | 2.55 | 53.05 | 0.0057533
2022-07-05 | 15 | 104008 | 2022-07-05 | 15 | 45.43 | 2.56 | 47.99 | 0.0036345
2022-07-05 | 16 | 124955 | 2022-07-05 | 16 | 43.05 | 2.54 | 45.59 | 0.0041481
2022-07-05 | 17 | 185555 | 2022-07-05 | 17 | 41.69 | 2.56 | 44.25 | 0.0059788
2022-07-05 | 18 | 219411 | 2022-07-05 | 18 | 42.12 | 2.59 | 44.71 | 0.0071431
2022-07-05 | 19 | 28458 | 2022-07-05 | 19 | 43.22 | 2.56 | 45.78 | 0.00094865
2022-07-05 | 20 | 63 | 2022-07-05 | 20 | 46.24 | 2.62 | 48.86 | 2.2414e-06
2022-07-05 | 21 | 0 | 2022-07-05 | 21 | 45.42 | 2.67 | 48.09 | 0
2022-07-05 | 22 | 0 | 2022-07-05 | 22 | 43.61 | 2.78 | 46.39 | 0
2022-07-05 | 23 | 0 | 2022-07-05 | 23 | 43.11 | 3 | 46.11 | 0
2022-07-05 | 24 | 0 | 2022-07-05 | 24 | 41.57 | 0.38 | 41.95 | 0
2022-07-06 | 1 | 0 | 2022-07-06 | 1 | 46.17 | 0.44 | 46.61 | 0
2022-07-06 | 2 | 0 | 2022-07-06 | 2 | 45.99 | 0.44 | 46.43 | 0
2022-07-06 | 3 | 0 | 2022-07-06 | 3 | 41.45 | 0.47 | 41.92 | 0
2022-07-06 | 4 | 0 | 2022-07-06 | 4 | 41.16 | 0.43 | 41.59 | 0
2022-07-06 | 5 | 0 | 2022-07-06 | 5 | 42.87 | 0.42 | 43.29 | 0
2022-07-06 | 6 | 0 | 2022-07-06 | 6 | 45.27 | 0.52 | 45.79 | 0
2022-07-06 | 7 | 457 | 2022-07-06 | 7 | 50.22 | 0.75 | 50.97 | 1.6961e-05
2022-07-06 | 8 | 122003 | 2022-07-06 | 8 | 51.01 | 3.18 | 54.19 | 0.0048141
2022-07-06 | 9 | 232613 | 2022-07-06 | 9 | 55.4 | 2.87 | 58.27 | 0.0098697
2022-07-06 | 10 | 384082 | 2022-07-06 | 10 | 63.3 | 2.77 | 66.07 | 0.018478
2022-07-06 | 11 | 508193 | 2022-07-06 | 11 | 54.55 | 2.77 | 57.32 | 0.021211
2022-07-06 | 12 | 697815 | 2022-07-06 | 12 | 56.59 | 2.65 | 59.24 | 0.030101
2022-07-06 | 13 | 846201 | 2022-07-06 | 13 | 50.81 | 2.61 | 53.42 | 0.032916
2022-07-06 | 14 | 839832 | 2022-07-06 | 14 | 49.28 | 2.58 | 51.86 | 0.031714
2022-07-06 | 15 | 336776 | 2022-07-06 | 15 | 49.74 | 2.55 | 52.29 | 0.012823
2022-07-06 | 16 | 824598 | 2022-07-06 | 16 | 49.54 | 2.53 | 52.07 | 0.031265
2022-07-06 | 17 | 692882 | 2022-07-06 | 17 | 56.06 | 2.51 | 58.57 | 0.02955
2022-07-06 | 18 | 488269 | 2022-07-06 | 18 | 67.56 | 2.59 | 70.15 | 0.024941
2022-07-06 | 19 | 329875 | 2022-07-06 | 19 | 78.64 | 2.58 | 81.22 | 0.019509
2022-07-06 | 20 | 223 | 2022-07-06 | 20 | 78.81 | 2.57 | 81.38 | 1.3214e-05
2022-07-06 | 21 | 0 | 2022-07-06 | 21 | 75.18 | 2.8 | 77.98 | 0
2022-07-06 | 22 | 0 | 2022-07-06 | 22 | 68.94 | 2.83 | 71.77 | 0
2022-07-06 | 23 | 0 | 2022-07-06 | 23 | 52.1 | 3.06 | 55.16 | 0
2022-07-06 | 24 | 0 | 2022-07-06 | 24 | 49.34 | 0.5 | 49.84 | 0
2022-07-07 | 1 | 0 | 2022-07-07 | 1 | 47 | 0.58 | 47.58 | 0
2022-07-07 | 2 | 0 | 2022-07-07 | 2 | 48.07 | 0.58 | 48.65 | 0
2022-07-07 | 3 | 0 | 2022-07-07 | 3 | 42.84 | 0.56 | 43.4 | 0
2022-07-07 | 4 | 0 | 2022-07-07 | 4 | 43.15 | 0.58 | 43.73 | 0
2022-07-07 | 5 | 0 | 2022-07-07 | 5 | 42.84 | 0.58 | 43.42 | 0
2022-07-07 | 6 | 50 | 2022-07-07 | 6 | 46.18 | 0.65 | 46.83 | 1.705e-06
2022-07-07 | 7 | 647 | 2022-07-07 | 7 | 50.23 | 0.77 | 51 | 2.4027e-05
2022-07-07 | 8 | 34701 | 2022-07-07 | 8 | 48.05 | 3.5 | 51.55 | 0.0013026
2022-07-07 | 9 | 340777 | 2022-07-07 | 9 | 47.26 | 3.33 | 50.59 | 0.012553
2022-07-07 | 10 | 550637 | 2022-07-07 | 10 | 46.6 | 3.22 | 49.82 | 0.019975
2022-07-07 | 11 | 704810 | 2022-07-07 | 11 | 43.16 | 3.09 | 46.25 | 0.023736
2022-07-07 | 12 | 810947 | 2022-07-07 | 12 | 44.26 | 3.01 | 47.27 | 0.027913
2022-07-07 | 13 | 657634 | 2022-07-07 | 13 | 47.01 | 2.93 | 49.94 | 0.023914
2022-07-07 | 14 | 804664 | 2022-07-07 | 14 | 52.2 | 2.88 | 55.08 | 0.032273
2022-07-07 | 15 | 288819 | 2022-07-07 | 15 | 55.03 | 2.91 | 57.94 | 0.012185
2022-07-07 | 16 | 392140 | 2022-07-07 | 16 | 55.36 | 2.8 | 58.16 | 0.016607
2022-07-07 | 17 | 718096 | 2022-07-07 | 17 | 70.52 | 2.78 | 73.3 | 0.038328
2022-07-07 | 18 | 231663 | 2022-07-07 | 18 | 75.29 | 2.78 | 78.07 | 0.013169
2022-07-07 | 19 | 80512 | 2022-07-07 | 19 | 80.68 | 3 | 83.68 | 0.0049058
2022-07-07 | 20 | 28663 | 2022-07-07 | 20 | 85.33 | 3.16 | 88.49 | 0.0018469
2022-07-07 | 21 | 0 | 2022-07-07 | 21 | 74.43 | 2.97 | 77.4 | 0
2022-07-07 | 22 | 0 | 2022-07-07 | 22 | 70.9 | 3.24 | 74.14 | 0
2022-07-07 | 23 | 0 | 2022-07-07 | 23 | 52.79 | 3.33 | 56.12 | 0
2022-07-07 | 24 | 0 | 2022-07-07 | 24 | 46.35 | 0.67 | 47.02 | 0
2022-07-08 | 1 | 0 | 2022-07-08 | 1 | 50.74 | 0.45 | 51.19 | 0
2022-07-08 | 2 | 0 | 2022-07-08 | 2 | 44.45 | 0.4 | 44.85 | 0
2022-07-08 | 3 | 0 | 2022-07-08 | 3 | 44.41 | 0.39 | 44.8 | 0
2022-07-08 | 4 | 0 | 2022-07-08 | 4 | 44.5 | 0.39 | 44.89 | 0
2022-07-08 | 5 | 0 | 2022-07-08 | 5 | 45.1 | 0.38 | 45.48 | 0
2022-07-08 | 6 | 27 | 2022-07-08 | 6 | 46.24 | 0.49 | 46.73 | 9.1872e-07
2022-07-08 | 7 | 397 | 2022-07-08 | 7 | 46.75 | 0.67 | 47.42 | 1.3708e-05
2022-07-08 | 8 | 164464 | 2022-07-08 | 8 | 44.65 | 3.34 | 47.99 | 0.0057471
2022-07-08 | 9 | 225161 | 2022-07-08 | 9 | 46.83 | 3.15 | 49.98 | 0.0081943
2022-07-08 | 10 | 522201 | 2022-07-08 | 10 | 47.08 | 3.02 | 50.1 | 0.01905
2022-07-08 | 11 | 701685 | 2022-07-08 | 11 | 50.08 | 2.88 | 52.96 | 0.027059
2022-07-08 | 12 | 817735 | 2022-07-08 | 12 | 56.86 | 2.86 | 59.72 | 0.03556
2022-07-08 | 13 | 842901 | 2022-07-08 | 13 | 52.8 | 2.68 | 55.48 | 0.034052
2022-07-08 | 14 | 535627 | 2022-07-08 | 14 | 63.03 | 2.65 | 65.68 | 0.025617
2022-07-08 | 15 | 635715 | 2022-07-08 | 15 | 75.04 | 2.71 | 77.75 | 0.03599
2022-07-08 | 16 | 531310 | 2022-07-08 | 16 | 67.61 | 2.6 | 70.21 | 0.027163
2022-07-08 | 17 | 467265 | 2022-07-08 | 17 | 69.51 | 2.5 | 72.01 | 0.024501
2022-07-08 | 18 | 369374 | 2022-07-08 | 18 | 79.07 | 2.6 | 81.67 | 0.021966
2022-07-08 | 19 | 172263 | 2022-07-08 | 19 | 114.44 | 2.99 | 117.43 | 0.01473
2022-07-08 | 20 | 463 | 2022-07-08 | 20 | 84.65 | 2.75 | 87.4 | 2.9466e-05
2022-07-08 | 21 | 13 | 2022-07-08 | 21 | 81.83 | 2.99 | 84.82 | 8.0291e-07
2022-07-08 | 22 | 0 | 2022-07-08 | 22 | 73.77 | 2.81 | 76.58 | 0
2022-07-08 | 23 | 0 | 2022-07-08 | 23 | 82.2 | 3.74 | 85.94 | 0
2022-07-08 | 24 | 0 | 2022-07-08 | 24 | 69.95 | 1.06 | 71.01 | 0
2022-07-09 | 1 | 0 | 2022-07-09 | 1 | 62.96 | 0.6 | 63.56 | 0
2022-07-09 | 2 | 0 | 2022-07-09 | 2 | 58.31 | 0.87 | 59.18 | 0
2022-07-09 | 3 | 0 | 2022-07-09 | 3 | 46.33 | 0.27 | 46.6 | 0
2022-07-09 | 4 | 0 | 2022-07-09 | 4 | 60.59 | 0.46 | 61.05 | 0
2022-07-09 | 5 | 0 | 2022-07-09 | 5 | 47.9 | 0.3 | 48.2 | 0
2022-07-09 | 6 | 23 | 2022-07-09 | 6 | 48.02 | 0.29 | 48.31 | 8.0908e-07
2022-07-09 | 7 | 283 | 2022-07-09 | 7 | 48.6 | 0.38 | 48.98 | 1.0093e-05
2022-07-09 | 8 | 122419 | 2022-07-09 | 8 | 49.23 | 0.35 | 49.58 | 0.0044196
2022-07-09 | 9 | 347874 | 2022-07-09 | 9 | 46.85 | 0.36 | 47.21 | 0.011959
2022-07-09 | 10 | 565411 | 2022-07-09 | 10 | 45.89 | 0.29 | 46.18 | 0.019013
2022-07-09 | 11 | 743642 | 2022-07-09 | 11 | 46 | 0.27 | 46.27 | 0.025055
2022-07-09 | 12 | 835007 | 2022-07-09 | 12 | 46.03 | 0.26 | 46.29 | 0.028145
2022-07-09 | 13 | 844227 | 2022-07-09 | 13 | 45 | 0.27 | 45.27 | 0.027829
2022-07-09 | 14 | 844057 | 2022-07-09 | 14 | 44.94 | 0.27 | 45.21 | 0.027786
2022-07-09 | 15 | 843914 | 2022-07-09 | 15 | 43.2 | 0.24 | 43.44 | 0.026694
2022-07-09 | 16 | 795903 | 2022-07-09 | 16 | 46.18 | 0.27 | 46.45 | 0.02692
2022-07-09 | 17 | 660452 | 2022-07-09 | 17 | 56.61 | 0.34 | 56.95 | 0.027388
2022-07-09 | 18 | 471592 | 2022-07-09 | 18 | 70.79 | 0.41 | 71.2 | 0.02445
2022-07-09 | 19 | 257651 | 2022-07-09 | 19 | 77.44 | 0.56 | 78 | 0.014634
2022-07-09 | 20 | 217 | 2022-07-09 | 20 | 78.21 | 0.5 | 78.71 | 1.2437e-05
2022-07-09 | 21 | 0 | 2022-07-09 | 21 | 67.17 | 0.42 | 67.59 | 0
2022-07-09 | 22 | 0 | 2022-07-09 | 22 | 61.96 | 0.46 | 62.42 | 0
2022-07-09 | 23 | 0 | 2022-07-09 | 23 | 68.83 | 0.84 | 69.67 | 0
2022-07-09 | 24 | 0 | 2022-07-09 | 24 | 69.7 | 0.73 | 70.43 | 0
2022-07-10 | 1 | 0 | 2022-07-10 | 1 | 73.14 | 1.45 | 74.59 | 0
2022-07-10 | 2 | 0 | 2022-07-10 | 2 | 81.48 | 1.05 | 82.53 | 0
2022-07-10 | 3 | 0 | 2022-07-10 | 3 | 65.58 | 0.46 | 66.04 | 0
2022-07-10 | 4 | 0 | 2022-07-10 | 4 | 50.33 | 0.39 | 50.72 | 0
2022-07-10 | 5 | 0 | 2022-07-10 | 5 | 62.57 | 0.45 | 63.02 | 0
2022-07-10 | 6 | 40 | 2022-07-10 | 6 | 48.29 | 0.38 | 48.67 | 1.4176e-06
2022-07-10 | 7 | 357 | 2022-07-10 | 7 | 47.42 | 0.46 | 47.88 | 1.2446e-05
2022-07-10 | 8 | 127407 | 2022-07-10 | 8 | 45.03 | 0.39 | 45.42 | 0.0042137
2022-07-10 | 9 | 338015 | 2022-07-10 | 9 | 46.48 | 0.42 | 46.9 | 0.011543
2022-07-10 | 10 | 546727 | 2022-07-10 | 10 | 45.12 | 0.42 | 45.54 | 0.01813
2022-07-10 | 11 | 720565 | 2022-07-10 | 11 | 42.88 | 0.32 | 43.2 | 0.022666
2022-07-10 | 12 | 823110 | 2022-07-10 | 12 | 42.19 | 0.32 | 42.51 | 0.025478
2022-07-10 | 13 | 844234 | 2022-07-10 | 13 | 43.69 | 0.33 | 44.02 | 0.027061
2022-07-10 | 14 | 843954 | 2022-07-10 | 14 | 41.73 | 0.33 | 42.06 | 0.025847
2022-07-10 | 15 | 839104 | 2022-07-10 | 15 | 42.12 | 0.32 | 42.44 | 0.025931
2022-07-10 | 16 | 792359 | 2022-07-10 | 16 | 42.91 | 0.31 | 43.22 | 0.024936
2022-07-10 | 17 | 631037 | 2022-07-10 | 17 | 57.28 | 0.4 | 57.68 | 0.026504
2022-07-10 | 18 | 370235 | 2022-07-10 | 18 | 71.52 | 0.58 | 72.1 | 0.019437
2022-07-10 | 19 | 264352 | 2022-07-10 | 19 | 85 | 0.41 | 85.41 | 0.016441
2022-07-10 | 20 | 243 | 2022-07-10 | 20 | 77.87 | 0.62 | 78.49 | 1.3888e-05
2022-07-10 | 21 | 0 | 2022-07-10 | 21 | 76.11 | 0.52 | 76.63 | 0
2022-07-10 | 22 | 0 | 2022-07-10 | 22 | 70.62 | 0.47 | 71.09 | 0
2022-07-10 | 23 | 0 | 2022-07-10 | 23 | 66.93 | 0.65 | 67.58 | 0
2022-07-10 | 24 | 0 | 2022-07-10 | 24 | 74.53 | 2.24 | 76.77 | 0
2022-07-11 | 1 | 0 | 2022-07-11 | 1 | 52.32 | 1.09 | 53.41 | 0
2022-07-11 | 2 | 0 | 2022-07-11 | 2 | 48.42 | 0.92 | 49.34 | 0
2022-07-11 | 3 | 0 | 2022-07-11 | 3 | 46.09 | 0.83 | 46.92 | 0
2022-07-11 | 4 | 0 | 2022-07-11 | 4 | 43.68 | 0.78 | 44.46 | 0
2022-07-11 | 5 | 0 | 2022-07-11 | 5 | 44.38 | 0.77 | 45.15 | 0
2022-07-11 | 6 | 40 | 2022-07-11 | 6 | 46.96 | 0.91 | 47.87 | 1.3943e-06
2022-07-11 | 7 | 387 | 2022-07-11 | 7 | 48.39 | 0.96 | 49.35 | 1.3907e-05
2022-07-11 | 8 | 136276 | 2022-07-11 | 8 | 49.94 | 3.84 | 53.78 | 0.0053366
2022-07-11 | 9 | 366540 | 2022-07-11 | 9 | 49.15 | 3.58 | 52.73 | 0.014074
2022-07-11 | 10 | 554184 | 2022-07-11 | 10 | 48.78 | 3.4 | 52.18 | 0.021056
2022-07-11 | 11 | 698004 | 2022-07-11 | 11 | 49.82 | 3.33 | 53.15 | 0.027014
2022-07-11 | 12 | 684778 | 2022-07-11 | 12 | 45.47 | 3.21 | 48.68 | 0.024273
2022-07-11 | 13 | 843021 | 2022-07-11 | 13 | 45.76 | 3.11 | 48.87 | 0.029999
2022-07-11 | 14 | 841935 | 2022-07-11 | 14 | 50.26 | 3.05 | 53.31 | 0.032682
2022-07-11 | 15 | 656897 | 2022-07-11 | 15 | 50.96 | 2.96 | 53.92 | 0.025791
2022-07-11 | 16 | 785925 | 2022-07-11 | 16 | 53.41 | 2.92 | 56.33 | 0.032236
2022-07-11 | 17 | 399838 | 2022-07-11 | 17 | 60.09 | 2.82 | 62.91 | 0.018316
2022-07-11 | 18 | 431490 | 2022-07-11 | 18 | 95.57 | 2.88 | 98.45 | 0.030932
2022-07-11 | 19 | 237838 | 2022-07-11 | 19 | 120.62 | 3.29 | 123.91 | 0.021459
2022-07-11 | 20 | 180 | 2022-07-11 | 20 | 85.83 | 3.12 | 88.95 | 1.1659e-05
2022-07-11 | 21 | 0 | 2022-07-11 | 21 | 78.09 | 3.1 | 81.19 | 0
2022-07-11 | 22 | 0 | 2022-07-11 | 22 | 72.79 | 3.24 | 76.03 | 0
2022-07-11 | 23 | 0 | 2022-07-11 | 23 | 52.13 | 3.38 | 55.51 | 0
2022-07-11 | 24 | 0 | 2022-07-11 | 24 | 51.61 | 1.31 | 52.92 | 0
2022-07-12 | 1 | 0 | 2022-07-12 | 1 | 80.05 | 0.86 | 80.91 | 0
2022-07-12 | 2 | 0 | 2022-07-12 | 2 | 51.23 | 0.78 | 52.01 | 0
2022-07-12 | 3 | 0 | 2022-07-12 | 3 | 47.1 | 0.67 | 47.77 | 0
2022-07-12 | 4 | 0 | 2022-07-12 | 4 | 45.44 | 0.65 | 46.09 | 0
2022-07-12 | 5 | 0 | 2022-07-12 | 5 | 46.04 | 0.64 | 46.68 | 0
2022-07-12 | 6 | 20 | 2022-07-12 | 6 | 47.21 | 0.72 | 47.93 | 6.9801e-07
2022-07-12 | 7 | 470 | 2022-07-12 | 7 | 50.4 | 0.82 | 51.22 | 1.7529e-05
2022-07-12 | 8 | 160628 | 2022-07-12 | 8 | 51.07 | 3.44 | 54.51 | 0.0063756
2022-07-12 | 9 | 120215 | 2022-07-12 | 9 | 51.51 | 3.2 | 54.71 | 0.0047891
2022-07-12 | 10 | 523549 | 2022-07-12 | 10 | 52.65 | 3.04 | 55.69 | 0.02123
2022-07-12 | 11 | 759519 | 2022-07-12 | 11 | 52.06 | 2.93 | 54.99 | 0.030412
2022-07-12 | 12 | 802660 | 2022-07-12 | 12 | 51.94 | 2.84 | 54.78 | 0.032017
2022-07-12 | 13 | 636229 | 2022-07-12 | 13 | 52.29 | 2.76 | 55.05 | 0.025503
2022-07-12 | 14 | 836491 | 2022-07-12 | 14 | 55.59 | 2.64 | 58.23 | 0.035468
2022-07-12 | 15 | 530835 | 2022-07-12 | 15 | 74.36 | 2.58 | 76.94 | 0.02974
2022-07-12 | 16 | 312286 | 2022-07-12 | 16 | 78.11 | 2.56 | 80.67 | 0.018344
2022-07-12 | 17 | 520918 | 2022-07-12 | 17 | 85.34 | 2.55 | 87.89 | 0.033338
2022-07-12 | 18 | 528376 | 2022-07-12 | 18 | 147.95 | 3.06 | 151.01 | 0.0581
2022-07-12 | 19 | 527 | 2022-07-12 | 19 | 113.82 | 3.65 | 117.47 | 4.5078e-05
2022-07-12 | 20 | 227 | 2022-07-12 | 20 | 101.52 | 2.65 | 104.17 | 1.7218e-05
2022-07-12 | 21 | 17 | 2022-07-12 | 21 | 100.5 | 2.72 | 103.22 | 1.2777e-06
2022-07-12 | 22 | 0 | 2022-07-12 | 22 | 99.56 | 3.01 | 102.57 | 0
2022-07-12 | 23 | 0 | 2022-07-12 | 23 | 91.68 | 3.54 | 95.22 | 0
2022-07-12 | 24 | 0 | 2022-07-12 | 24 | 92.55 | 1.17 | 93.72 | 0
2022-07-13 | 1 | 0 | 2022-07-13 | 1 | 71.44 | 1.41 | 72.85 | 0
2022-07-13 | 2 | 0 | 2022-07-13 | 2 | 77.82 | 1.27 | 79.09 | 0
2022-07-13 | 3 | 0 | 2022-07-13 | 3 | 65.6 | 1.32 | 66.92 | 0
2022-07-13 | 4 | 0 | 2022-07-13 | 4 | 53.95 | 1.22 | 55.17 | 0
2022-07-13 | 5 | 0 | 2022-07-13 | 5 | 53.72 | 1.21 | 54.93 | 0
2022-07-13 | 6 | 13 | 2022-07-13 | 6 | 77.38 | 1.48 | 78.86 | 7.4649e-07
2022-07-13 | 7 | 283 | 2022-07-13 | 7 | 97.43 | 1.96 | 99.39 | 2.0481e-05
2022-07-13 | 8 | 118626 | 2022-07-13 | 8 | 90.9 | 4.6 | 95.5 | 0.0082491
2022-07-13 | 9 | 327692 | 2022-07-13 | 9 | 79.66 | 3.83 | 83.49 | 0.019922
2022-07-13 | 10 | 542731 | 2022-07-13 | 10 | 61.91 | 3.56 | 65.47 | 0.025873
2022-07-13 | 11 | 543723 | 2022-07-13 | 11 | 54.67 | 3.4 | 58.07 | 0.022991
2022-07-13 | 12 | 442430 | 2022-07-13 | 12 | 60.38 | 3.33 | 63.71 | 0.020525
2022-07-13 | 13 | 650808 | 2022-07-13 | 13 | 59.05 | 3.24 | 62.29 | 0.029519
2022-07-13 | 14 | 791725 | 2022-07-13 | 14 | 65.58 | 3.19 | 68.77 | 0.039646
2022-07-13 | 15 | 842937 | 2022-07-13 | 15 | 73.29 | 3.24 | 76.53 | 0.046973
2022-07-13 | 16 | 796630 | 2022-07-13 | 16 | 62.15 | 3.1 | 65.25 | 0.03785
2022-07-13 | 17 | 634394 | 2022-07-13 | 17 | 72.64 | 3.11 | 75.75 | 0.034992
2022-07-13 | 18 | 496996 | 2022-07-13 | 18 | 78.67 | 3.27 | 81.94 | 0.029653
2022-07-13 | 19 | 238484 | 2022-07-13 | 19 | 115.27 | 3.85 | 119.12 | 0.020686
2022-07-13 | 20 | 310 | 2022-07-13 | 20 | 96.11 | 3.37 | 99.48 | 2.2455e-05
2022-07-13 | 21 | 0 | 2022-07-13 | 21 | 77.93 | 3.28 | 81.21 | 0
2022-07-13 | 22 | 0 | 2022-07-13 | 22 | 73.75 | 3.47 | 77.22 | 0
2022-07-13 | 23 | 0 | 2022-07-13 | 23 | 59.59 | 3.56 | 63.15 | 0
2022-07-13 | 24 | 0 | 2022-07-13 | 24 | 61.85 | 1.4 | 63.25 | 0
2022-07-14 | 1 | 0 | 2022-07-14 | 1 | 58.15 | 0.51 | 58.66 | 0
2022-07-14 | 2 | 0 | 2022-07-14 | 2 | 68.05 | 0.61 | 68.66 | 0
2022-07-14 | 3 | 0 | 2022-07-14 | 3 | 53.86 | 0.53 | 54.39 | 0
2022-07-14 | 4 | 0 | 2022-07-14 | 4 | 52.91 | 0.47 | 53.38 | 0
2022-07-14 | 5 | 0 | 2022-07-14 | 5 | 52.58 | 0.46 | 53.04 | 0
2022-07-14 | 6 | 7 | 2022-07-14 | 6 | 54.18 | 0.55 | 54.73 | 2.7896e-07
2022-07-14 | 7 | 380 | 2022-07-14 | 7 | 68.05 | 1.03 | 69.08 | 1.9114e-05
2022-07-14 | 8 | 72443 | 2022-07-14 | 8 | 51.89 | 3.54 | 55.43 | 0.0029239
2022-07-14 | 9 | 181118 | 2022-07-14 | 9 | 52.34 | 2.91 | 55.25 | 0.0072865
2022-07-14 | 10 | 391249 | 2022-07-14 | 10 | 53.63 | 2.78 | 56.41 | 0.016071
2022-07-14 | 11 | 335561 | 2022-07-14 | 11 | 59.43 | 2.69 | 62.12 | 0.015178
2022-07-14 | 12 | 641571 | 2022-07-14 | 12 | 72.2 | 2.68 | 74.88 | 0.034981
2022-07-14 | 13 | 457013 | 2022-07-14 | 13 | 73.49 | 2.58 | 76.07 | 0.025314
2022-07-14 | 14 | 607036 | 2022-07-14 | 14 | 67.05 | 2.54 | 69.59 | 0.03076
2022-07-14 | 15 | 802262 | 2022-07-14 | 15 | 69.25 | 2.38 | 71.63 | 0.041844
2022-07-14 | 16 | 841074 | 2022-07-14 | 16 | 89.38 | 2.38 | 91.76 | 0.056197
2022-07-14 | 17 | 271739 | 2022-07-14 | 17 | 141.95 | 3.28 | 145.23 | 0.028736
2022-07-14 | 18 | 424159 | 2022-07-14 | 18 | 105.82 | 2.71 | 108.53 | 0.03352
2022-07-14 | 19 | 308225 | 2022-07-14 | 19 | 95.84 | 2.75 | 98.59 | 0.022127
2022-07-14 | 20 | 343 | 2022-07-14 | 20 | 97.35 | 2.62 | 99.97 | 2.4968e-05
2022-07-14 | 21 | 0 | 2022-07-14 | 21 | 89.12 | 2.6 | 91.72 | 0
2022-07-14 | 22 | 0 | 2022-07-14 | 22 | 83.93 | 2.72 | 86.65 | 0
2022-07-14 | 23 | 0 | 2022-07-14 | 23 | 81.53 | 3.32 | 84.85 | 0
2022-07-14 | 24 | 0 | 2022-07-14 | 24 | 75.07 | 0.94 | 76.01 | 0
2022-07-15 | 1 | 0 | 2022-07-15 | 1 | 71.8 | 1.47 | 73.27 | 0
2022-07-15 | 2 | 0 | 2022-07-15 | 2 | 58.15 | 1.27 | 59.42 | 0
2022-07-15 | 3 | 0 | 2022-07-15 | 3 | 52.58 | 0.97 | 53.55 | 0
2022-07-15 | 4 | 0 | 2022-07-15 | 4 | 50.5 | 0.96 | 51.46 | 0
2022-07-15 | 5 | 0 | 2022-07-15 | 5 | 50.36 | 0.97 | 51.33 | 0
2022-07-15 | 6 | 33 | 2022-07-15 | 6 | 51.96 | 1.13 | 53.09 | 1.2757e-06
2022-07-15 | 7 | 300 | 2022-07-15 | 7 | 87.91 | 2.07 | 89.98 | 1.9656e-05
2022-07-15 | 8 | 127057 | 2022-07-15 | 8 | 68.68 | 4.09 | 72.77 | 0.0067325
2022-07-15 | 9 | 326707 | 2022-07-15 | 9 | 54.39 | 3.66 | 58.05 | 0.01381
2022-07-15 | 10 | 540510 | 2022-07-15 | 10 | 56.01 | 3.49 | 59.5 | 0.023418
2022-07-15 | 11 | 708428 | 2022-07-15 | 11 | 55.88 | 3.44 | 59.32 | 0.0306
2022-07-15 | 12 | 817656 | 2022-07-15 | 12 | 55.56 | 3.35 | 58.91 | 0.035074
2022-07-15 | 13 | 825384 | 2022-07-15 | 13 | 55.3 | 3.29 | 58.59 | 0.035213
2022-07-15 | 14 | 842844 | 2022-07-15 | 14 | 58.34 | 3.23 | 61.57 | 0.037787
2022-07-15 | 15 | 745784 | 2022-07-15 | 15 | 53.64 | 3.13 | 56.77 | 0.030829
2022-07-15 | 16 | 620402 | 2022-07-15 | 16 | 61.86 | 3.08 | 64.94 | 0.029337
2022-07-15 | 17 | 643138 | 2022-07-15 | 17 | 78.33 | 3.11 | 81.44 | 0.038139
2022-07-15 | 18 | 461282 | 2022-07-15 | 18 | 106.39 | 3.21 | 109.6 | 0.036813
2022-07-15 | 19 | 249139 | 2022-07-15 | 19 | 110.63 | 3.54 | 114.17 | 0.020712
2022-07-15 | 20 | 180 | 2022-07-15 | 20 | 89.87 | 3.15 | 93.02 | 1.2192e-05
2022-07-15 | 21 | 0 | 2022-07-15 | 21 | 79.2 | 3.28 | 82.48 | 0
2022-07-15 | 22 | 0 | 2022-07-15 | 22 | 80.84 | 3.41 | 84.25 | 0
2022-07-15 | 23 | 0 | 2022-07-15 | 23 | 75.62 | 3.95 | 79.57 | 0
2022-07-15 | 24 | 0 | 2022-07-15 | 24 | 83.01 | 2.68 | 85.69 | 0
2022-07-16 | 1 | 0 | 2022-07-16 | 1 | 56.66 | 0.61 | 57.27 | 0
2022-07-16 | 2 | 0 | 2022-07-16 | 2 | 51.21 | 0.39 | 51.6 | 0
2022-07-16 | 3 | 0 | 2022-07-16 | 3 | 52.28 | 0.38 | 52.66 | 0
2022-07-16 | 4 | 0 | 2022-07-16 | 4 | 50.14 | 0.38 | 50.52 | 0
2022-07-16 | 5 | 0 | 2022-07-16 | 5 | 49.33 | 0.39 | 49.72 | 0
2022-07-16 | 6 | 63 | 2022-07-16 | 6 | 48.48 | 0.39 | 48.87 | 2.2419e-06
2022-07-16 | 7 | 570 | 2022-07-16 | 7 | 43.89 | 0.44 | 44.33 | 1.8399e-05
2022-07-16 | 8 | 151834 | 2022-07-16 | 8 | 47.92 | 0.43 | 48.35 | 0.0053455
2022-07-16 | 9 | 267130 | 2022-07-16 | 9 | 50.66 | 0.44 | 51.1 | 0.0099396
2022-07-16 | 10 | 296494 | 2022-07-16 | 10 | 50.1 | 0.41 | 50.51 | 0.010905
2022-07-16 | 11 | 519037 | 2022-07-16 | 11 | 51.45 | 0.37 | 51.82 | 0.019585
2022-07-16 | 12 | 667897 | 2022-07-16 | 12 | 51.11 | 0.55 | 51.66 | 0.025124
2022-07-16 | 13 | 435535 | 2022-07-16 | 13 | 50.09 | 0.39 | 50.48 | 0.016009
2022-07-16 | 14 | 380761 | 2022-07-16 | 14 | 48.92 | 0.37 | 49.29 | 0.013666
2022-07-16 | 15 | 603162 | 2022-07-16 | 15 | 49.28 | 0.37 | 49.65 | 0.021806
2022-07-16 | 16 | 539562 | 2022-07-16 | 16 | 51.84 | 0.37 | 52.21 | 0.020513
2022-07-16 | 17 | 330852 | 2022-07-16 | 17 | 52.02 | 0.37 | 52.39 | 0.012621
2022-07-16 | 18 | 361716 | 2022-07-16 | 18 | 51.74 | 0.38 | 52.12 | 0.013728
2022-07-16 | 19 | 140035 | 2022-07-16 | 19 | 64.11 | 0.42 | 64.53 | 0.00658
2022-07-16 | 20 | 330 | 2022-07-16 | 20 | 64.34 | 0.54 | 64.88 | 1.559e-05
2022-07-16 | 21 | 7 | 2022-07-16 | 21 | 62.65 | 0.45 | 63.1 | 3.2163e-07
2022-07-16 | 22 | 0 | 2022-07-16 | 22 | 60.95 | 0.46 | 61.41 | 0
2022-07-16 | 23 | 0 | 2022-07-16 | 23 | 50.6 | 0.45 | 51.05 | 0
2022-07-16 | 24 | 0 | 2022-07-16 | 24 | 57.39 | 0.7 | 58.09 | 0
2022-07-17 | 1 | 0 | 2022-07-17 | 1 | 57.29 | 0.76 | 58.05 | 0
2022-07-17 | 2 | 0 | 2022-07-17 | 2 | 56.71 | 0.48 | 57.19 | 0
2022-07-17 | 3 | 0 | 2022-07-17 | 3 | 52.98 | 0.59 | 53.57 | 0
2022-07-17 | 4 | 0 | 2022-07-17 | 4 | 47 | 0.48 | 47.48 | 0
2022-07-17 | 5 | 0 | 2022-07-17 | 5 | 46.14 | 0.48 | 46.62 | 0
2022-07-17 | 6 | 33 | 2022-07-17 | 6 | 43.56 | 0.47 | 44.03 | 1.058e-06
2022-07-17 | 7 | 393 | 2022-07-17 | 7 | 32.24 | 0.64 | 32.88 | 9.4091e-06
2022-07-17 | 8 | 32490 | 2022-07-17 | 8 | 42.51 | 0.52 | 43.03 | 0.001018
2022-07-17 | 9 | 309556 | 2022-07-17 | 9 | 46.08 | 0.56 | 46.64 | 0.010513
2022-07-17 | 10 | 498152 | 2022-07-17 | 10 | 43.76 | 0.49 | 44.25 | 0.016051
2022-07-17 | 11 | 666490 | 2022-07-17 | 11 | 49.02 | 0.52 | 49.54 | 0.024042
2022-07-17 | 12 | 764108 | 2022-07-17 | 12 | 54.67 | 0.49 | 55.16 | 0.03069
2022-07-17 | 13 | 828579 | 2022-07-17 | 13 | 71.77 | 0.52 | 72.29 | 0.043615
2022-07-17 | 14 | 210844 | 2022-07-17 | 14 | 85.53 | 0.61 | 86.14 | 0.013225
2022-07-17 | 15 | 166342 | 2022-07-17 | 15 | 93.53 | 0.8 | 94.33 | 0.011426
2022-07-17 | 16 | 538441 | 2022-07-17 | 16 | 90.12 | 0.84 | 90.96 | 0.035663
2022-07-17 | 17 | 648474 | 2022-07-17 | 17 | 111.09 | 0.88 | 111.97 | 0.052871
2022-07-17 | 18 | 444341 | 2022-07-17 | 18 | 141.39 | 1.55 | 142.94 | 0.046248
2022-07-17 | 19 | 238060 | 2022-07-17 | 19 | 127.03 | 0.78 | 127.81 | 0.022155
2022-07-17 | 20 | 190 | 2022-07-17 | 20 | 101.81 | 0.74 | 102.55 | 1.4188e-05
2022-07-17 | 21 | 0 | 2022-07-17 | 21 | 114.9 | 0.83 | 115.73 | 0
2022-07-17 | 22 | 0 | 2022-07-17 | 22 | 109.48 | 1.01 | 110.49 | 0
2022-07-17 | 23 | 0 | 2022-07-17 | 23 | 97.35 | 1.68 | 99.03 | 0
2022-07-17 | 24 | 0 | 2022-07-17 | 24 | 98.32 | 1.02 | 99.34 | 0
2022-07-18 | 1 | 0 | 2022-07-18 | 1 | 90.23 | 1.83 | 92.06 | 0
2022-07-18 | 2 | 0 | 2022-07-18 | 2 | 71.11 | 1.41 | 72.52 | 0
2022-07-18 | 3 | 0 | 2022-07-18 | 3 | 68.19 | 1.39 | 69.58 | 0
2022-07-18 | 4 | 0 | 2022-07-18 | 4 | 69.24 | 1.38 | 70.62 | 0
2022-07-18 | 5 | 0 | 2022-07-18 | 5 | 68.52 | 1.37 | 69.89 | 0
2022-07-18 | 6 | 53 | 2022-07-18 | 6 | 73.31 | 1.72 | 75.03 | 2.8956e-06
2022-07-18 | 7 | 747 | 2022-07-18 | 7 | 104.35 | 3.64 | 107.99 | 5.8739e-05
2022-07-18 | 8 | 115167 | 2022-07-18 | 8 | 84.48 | 4.57 | 89.05 | 0.0074677
2022-07-18 | 9 | 159059 | 2022-07-18 | 9 | 109.91 | 4.45 | 114.36 | 0.013245
2022-07-18 | 10 | 530722 | 2022-07-18 | 10 | 128.92 | 4.49 | 133.41 | 0.051556
2022-07-18 | 11 | 441133 | 2022-07-18 | 11 | 157.38 | 4.07 | 161.45 | 0.05186
2022-07-18 | 12 | 200794 | 2022-07-18 | 12 | 173.06 | 4.98 | 178.04 | 0.026031
2022-07-18 | 13 | 213280 | 2022-07-18 | 13 | 130.27 | 4.23 | 134.5 | 0.020888
2022-07-18 | 14 | 205489 | 2022-07-18 | 14 | 122.4 | 3.53 | 125.93 | 0.018843
2022-07-18 | 15 | 172664 | 2022-07-18 | 15 | 117.37 | 3.41 | 120.78 | 0.015185
2022-07-18 | 16 | 4267 | 2022-07-18 | 16 | 127.25 | 4.28 | 131.53 | 0.00040867
2022-07-18 | 17 | 730 | 2022-07-18 | 17 | 83.94 | 3.63 | 87.57 | 4.6548e-05
2022-07-18 | 18 | 75568 | 2022-07-18 | 18 | 82.88 | 3.18 | 86.06 | 0.0047355
2022-07-18 | 19 | 293 | 2022-07-18 | 19 | 76.93 | 3.46 | 80.39 | 1.7151e-05
2022-07-18 | 20 | 7 | 2022-07-18 | 20 | 82.58 | 3.58 | 86.16 | 4.3917e-07
2022-07-18 | 21 | 0 | 2022-07-18 | 21 | 99.17 | 3.73 | 102.9 | 0
2022-07-18 | 22 | 0 | 2022-07-18 | 22 | 95.33 | 3.8 | 99.13 | 0
2022-07-18 | 23 | 0 | 2022-07-18 | 23 | 77.71 | 3.99 | 81.7 | 0
2022-07-18 | 24 | 0 | 2022-07-18 | 24 | 72.27 | 2.13 | 74.4 | 0
2022-07-19 | 1 | 0 | 2022-07-19 | 1 | 76.82 | 5.05 | 81.87 | 0
2022-07-19 | 2 | 0 | 2022-07-19 | 2 | 71.82 | 5.2 | 77.02 | 0
2022-07-19 | 3 | 0 | 2022-07-19 | 3 | 61.24 | 4.97 | 66.21 | 0
2022-07-19 | 4 | 0 | 2022-07-19 | 4 | 60.18 | 4.93 | 65.11 | 0
2022-07-19 | 5 | 0 | 2022-07-19 | 5 | 60.01 | 4.95 | 64.96 | 0
2022-07-19 | 6 | 0 | 2022-07-19 | 6 | 65.76 | 5.08 | 70.84 | 0
2022-07-19 | 7 | 287 | 2022-07-19 | 7 | 205.5 | 7.32 | 212.82 | 4.4475e-05
2022-07-19 | 8 | 120068 | 2022-07-19 | 8 | 94.49 | 7.82 | 102.31 | 0.0089448
2022-07-19 | 9 | 239202 | 2022-07-19 | 9 | 76.05 | 7.32 | 83.37 | 0.014521
2022-07-19 | 10 | 537989 | 2022-07-19 | 10 | 63.68 | 7.18 | 70.86 | 0.027759
2022-07-19 | 11 | 704039 | 2022-07-19 | 11 | 75.79 | 7.04 | 82.83 | 0.042463
2022-07-19 | 12 | 806101 | 2022-07-19 | 12 | 79.44 | 6.89 | 86.33 | 0.050673
2022-07-19 | 13 | 843211 | 2022-07-19 | 13 | 90.58 | 6.85 | 97.43 | 0.059821
2022-07-19 | 14 | 840845 | 2022-07-19 | 14 | 114.18 | 7.01 | 121.19 | 0.074201
2022-07-19 | 15 | 825962 | 2022-07-19 | 15 | 128.35 | 6.98 | 135.33 | 0.081391
2022-07-19 | 16 | 693854 | 2022-07-19 | 16 | 155.31 | 7.22 | 162.53 | 0.082116
2022-07-19 | 17 | 624294 | 2022-07-19 | 17 | 184.01 | 8.06 | 192.07 | 0.087312
2022-07-19 | 18 | 451647 | 2022-07-19 | 18 | 235.94 | 11.34 | 247.28 | 0.081323
2022-07-19 | 19 | 235264 | 2022-07-19 | 19 | 175.08 | 7.2 | 182.28 | 0.031226
2022-07-19 | 20 | 123 | 2022-07-19 | 20 | 170.24 | 7.34 | 177.58 | 1.5905e-05
2022-07-19 | 21 | 0 | 2022-07-19 | 21 | 137.22 | 7.08 | 144.3 | 0
2022-07-19 | 22 | 0 | 2022-07-19 | 22 | 180.93 | 7.83 | 188.76 | 0
2022-07-19 | 23 | 0 | 2022-07-19 | 23 | 111.29 | 7.6 | 118.89 | 0
2022-07-19 | 24 | 0 | 2022-07-19 | 24 | 92.59 | 6.58 | 99.17 | 0
2022-07-20 | 1 | 0 | 2022-07-20 | 1 | 103.09 | 3.85 | 106.94 | 0
2022-07-20 | 2 | 0 | 2022-07-20 | 2 | 121.04 | 4.01 | 125.05 | 0
2022-07-20 | 3 | 0 | 2022-07-20 | 3 | 101.75 | 3.79 | 105.54 | 0
2022-07-20 | 4 | 0 | 2022-07-20 | 4 | 81.31 | 3.75 | 85.06 | 0
2022-07-20 | 5 | 0 | 2022-07-20 | 5 | 82.34 | 3.72 | 86.06 | 0
2022-07-20 | 6 | 17 | 2022-07-20 | 6 | 114.6 | 4.42 | 119.02 | 1.4733e-06
2022-07-20 | 7 | 273 | 2022-07-20 | 7 | 94.25 | 4.15 | 98.4 | 1.9561e-05
2022-07-20 | 8 | 56876 | 2022-07-20 | 8 | 104.97 | 6.24 | 111.21 | 0.0046057
2022-07-20 | 9 | 295888 | 2022-07-20 | 9 | 91.49 | 5.83 | 97.32 | 0.020968
2022-07-20 | 10 | 490440 | 2022-07-20 | 10 | 110.45 | 5.75 | 116.2 | 0.041497
2022-07-20 | 11 | 658904 | 2022-07-20 | 11 | 146.4 | 6.35 | 152.75 | 0.073287
2022-07-20 | 12 | 772366 | 2022-07-20 | 12 | 154.04 | 6.08 | 160.12 | 0.090052
2022-07-20 | 13 | 835787 | 2022-07-20 | 13 | 176.97 | 5.86 | 182.83 | 0.11127
2022-07-20 | 14 | 770375 | 2022-07-20 | 14 | 243.57 | 5.71 | 249.28 | 0.13983
2022-07-20 | 15 | 820939 | 2022-07-20 | 15 | 245.09 | 5.76 | 250.85 | 0.14995
2022-07-20 | 16 | 739108 | 2022-07-20 | 16 | 262.62 | 6.06 | 268.68 | 0.1446
2022-07-20 | 17 | 603998 | 2022-07-20 | 17 | 270.75 | 8.85 | 279.6 | 0.12297
2022-07-20 | 18 | 423942 | 2022-07-20 | 18 | 661.36 | 39.75 | 701.11 | 0.21643
2022-07-20 | 19 | 222429 | 2022-07-20 | 19 | 783.51 | 47.71 | 831.22 | 0.13463
2022-07-20 | 20 | 130 | 2022-07-20 | 20 | 709.85 | 43.08 | 752.93 | 7.1273e-05
2022-07-20 | 21 | 0 | 2022-07-20 | 21 | 409.31 | 19.81 | 429.12 | 0
2022-07-20 | 22 | 0 | 2022-07-20 | 22 | 352.98 | 11.66 | 364.64 | 0
2022-07-20 | 23 | 0 | 2022-07-20 | 23 | 186.33 | 6.93 | 193.26 | 0
2022-07-20 | 24 | 0 | 2022-07-20 | 24 | 154.4 | 4.94 | 159.34 | 0
2022-07-21 | 1 | 0 | 2022-07-21 | 1 | 166.6 | 6.81 | 173.41 | 0
2022-07-21 | 2 | 0 | 2022-07-21 | 2 | 148.62 | 6.52 | 155.14 | 0
2022-07-21 | 3 | 0 | 2022-07-21 | 3 | 133.29 | 6.31 | 139.6 | 0
2022-07-21 | 4 | 0 | 2022-07-21 | 4 | 127.2 | 6.48 | 133.68 | 0
2022-07-21 | 5 | 0 | 2022-07-21 | 5 | 121.47 | 6.47 | 127.94 | 0
2022-07-21 | 6 | 0 | 2022-07-21 | 6 | 189.07 | 7.5 | 196.57 | 0
2022-07-21 | 7 | 473 | 2022-07-21 | 7 | 234.59 | 9.25 | 243.84 | 8.3983e-05
2022-07-21 | 8 | 127147 | 2022-07-21 | 8 | 236.99 | 10.41 | 247.4 | 0.022905
2022-07-21 | 9 | 269411 | 2022-07-21 | 9 | 167.04 | 8.97 | 176.01 | 0.034528
2022-07-21 | 10 | 503204 | 2022-07-21 | 10 | 134.41 | 8.3 | 142.71 | 0.052291
2022-07-21 | 11 | 674890 | 2022-07-21 | 11 | 233.72 | 8.18 | 241.9 | 0.11888
2022-07-21 | 12 | 691970 | 2022-07-21 | 12 | 248.66 | 7.98 | 256.64 | 0.12931
2022-07-21 | 13 | 319835 | 2022-07-21 | 13 | 376.51 | 8.8 | 385.31 | 0.089735
2022-07-21 | 14 | 472479 | 2022-07-21 | 14 | 421.46 | 9.69 | 431.15 | 0.14833
2022-07-21 | 15 | 713084 | 2022-07-21 | 15 | 377.74 | 8.99 | 386.73 | 0.2008
2022-07-21 | 16 | 667394 | 2022-07-21 | 16 | 279.57 | 8.49 | 288.06 | 0.13999
2022-07-21 | 17 | 520 | 2022-07-21 | 17 | 235.4 | 8.11 | 243.51 | 9.2203e-05
2022-07-21 | 18 | 510698 | 2022-07-21 | 18 | 205.09 | 7.96 | 213.05 | 0.079227
2022-07-21 | 19 | 917 | 2022-07-21 | 19 | 196.17 | 8.11 | 204.28 | 0.0001364
2022-07-21 | 20 | 117 | 2022-07-21 | 20 | 224.85 | 8.12 | 232.97 | 1.9848e-05
2022-07-21 | 21 | 0 | 2022-07-21 | 21 | 234.53 | 8.36 | 242.89 | 0
2022-07-21 | 22 | 0 | 2022-07-21 | 22 | 208.59 | 8.21 | 216.8 | 0
2022-07-21 | 23 | 0 | 2022-07-21 | 23 | 181.64 | 8.46 | 190.1 | 0
2022-07-21 | 24 | 0 | 2022-07-21 | 24 | 205.21 | 6.96 | 212.17 | 0
2022-07-22 | 1 | 0 | 2022-07-22 | 1 | 298.08 | 23.89 | 321.97 | 0
2022-07-22 | 2 | 0 | 2022-07-22 | 2 | 307.38 | 18.58 | 325.96 | 0
2022-07-22 | 3 | 0 | 2022-07-22 | 3 | 201.13 | 17.75 | 218.88 | 0
2022-07-22 | 4 | 0 | 2022-07-22 | 4 | 187.29 | 17.62 | 204.91 | 0
2022-07-22 | 5 | 0 | 2022-07-22 | 5 | 184.35 | 17.64 | 201.99 | 0
2022-07-22 | 6 | 7 | 2022-07-22 | 6 | 265.39 | 19.02 | 284.41 | 1.4497e-06
2022-07-22 | 7 | 250 | 2022-07-22 | 7 | 275.45 | 20.02 | 295.47 | 5.3787e-05
2022-07-22 | 8 | 110749 | 2022-07-22 | 8 | 153.79 | 20.5 | 174.29 | 0.014055
2022-07-22 | 9 | 312243 | 2022-07-22 | 9 | 205.55 | 20.2 | 225.75 | 0.051327
2022-07-22 | 10 | 514710 | 2022-07-22 | 10 | 177.9 | 19.83 | 197.73 | 0.074107
2022-07-22 | 11 | 669479 | 2022-07-22 | 11 | 111.83 | 19.55 | 131.38 | 0.064046
2022-07-22 | 12 | 781007 | 2022-07-22 | 12 | 113.52 | 19.34 | 132.86 | 0.075557
2022-07-22 | 13 | 829840 | 2022-07-22 | 13 | 126.95 | 19.37 | 146.32 | 0.088414
2022-07-22 | 14 | 839173 | 2022-07-22 | 14 | 170.7 | 20.53 | 191.23 | 0.11685
2022-07-22 | 15 | 833401 | 2022-07-22 | 15 | 173.94 | 19.44 | 193.38 | 0.11735
2022-07-22 | 16 | 582039 | 2022-07-22 | 16 | 195.61 | 19.57 | 215.18 | 0.091197
2022-07-22 | 17 | 552382 | 2022-07-22 | 17 | 254.2 | 22.38 | 276.58 | 0.11125
2022-07-22 | 18 | 419733 | 2022-07-22 | 18 | 186.37 | 19.4 | 205.77 | 0.06289
2022-07-22 | 19 | 251820 | 2022-07-22 | 19 | 181.57 | 19.4 | 200.97 | 0.036851
2022-07-22 | 20 | 170 | 2022-07-22 | 20 | 183.52 | 19.63 | 203.15 | 2.5147e-05
2022-07-22 | 21 | 0 | 2022-07-22 | 21 | 161.91 | 19.42 | 181.33 | 0
2022-07-22 | 22 | 0 | 2022-07-22 | 22 | 122.94 | 19.39 | 142.33 | 0
2022-07-22 | 23 | 0 | 2022-07-22 | 23 | 115.06 | 19.72 | 134.78 | 0
2022-07-22 | 24 | 0 | 2022-07-22 | 24 | 116.26 | 17.7 | 133.96 | 0
2022-07-23 | 1 | 0 | 2022-07-23 | 1 | 111.25 | 14.39 | 125.64 | 0
2022-07-23 | 2 | 0 | 2022-07-23 | 2 | 133.2 | 14.54 | 147.74 | 0
2022-07-23 | 3 | 0 | 2022-07-23 | 3 | 111.04 | 13.89 | 124.93 | 0
2022-07-23 | 4 | 0 | 2022-07-23 | 4 | 92.28 | 13.69 | 105.97 | 0
2022-07-23 | 5 | 0 | 2022-07-23 | 5 | 88.31 | 13.7 | 102.01 | 0
2022-07-23 | 6 | 0 | 2022-07-23 | 6 | 88.25 | 13.68 | 101.93 | 0
2022-07-23 | 7 | 410 | 2022-07-23 | 7 | 85.83 | 13.72 | 99.55 | 2.972e-05
2022-07-23 | 8 | 32643 | 2022-07-23 | 8 | 83.48 | 13.73 | 97.21 | 0.0023106
2022-07-23 | 9 | 254373 | 2022-07-23 | 9 | 81.16 | 13.77 | 94.93 | 0.017583
2022-07-23 | 10 | 439907 | 2022-07-23 | 10 | 84.27 | 13.73 | 98 | 0.031391
2022-07-23 | 11 | 582670 | 2022-07-23 | 11 | 81.61 | 13.73 | 95.34 | 0.04045
2022-07-23 | 12 | 686904 | 2022-07-23 | 12 | 85.99 | 13.7 | 99.69 | 0.049862
2022-07-23 | 13 | 738682 | 2022-07-23 | 13 | 93.23 | 13.69 | 106.92 | 0.05751
2022-07-23 | 14 | 732366 | 2022-07-23 | 14 | 98.83 | 13.71 | 112.54 | 0.060015
2022-07-23 | 15 | 724839 | 2022-07-23 | 15 | 102.51 | 13.74 | 116.25 | 0.061356
2022-07-23 | 16 | 650725 | 2022-07-23 | 16 | 146.95 | 14.13 | 161.08 | 0.076324
2022-07-23 | 17 | 536079 | 2022-07-23 | 17 | 175.5 | 14.37 | 189.87 | 0.074116
2022-07-23 | 18 | 439066 | 2022-07-23 | 18 | 167.11 | 14.9 | 182.01 | 0.05819
2022-07-23 | 19 | 237543 | 2022-07-23 | 19 | 396 | 47.13 | 443.13 | 0.076648
2022-07-23 | 20 | 73 | 2022-07-23 | 20 | 276.76 | 36.71 | 313.47 | 1.6663e-05
2022-07-23 | 21 | 0 | 2022-07-23 | 21 | 173.88 | 14.96 | 188.84 | 0
2022-07-23 | 22 | 0 | 2022-07-23 | 22 | 133.16 | 14.11 | 147.27 | 0
2022-07-23 | 23 | 0 | 2022-07-23 | 23 | 100.7 | 14.37 | 115.07 | 0
2022-07-23 | 24 | 0 | 2022-07-23 | 24 | 98.05 | 13.94 | 111.99 | 0
2022-07-24 | 1 | 0 | 2022-07-24 | 1 | 93.3 | 9.54 | 102.84 | 0
2022-07-24 | 2 | 0 | 2022-07-24 | 2 | 88.58 | 9.51 | 98.09 | 0
2022-07-24 | 3 | 0 | 2022-07-24 | 3 | 77.22 | 9.46 | 86.68 | 0
2022-07-24 | 4 | 0 | 2022-07-24 | 4 | 77.58 | 9.49 | 87.07 | 0
2022-07-24 | 5 | 0 | 2022-07-24 | 5 | 72.55 | 9.45 | 82 | 0
2022-07-24 | 6 | 0 | 2022-07-24 | 6 | 72.72 | 9.43 | 82.15 | 0
2022-07-24 | 7 | 380 | 2022-07-24 | 7 | 72.26 | 9.46 | 81.72 | 2.2612e-05
2022-07-24 | 8 | 112284 | 2022-07-24 | 8 | 76.32 | 9.52 | 85.84 | 0.0070183
2022-07-24 | 9 | 247315 | 2022-07-24 | 9 | 74.64 | 9.53 | 84.17 | 0.015158
2022-07-24 | 10 | 489402 | 2022-07-24 | 10 | 79.66 | 9.5 | 89.16 | 0.031773
2022-07-24 | 11 | 647291 | 2022-07-24 | 11 | 105.64 | 9.61 | 115.25 | 0.054321
2022-07-24 | 12 | 760702 | 2022-07-24 | 12 | 151.24 | 9.86 | 161.1 | 0.089235
2022-07-24 | 13 | 832227 | 2022-07-24 | 13 | 172.34 | 10.51 | 182.85 | 0.11081
2022-07-24 | 14 | 735669 | 2022-07-24 | 14 | 160.92 | 10.19 | 171.11 | 0.091661
2022-07-24 | 15 | 699659 | 2022-07-24 | 15 | 162.76 | 9.86 | 172.62 | 0.087943
2022-07-24 | 16 | 645224 | 2022-07-24 | 16 | 208.91 | 10.09 | 219 | 0.10289
2022-07-24 | 17 | 539370 | 2022-07-24 | 17 | 174.21 | 10.09 | 184.3 | 0.072383
2022-07-24 | 18 | 375338 | 2022-07-24 | 18 | 364.72 | 36.08 | 400.8 | 0.10954
2022-07-24 | 19 | 34306 | 2022-07-24 | 19 | 520.63 | 59.52 | 580.15 | 0.014492
2022-07-24 | 20 | 133 | 2022-07-24 | 20 | 279.49 | 21.5 | 300.99 | 2.9149e-05
2022-07-24 | 21 | 0 | 2022-07-24 | 21 | 283.98 | 11.53 | 295.51 | 0
2022-07-24 | 22 | 0 | 2022-07-24 | 22 | 227.9 | 10.59 | 238.49 | 0
2022-07-24 | 23 | 0 | 2022-07-24 | 23 | 119.46 | 10.07 | 129.53 | 0
2022-07-24 | 24 | 0 | 2022-07-24 | 24 | 103.77 | 9.78 | 113.55 | 0
2022-07-25 | 1 | 0 | 2022-07-25 | 1 | 119.65 | 1.33 | 120.98 | 0
2022-07-25 | 2 | 0 | 2022-07-25 | 2 | 114.76 | 1.53 | 116.29 | 0
2022-07-25 | 3 | 0 | 2022-07-25 | 3 | 95.02 | 1.28 | 96.3 | 0
2022-07-25 | 4 | 0 | 2022-07-25 | 4 | 90.43 | 1.18 | 91.61 | 0
2022-07-25 | 5 | 0 | 2022-07-25 | 5 | 86.7 | 1.12 | 87.82 | 0
2022-07-25 | 6 | 0 | 2022-07-25 | 6 | 107.16 | 1.4 | 108.56 | 0
2022-07-25 | 7 | 223 | 2022-07-25 | 7 | 161.31 | 2.5 | 163.81 | 2.6599e-05
2022-07-25 | 8 | 383 | 2022-07-25 | 8 | 128.24 | 3.81 | 132.05 | 3.6827e-05
2022-07-25 | 9 | 780 | 2022-07-25 | 9 | 140.08 | 3.13 | 143.21 | 8.1338e-05
2022-07-25 | 10 | 643 | 2022-07-25 | 10 | 141.95 | 3.47 | 145.42 | 6.8086e-05
2022-07-25 | 11 | 1267 | 2022-07-25 | 11 | 187.53 | 4.16 | 191.69 | 0.00017685
2022-07-25 | 12 | 132527 | 2022-07-25 | 12 | 167.07 | 3.97 | 171.04 | 0.016505
2022-07-25 | 13 | 148458 | 2022-07-25 | 13 | 144.38 | 2.94 | 147.32 | 0.015925
2022-07-25 | 14 | 154084 | 2022-07-25 | 14 | 123.38 | 2.98 | 126.36 | 0.014177
2022-07-25 | 15 | 3557 | 2022-07-25 | 15 | 89.5 | 2.93 | 92.43 | 0.0002394
2022-07-25 | 16 | 599601 | 2022-07-25 | 16 | 81.55 | 2.83 | 84.38 | 0.036841
2022-07-25 | 17 | 283400 | 2022-07-25 | 17 | 94.68 | 2.81 | 97.49 | 0.020118
2022-07-25 | 18 | 1240 | 2022-07-25 | 18 | 152.42 | 3.02 | 155.44 | 0.00014035
2022-07-25 | 19 | 323099 | 2022-07-25 | 19 | 161.59 | 3.08 | 164.67 | 0.038741
2022-07-25 | 20 | 217 | 2022-07-25 | 20 | 140.7 | 2.97 | 143.67 | 2.2701e-05
2022-07-25 | 21 | 0 | 2022-07-25 | 21 | 116.67 | 3.08 | 119.75 | 0
2022-07-25 | 22 | 0 | 2022-07-25 | 22 | 108.65 | 3.42 | 112.07 | 0
2022-07-25 | 23 | 0 | 2022-07-25 | 23 | 93.56 | 3.45 | 97.01 | 0
2022-07-25 | 24 | 0 | 2022-07-25 | 24 | 79.77 | 1.26 | 81.03 | 0
2022-07-26 | 1 | 0 | 2022-07-26 | 1 | 81.83 | 0.56 | 82.39 | 0
2022-07-26 | 2 | 0 | 2022-07-26 | 2 | 89.51 | 0.83 | 90.34 | 0
2022-07-26 | 3 | 0 | 2022-07-26 | 3 | 75.77 | 0.64 | 76.41 | 0
2022-07-26 | 4 | 0 | 2022-07-26 | 4 | 73.38 | 0.57 | 73.95 | 0
2022-07-26 | 5 | 0 | 2022-07-26 | 5 | 70.57 | 0.56 | 71.13 | 0
2022-07-26 | 6 | 0 | 2022-07-26 | 6 | 72.41 | 0.63 | 73.04 | 0
2022-07-26 | 7 | 227 | 2022-07-26 | 7 | 76.03 | 0.69 | 76.72 | 1.2681e-05
2022-07-26 | 8 | 597 | 2022-07-26 | 8 | 72.19 | 3.01 | 75.2 | 3.269e-05
2022-07-26 | 9 | 279849 | 2022-07-26 | 9 | 69.78 | 2.78 | 72.56 | 0.014786
2022-07-26 | 10 | 476973 | 2022-07-26 | 10 | 67.22 | 2.69 | 69.91 | 0.024281
2022-07-26 | 11 | 643705 | 2022-07-26 | 11 | 63.83 | 2.67 | 66.5 | 0.03117
2022-07-26 | 12 | 687294 | 2022-07-26 | 12 | 65.68 | 2.56 | 68.24 | 0.034151
2022-07-26 | 13 | 739189 | 2022-07-26 | 13 | 68.3 | 2.53 | 70.83 | 0.038124
2022-07-26 | 14 | 340770 | 2022-07-26 | 14 | 68.46 | 2.51 | 70.97 | 0.01761
2022-07-26 | 15 | 323347 | 2022-07-26 | 15 | 65.59 | 2.49 | 68.08 | 0.016029
2022-07-26 | 16 | 358377 | 2022-07-26 | 16 | 65.52 | 2.45 | 67.97 | 0.017737
2022-07-26 | 17 | 272400 | 2022-07-26 | 17 | 67.13 | 2.46 | 69.59 | 0.013803
2022-07-26 | 18 | 243827 | 2022-07-26 | 18 | 65.89 | 2.41 | 68.3 | 0.012126
2022-07-26 | 19 | 157545 | 2022-07-26 | 19 | 68.76 | 2.43 | 71.19 | 0.0081667
2022-07-26 | 20 | 133 | 2022-07-26 | 20 | 69.33 | 2.44 | 71.77 | 6.9506e-06
2022-07-26 | 21 | 0 | 2022-07-26 | 21 | 66.75 | 2.53 | 69.28 | 0
2022-07-26 | 22 | 0 | 2022-07-26 | 22 | 64.46 | 2.64 | 67.1 | 0
2022-07-26 | 23 | 0 | 2022-07-26 | 23 | 62.69 | 2.86 | 65.55 | 0
2022-07-26 | 24 | 0 | 2022-07-26 | 24 | 57.94 | 0.63 | 58.57 | 0
2022-07-27 | 1 | 0 | 2022-07-27 | 1 | 58.84 | 0.33 | 59.17 | 0
2022-07-27 | 2 | 0 | 2022-07-27 | 2 | 63.05 | 0.35 | 63.4 | 0
2022-07-27 | 3 | 0 | 2022-07-27 | 3 | 59.29 | 0.33 | 59.62 | 0
2022-07-27 | 4 | 0 | 2022-07-27 | 4 | 56.65 | 0.31 | 56.96 | 0
2022-07-27 | 5 | 0 | 2022-07-27 | 5 | 58.19 | 0.3 | 58.49 | 0
2022-07-27 | 6 | 0 | 2022-07-27 | 6 | 55.21 | 0.41 | 55.62 | 0
2022-07-27 | 7 | 227 | 2022-07-27 | 7 | 56.43 | 0.52 | 56.95 | 9.4134e-06
2022-07-27 | 8 | 573 | 2022-07-27 | 8 | 66.28 | 3.39 | 69.67 | 2.9069e-05
2022-07-27 | 9 | 278708 | 2022-07-27 | 9 | 61.34 | 2.9 | 64.24 | 0.013037
2022-07-27 | 10 | 465695 | 2022-07-27 | 10 | 59.08 | 2.85 | 61.93 | 0.021
2022-07-27 | 11 | 624410 | 2022-07-27 | 11 | 67.36 | 2.79 | 70.15 | 0.031895
2022-07-27 | 12 | 662187 | 2022-07-27 | 12 | 67.63 | 2.66 | 70.29 | 0.033892
2022-07-27 | 13 | 577708 | 2022-07-27 | 13 | 68.92 | 2.6 | 71.52 | 0.030086
2022-07-27 | 14 | 444053 | 2022-07-27 | 14 | 74.35 | 2.49 | 76.84 | 0.024845
2022-07-27 | 15 | 707703 | 2022-07-27 | 15 | 81.12 | 2.38 | 83.5 | 0.043029
2022-07-27 | 16 | 646272 | 2022-07-27 | 16 | 81.18 | 2.33 | 83.51 | 0.039299
2022-07-27 | 17 | 499285 | 2022-07-27 | 17 | 82.16 | 2.28 | 84.44 | 0.030699
2022-07-27 | 18 | 471616 | 2022-07-27 | 18 | 93.94 | 2.37 | 96.31 | 0.033074
2022-07-27 | 19 | 218779 | 2022-07-27 | 19 | 95.13 | 2.56 | 97.69 | 0.015563
2022-07-27 | 20 | 217 | 2022-07-27 | 20 | 81.41 | 2.47 | 83.88 | 1.3254e-05
2022-07-27 | 21 | 0 | 2022-07-27 | 21 | 83.5 | 2.53 | 86.03 | 0
2022-07-27 | 22 | 0 | 2022-07-27 | 22 | 84.9 | 2.67 | 87.57 | 0
2022-07-27 | 23 | 0 | 2022-07-27 | 23 | 79.54 | 2.94 | 82.48 | 0
2022-07-27 | 24 | 0 | 2022-07-27 | 24 | 70.62 | 0.46 | 71.08 | 0
2022-07-28 | 1 | 0 | 2022-07-28 | 1 | 71.17 | 7.66 | 78.83 | 0
2022-07-28 | 2 | 0 | 2022-07-28 | 2 | 70.33 | 7.53 | 77.86 | 0
2022-07-28 | 3 | 0 | 2022-07-28 | 3 | 68.45 | 7.51 | 75.96 | 0
2022-07-28 | 4 | 0 | 2022-07-28 | 4 | 67.25 | 7.53 | 74.78 | 0
2022-07-28 | 5 | 0 | 2022-07-28 | 5 | 68.32 | 7.54 | 75.86 | 0
2022-07-28 | 6 | 17 | 2022-07-28 | 6 | 71.53 | 7.74 | 79.27 | 9.8126e-07
2022-07-28 | 7 | 300 | 2022-07-28 | 7 | 83.18 | 7.93 | 91.11 | 1.9903e-05
2022-07-28 | 8 | 21476 | 2022-07-28 | 8 | 71.39 | 10.19 | 81.58 | 0.0012757
2022-07-28 | 9 | 162820 | 2022-07-28 | 9 | 73.61 | 10 | 83.61 | 0.0099127
2022-07-28 | 10 | 208287 | 2022-07-28 | 10 | 83.37 | 9.89 | 93.26 | 0.014144
2022-07-28 | 11 | 587740 | 2022-07-28 | 11 | 74.24 | 9.68 | 83.92 | 0.035915
2022-07-28 | 12 | 663433 | 2022-07-28 | 12 | 91.8 | 9.82 | 101.62 | 0.049091
2022-07-28 | 13 | 538775 | 2022-07-28 | 13 | 124.78 | 9.79 | 134.57 | 0.052794
2022-07-28 | 14 | 430464 | 2022-07-28 | 14 | 152.64 | 10.32 | 162.96 | 0.051079
2022-07-28 | 15 | 428160 | 2022-07-28 | 15 | 154.99 | 9.71 | 164.7 | 0.051348
2022-07-28 | 16 | 669189 | 2022-07-28 | 16 | 137.05 | 9.31 | 146.36 | 0.071317
2022-07-28 | 17 | 176671 | 2022-07-28 | 17 | 334.05 | 18.88 | 352.93 | 0.045402
2022-07-28 | 18 | 447597 | 2022-07-28 | 18 | 354.74 | 11.99 | 366.73 | 0.11952
2022-07-28 | 19 | 213 | 2022-07-28 | 19 | 395.79 | 24.75 | 420.54 | 6.5225e-05
2022-07-28 | 20 | 97 | 2022-07-28 | 20 | 246.36 | 11.22 | 257.58 | 1.8193e-05
2022-07-28 | 21 | 0 | 2022-07-28 | 21 | 259.37 | 10.2 | 269.57 | 0
2022-07-28 | 22 | 0 | 2022-07-28 | 22 | 124.14 | 10.2 | 134.34 | 0
2022-07-28 | 23 | 0 | 2022-07-28 | 23 | 104.92 | 10.73 | 115.65 | 0
2022-07-28 | 24 | 0 | 2022-07-28 | 24 | 90.74 | 7.91 | 98.65 | 0
2022-07-29 | 1 | 0 | 2022-07-29 | 1 | 120.41 | 2.82 | 123.23 | 0
2022-07-29 | 2 | 0 | 2022-07-29 | 2 | 103.19 | 2.83 | 106.02 | 0
2022-07-29 | 3 | 0 | 2022-07-29 | 3 | 125.6 | 2.92 | 128.52 | 0
2022-07-29 | 4 | 0 | 2022-07-29 | 4 | 96.26 | 2.86 | 99.12 | 0
2022-07-29 | 5 | 0 | 2022-07-29 | 5 | 96.51 | 2.79 | 99.3 | 0
2022-07-29 | 6 | 0 | 2022-07-29 | 6 | 94.86 | 2.89 | 97.75 | 0
2022-07-29 | 7 | 283 | 2022-07-29 | 7 | 120.39 | 3.94 | 124.33 | 2.562e-05
2022-07-29 | 8 | 1277 | 2022-07-29 | 8 | 100.85 | 5.68 | 106.53 | 9.9058e-05
2022-07-29 | 9 | 167749 | 2022-07-29 | 9 | 103.19 | 5.72 | 108.91 | 0.013303
2022-07-29 | 10 | 462596 | 2022-07-29 | 10 | 102.5 | 5.24 | 107.74 | 0.036291
2022-07-29 | 11 | 623727 | 2022-07-29 | 11 | 83.36 | 4.59 | 87.95 | 0.039944
2022-07-29 | 12 | 8017 | 2022-07-29 | 12 | 86.63 | 4.47 | 91.1 | 0.00053181
2022-07-29 | 13 | 8690 | 2022-07-29 | 13 | 88.83 | 4.48 | 93.31 | 0.00059044
2022-07-29 | 14 | 427715 | 2022-07-29 | 14 | 101.31 | 4.78 | 106.09 | 0.033041
2022-07-29 | 15 | 839043 | 2022-07-29 | 15 | 104.54 | 4.51 | 109.05 | 0.066625
2022-07-29 | 16 | 819844 | 2022-07-29 | 16 | 97.18 | 4.43 | 101.61 | 0.060659
2022-07-29 | 17 | 646860 | 2022-07-29 | 17 | 117.84 | 4.53 | 122.37 | 0.057638
2022-07-29 | 18 | 445280 | 2022-07-29 | 18 | 103.12 | 4.4 | 107.52 | 0.034862
2022-07-29 | 19 | 226530 | 2022-07-29 | 19 | 97.91 | 4.4 | 102.31 | 0.016876
2022-07-29 | 20 | 103 | 2022-07-29 | 20 | 116.35 | 4.64 | 120.99 | 9.0743e-06
2022-07-29 | 21 | 0 | 2022-07-29 | 21 | 108.55 | 4.67 | 113.22 | 0
2022-07-29 | 22 | 0 | 2022-07-29 | 22 | 119.68 | 5.47 | 125.15 | 0
2022-07-29 | 23 | 0 | 2022-07-29 | 23 | 114.33 | 5.35 | 119.68 | 0
2022-07-29 | 24 | 0 | 2022-07-29 | 24 | 138.38 | 3.41 | 141.79 | 0
2022-07-30 | 1 | 0 | 2022-07-30 | 1 | 122.2 | 2.02 | 124.22 | 0
2022-07-30 | 2 | 0 | 2022-07-30 | 2 | 112.39 | 1.07 | 113.46 | 0
2022-07-30 | 3 | 0 | 2022-07-30 | 3 | 140.71 | 1.71 | 142.42 | 0
2022-07-30 | 4 | 0 | 2022-07-30 | 4 | 177.48 | 1.97 | 179.45 | 0
2022-07-30 | 5 | 0 | 2022-07-30 | 5 | 118.13 | 1.01 | 119.14 | 0
2022-07-30 | 6 | 0 | 2022-07-30 | 6 | 116.21 | 1.1 | 117.31 | 0
2022-07-30 | 7 | 277 | 2022-07-30 | 7 | 101.77 | 1.16 | 102.93 | 2.0761e-05
2022-07-30 | 8 | 8357 | 2022-07-30 | 8 | 93.95 | 1.06 | 95.01 | 0.00057816
2022-07-30 | 9 | 321575 | 2022-07-30 | 9 | 91.41 | 1 | 92.41 | 0.021638
2022-07-30 | 10 | 534135 | 2022-07-30 | 10 | 90.73 | 0.82 | 91.55 | 0.035607
2022-07-30 | 11 | 701653 | 2022-07-30 | 11 | 86.07 | 0.86 | 86.93 | 0.044414
2022-07-30 | 12 | 829811 | 2022-07-30 | 12 | 87.82 | 1.02 | 88.84 | 0.05368
2022-07-30 | 13 | 288042 | 2022-07-30 | 13 | 80.99 | 0.75 | 81.74 | 0.017144
2022-07-30 | 14 | 830647 | 2022-07-30 | 14 | 76.02 | 0.68 | 76.7 | 0.046391
2022-07-30 | 15 | 842438 | 2022-07-30 | 15 | 80.23 | 0.67 | 80.9 | 0.049626
2022-07-30 | 16 | 826046 | 2022-07-30 | 16 | 85.07 | 0.68 | 85.75 | 0.051578
2022-07-30 | 17 | 675874 | 2022-07-30 | 17 | 104.29 | 0.67 | 104.96 | 0.051655
2022-07-30 | 18 | 428376 | 2022-07-30 | 18 | 106.27 | 0.71 | 106.98 | 0.03337
2022-07-30 | 19 | 230853 | 2022-07-30 | 19 | 111.33 | 0.69 | 112.02 | 0.01883
2022-07-30 | 20 | 123 | 2022-07-30 | 20 | 104.18 | 0.69 | 104.87 | 9.3925e-06
2022-07-30 | 21 | 0 | 2022-07-30 | 21 | 80.42 | 0.82 | 81.24 | 0
2022-07-30 | 22 | 0 | 2022-07-30 | 22 | 84.84 | 1.01 | 85.85 | 0
2022-07-30 | 23 | 0 | 2022-07-30 | 23 | 98.22 | 1.35 | 99.57 | 0
2022-07-30 | 24 | 0 | 2022-07-30 | 24 | 69.65 | 0.83 | 70.48 | 0
2022-07-31 | 1 | 0 | 2022-07-31 | 1 | 61.75 | 0.62 | 62.37 | 0
2022-07-31 | 2 | 0 | 2022-07-31 | 2 | 60.9 | 0.54 | 61.44 | 0
2022-07-31 | 3 | 0 | 2022-07-31 | 3 | 59.52 | 0.5 | 60.02 | 0
2022-07-31 | 4 | 0 | 2022-07-31 | 4 | 58.61 | 0.5 | 59.11 | 0
2022-07-31 | 5 | 0 | 2022-07-31 | 5 | 59.17 | 0.52 | 59.69 | 0
2022-07-31 | 6 | 0 | 2022-07-31 | 6 | 58.01 | 0.51 | 58.52 | 0
2022-07-31 | 7 | 203 | 2022-07-31 | 7 | 55.28 | 0.69 | 55.97 | 8.2733e-06
2022-07-31 | 8 | 50764 | 2022-07-31 | 8 | 53.28 | 0.62 | 53.9 | 0.0019924
2022-07-31 | 9 | 304794 | 2022-07-31 | 9 | 53.47 | 0.66 | 54.13 | 0.012013
2022-07-31 | 10 | 518095 | 2022-07-31 | 10 | -11.97 | 0.86 | -11.11 | -0.0041913
2022-07-31 | 11 | 680504 | 2022-07-31 | 11 | 51 | 0.58 | 51.58 | 0.025559
2022-07-31 | 12 | 820372 | 2022-07-31 | 12 | 58.76 | 0.48 | 59.24 | 0.035388
2022-07-31 | 13 | 840782 | 2022-07-31 | 13 | 60.8 | 0.5 | 61.3 | 0.037529
2022-07-31 | 14 | 835502 | 2022-07-31 | 14 | 62.47 | 0.5 | 62.97 | 0.038309
2022-07-31 | 15 | 788630 | 2022-07-31 | 15 | 66.78 | 0.53 | 67.31 | 0.038653
2022-07-31 | 16 | 552306 | 2022-07-31 | 16 | 71.47 | 0.52 | 71.99 | 0.028952
2022-07-31 | 17 | 574561 | 2022-07-31 | 17 | 70.33 | 0.52 | 70.85 | 0.029642
2022-07-31 | 18 | 409404 | 2022-07-31 | 18 | 76.08 | 0.53 | 76.61 | 0.022838
2022-07-31 | 19 | 149439 | 2022-07-31 | 19 | 73.24 | 0.5 | 73.74 | 0.008024
2022-07-31 | 20 | 170 | 2022-07-31 | 20 | 75.74 | 0.64 | 76.38 | 9.4548e-06
2022-07-31 | 21 | 0 | 2022-07-31 | 21 | 71.84 | 0.56 | 72.4 | 0
2022-07-31 | 22 | 0 | 2022-07-31 | 22 | 84.58 | 0.62 | 85.2 | 0
2022-07-31 | 23 | 0 | 2022-07-31 | 23 | 74.28 | 0.7 | 74.98 | 0
2022-07-31 | 24 | 0 | 2022-07-31 | 24 | 68.36 | 0.96 | 69.32 | 0
2022-08-01 | 1 | 0 | 2022-08-01 | 1 | 64.37 | 0.37 | 64.74 | 0
2022-08-01 | 2 | 0 | 2022-08-01 | 2 | 60.4 | 0.35 | 60.75 | 0
2022-08-01 | 3 | 0 | 2022-08-01 | 3 | 59.8 | 0.33 | 60.13 | 0
2022-08-01 | 4 | 0 | 2022-08-01 | 4 | 60.77 | 0.31 | 61.08 | 0
2022-08-01 | 5 | 0 | 2022-08-01 | 5 | 62.53 | 0.31 | 62.84 | 0
2022-08-01 | 6 | 0 | 2022-08-01 | 6 | 64.55 | 0.41 | 64.96 | 0
2022-08-01 | 7 | 233 | 2022-08-01 | 7 | 62.19 | 0.42 | 62.61 | 1.0622e-05
2022-08-01 | 8 | 1327 | 2022-08-01 | 8 | 62.62 | 2.58 | 65.2 | 6.3e-05
2022-08-01 | 9 | 293752 | 2022-08-01 | 9 | 70.01 | 2.43 | 72.44 | 0.015495
2022-08-01 | 10 | 531550 | 2022-08-01 | 10 | 67.39 | 2.35 | 69.74 | 0.026993
2022-08-01 | 11 | 679943 | 2022-08-01 | 11 | 64.36 | 2.28 | 66.64 | 0.032994
2022-08-01 | 12 | 710839 | 2022-08-01 | 12 | 64.64 | 2.22 | 66.86 | 0.034607
2022-08-01 | 13 | 835861 | 2022-08-01 | 13 | 67.84 | 2.16 | 70 | 0.042605
2022-08-01 | 14 | 284512 | 2022-08-01 | 14 | 72.82 | 2.06 | 74.88 | 0.015513
2022-08-01 | 15 | 621575 | 2022-08-01 | 15 | 70.62 | 2.01 | 72.63 | 0.032873
2022-08-01 | 16 | 368846 | 2022-08-01 | 16 | 69.71 | 2.04 | 71.75 | 0.01927
2022-08-01 | 17 | 366062 | 2022-08-01 | 17 | 65.83 | 2.15 | 67.98 | 0.01812
2022-08-01 | 18 | 181397 | 2022-08-01 | 18 | 65.2 | 2.02 | 67.22 | 0.0088788
2022-08-01 | 19 | 230493 | 2022-08-01 | 19 | 69 | 2.06 | 71.06 | 0.011926
2022-08-01 | 20 | 100 | 2022-08-01 | 20 | 74.94 | 2.09 | 77.03 | 5.609e-06
2022-08-01 | 21 | 0 | 2022-08-01 | 21 | 73.86 | 2.15 | 76.01 | 0
2022-08-01 | 22 | 0 | 2022-08-01 | 22 | 66.09 | 2.21 | 68.3 | 0
2022-08-01 | 23 | 0 | 2022-08-01 | 23 | 61.14 | 2.51 | 63.65 | 0
2022-08-01 | 24 | 0 | 2022-08-01 | 24 | 57.71 | 0.47 | 58.18 | 0
2022-08-02 | 1 | 0 | 2022-08-02 | 1 | 57.42 | 0.51 | 57.93 | 0
2022-08-02 | 2 | 0 | 2022-08-02 | 2 | 57.71 | 0.47 | 58.18 | 0
2022-08-02 | 3 | 0 | 2022-08-02 | 3 | 56.82 | 0.48 | 57.3 | 0
2022-08-02 | 4 | 0 | 2022-08-02 | 4 | 56.81 | 0.48 | 57.29 | 0
2022-08-02 | 5 | 0 | 2022-08-02 | 5 | 55.94 | 0.45 | 56.39 | 0
2022-08-02 | 6 | 0 | 2022-08-02 | 6 | 55.68 | 0.53 | 56.21 | 0
2022-08-02 | 7 | 297 | 2022-08-02 | 7 | 56.97 | 0.64 | 57.61 | 1.2459e-05
2022-08-02 | 8 | 937 | 2022-08-02 | 8 | 59.78 | 2.7 | 62.48 | 4.2629e-05
2022-08-02 | 9 | 314060 | 2022-08-02 | 9 | 62.97 | 2.55 | 65.52 | 0.014983
2022-08-02 | 10 | 485062 | 2022-08-02 | 10 | 60.44 | 2.45 | 62.89 | 0.022213
2022-08-02 | 11 | 645290 | 2022-08-02 | 11 | 62.09 | 2.35 | 64.44 | 0.030279
2022-08-02 | 12 | 768871 | 2022-08-02 | 12 | 62.5 | 2.21 | 64.71 | 0.036228
2022-08-02 | 13 | 311689 | 2022-08-02 | 13 | 76.29 | 2.13 | 78.42 | 0.017798
2022-08-02 | 14 | 476697 | 2022-08-02 | 14 | 108.12 | 2.1 | 110.22 | 0.038258
2022-08-02 | 15 | 470299 | 2022-08-02 | 15 | 114.52 | 2.17 | 116.69 | 0.039961
2022-08-02 | 16 | 650021 | 2022-08-02 | 16 | 98.57 | 2.05 | 100.62 | 0.047625
2022-08-02 | 17 | 546058 | 2022-08-02 | 17 | 114.33 | 2.19 | 116.52 | 0.04633
2022-08-02 | 18 | 429658 | 2022-08-02 | 18 | 135.1 | 2.29 | 137.39 | 0.042984
2022-08-02 | 19 | 270735 | 2022-08-02 | 19 | 126.97 | 2.29 | 129.26 | 0.025482
2022-08-02 | 20 | 90 | 2022-08-02 | 20 | 120.39 | 2.6 | 122.99 | 8.06e-06
2022-08-02 | 21 | 0 | 2022-08-02 | 21 | 116.01 | 2.51 | 118.52 | 0
2022-08-02 | 22 | 0 | 2022-08-02 | 22 | 108.09 | 2.78 | 110.87 | 0
2022-08-02 | 23 | 0 | 2022-08-02 | 23 | 105.04 | 2.66 | 107.7 | 0
2022-08-02 | 24 | 0 | 2022-08-02 | 24 | 110.45 | 1.16 | 111.61 | 0
2022-08-03 | 1 | 0 | 2022-08-03 | 1 | 100.45 | 3.91 | 104.36 | 0
2022-08-03 | 2 | 0 | 2022-08-03 | 2 | 81.49 | 3.8 | 85.29 | 0
2022-08-03 | 3 | 0 | 2022-08-03 | 3 | 72.01 | 3.69 | 75.7 | 0
2022-08-03 | 4 | 0 | 2022-08-03 | 4 | 70.85 | 3.72 | 74.57 | 0
2022-08-03 | 5 | 0 | 2022-08-03 | 5 | 67.59 | 3.6 | 71.19 | 0
2022-08-03 | 6 | 0 | 2022-08-03 | 6 | 74.68 | 3.69 | 78.37 | 0
2022-08-03 | 7 | 160 | 2022-08-03 | 7 | 74.96 | 3.78 | 78.74 | 9.1736e-06
2022-08-03 | 8 | 473 | 2022-08-03 | 8 | 76.26 | 5.87 | 82.13 | 2.8287e-05
2022-08-03 | 9 | 301168 | 2022-08-03 | 9 | 101.2 | 5.98 | 107.18 | 0.023504
2022-08-03 | 10 | 524000 | 2022-08-03 | 10 | 112.91 | 5.95 | 118.86 | 0.045352
2022-08-03 | 11 | 694629 | 2022-08-03 | 11 | 123.93 | 6.01 | 129.94 | 0.065723
2022-08-03 | 12 | 800377 | 2022-08-03 | 12 | 78.87 | 5.53 | 84.4 | 0.049188
2022-08-03 | 13 | 838937 | 2022-08-03 | 13 | 88.05 | 5.38 | 93.43 | 0.057074
2022-08-03 | 14 | 843828 | 2022-08-03 | 14 | 107.6 | 5.35 | 112.95 | 0.069401
2022-08-03 | 15 | 830279 | 2022-08-03 | 15 | 118.59 | 5.36 | 123.95 | 0.074937
2022-08-03 | 16 | 778915 | 2022-08-03 | 16 | 143.68 | 5.5 | 149.18 | 0.084611
2022-08-03 | 17 | 345058 | 2022-08-03 | 17 | 171.68 | 5.73 | 177.41 | 0.044575
2022-08-03 | 18 | 440599 | 2022-08-03 | 18 | 265.53 | 6.9 | 272.43 | 0.087402
2022-08-03 | 19 | 219311 | 2022-08-03 | 19 | 340.92 | 13.01 | 353.93 | 0.05652
2022-08-03 | 20 | 87 | 2022-08-03 | 20 | 238.75 | 6.6 | 245.35 | 1.5543e-05
2022-08-03 | 21 | 0 | 2022-08-03 | 21 | 184.67 | 5.44 | 190.11 | 0
2022-08-03 | 22 | 0 | 2022-08-03 | 22 | 103.7 | 5.31 | 109.01 | 0
2022-08-03 | 23 | 0 | 2022-08-03 | 23 | 93.12 | 5.67 | 98.79 | 0
2022-08-03 | 24 | 0 | 2022-08-03 | 24 | 73.36 | 4.19 | 77.55 | 0
2022-08-04 | 1 | 0 | 2022-08-04 | 1 | 83.45 | 4.5 | 87.95 | 0
2022-08-04 | 2 | 0 | 2022-08-04 | 2 | 73.24 | 4.5 | 77.74 | 0
2022-08-04 | 3 | 0 | 2022-08-04 | 3 | 66.09 | 4.33 | 70.42 | 0
2022-08-04 | 4 | 0 | 2022-08-04 | 4 | 64.21 | 4.29 | 68.5 | 0
2022-08-04 | 5 | 0 | 2022-08-04 | 5 | 64.25 | 4.29 | 68.54 | 0
2022-08-04 | 6 | 0 | 2022-08-04 | 6 | 65.18 | 4.36 | 69.54 | 0
2022-08-04 | 7 | 217 | 2022-08-04 | 7 | 67.66 | 4.49 | 72.15 | 1.14e-05
2022-08-04 | 8 | 647 | 2022-08-04 | 8 | 62.24 | 6.28 | 68.52 | 3.2281e-05
2022-08-04 | 9 | 289053 | 2022-08-04 | 9 | 67.95 | 6.16 | 74.11 | 0.015598
2022-08-04 | 10 | 491649 | 2022-08-04 | 10 | 75.28 | 6.07 | 81.35 | 0.029123
2022-08-04 | 11 | 654128 | 2022-08-04 | 11 | 76.96 | 5.87 | 82.83 | 0.039453
2022-08-04 | 12 | 759109 | 2022-08-04 | 12 | 91.26 | 5.86 | 97.12 | 0.053683
2022-08-04 | 13 | 815318 | 2022-08-04 | 13 | 137.59 | 5.89 | 143.48 | 0.085181
2022-08-04 | 14 | 828764 | 2022-08-04 | 14 | 220.54 | 6.55 | 227.09 | 0.13704
2022-08-04 | 15 | 797992 | 2022-08-04 | 15 | 238.62 | 6.38 | 245 | 0.14236
2022-08-04 | 16 | 712603 | 2022-08-04 | 16 | 220.53 | 6.48 | 227.01 | 0.11779
2022-08-04 | 17 | 584086 | 2022-08-04 | 17 | 236.57 | 6.9 | 243.47 | 0.10355
2022-08-04 | 18 | 406135 | 2022-08-04 | 18 | 218.59 | 6.28 | 224.87 | 0.066501
2022-08-04 | 19 | 113141 | 2022-08-04 | 19 | 261.27 | 7.01 | 268.28 | 0.022102
2022-08-04 | 20 | 0 | 2022-08-04 | 20 | 250.64 | 6.75 | 257.39 | 0
2022-08-04 | 21 | 0 | 2022-08-04 | 21 | 218.28 | 6.95 | 225.23 | 0
2022-08-04 | 22 | 0 | 2022-08-04 | 22 | 139.07 | 6.42 | 145.49 | 0
2022-08-04 | 23 | 0 | 2022-08-04 | 23 | 94.42 | 6.23 | 100.65 | 0
2022-08-04 | 24 | 0 | 2022-08-04 | 24 | 100.67 | 4.61 | 105.28 | 0
2022-08-05 | 1 | 0 | 2022-08-05 | 1 | 144.06 | 3.5 | 147.56 | 0
2022-08-05 | 2 | 0 | 2022-08-05 | 2 | 189.96 | 3.47 | 193.43 | 0
2022-08-05 | 3 | 0 | 2022-08-05 | 3 | 139.75 | 3.5 | 143.25 | 0
2022-08-05 | 4 | 0 | 2022-08-05 | 4 | 117.8 | 3.33 | 121.13 | 0
2022-08-05 | 5 | 0 | 2022-08-05 | 5 | 115.16 | 3.17 | 118.33 | 0
2022-08-05 | 6 | 0 | 2022-08-05 | 6 | 147.46 | 4.16 | 151.62 | 0
2022-08-05 | 7 | 320 | 2022-08-05 | 7 | 117.89 | 4.06 | 121.95 | 2.8416e-05
2022-08-05 | 8 | 148392 | 2022-08-05 | 8 | 102.64 | 5.39 | 108.03 | 0.011673
2022-08-05 | 9 | 173880 | 2022-08-05 | 9 | 88.39 | 4.8 | 93.19 | 0.011799
2022-08-05 | 10 | 261490 | 2022-08-05 | 10 | 90.73 | 4.75 | 95.48 | 0.01818
2022-08-05 | 11 | 384769 | 2022-08-05 | 11 | 87.33 | 4.7 | 92.03 | 0.025784
2022-08-05 | 12 | 435205 | 2022-08-05 | 12 | 101.9 | 5.29 | 107.19 | 0.033968
2022-08-05 | 13 | 450990 | 2022-08-05 | 13 | 122.32 | 4.87 | 127.19 | 0.041768
2022-08-05 | 14 | 488967 | 2022-08-05 | 14 | 144.66 | 4.7 | 149.36 | 0.053179
2022-08-05 | 15 | 403262 | 2022-08-05 | 15 | 131.26 | 6.43 | 137.69 | 0.040431
2022-08-05 | 16 | 777105 | 2022-08-05 | 16 | 144.38 | 5.02 | 149.4 | 0.084539
2022-08-05 | 17 | 565193 | 2022-08-05 | 17 | 171.03 | 4.96 | 175.99 | 0.072429
2022-08-05 | 18 | 561012 | 2022-08-05 | 18 | 129.36 | 4.73 | 134.09 | 0.054776
2022-08-05 | 19 | 206844 | 2022-08-05 | 19 | 131.28 | 4.82 | 136.1 | 0.020499
2022-08-05 | 20 | 43 | 2022-08-05 | 20 | 135.95 | 4.81 | 140.76 | 4.4073e-06
2022-08-05 | 21 | 0 | 2022-08-05 | 21 | 133.14 | 4.92 | 138.06 | 0
2022-08-05 | 22 | 0 | 2022-08-05 | 22 | 114.92 | 5.06 | 119.98 | 0
2022-08-05 | 23 | 0 | 2022-08-05 | 23 | 102.28 | 5.07 | 107.35 | 0
2022-08-05 | 24 | 0 | 2022-08-05 | 24 | 87.02 | 3.27 | 90.29 | 0
2022-08-06 | 1 | 0 | 2022-08-06 | 1 | 89.57 | 2.38 | 91.95 | 0
2022-08-06 | 2 | 0 | 2022-08-06 | 2 | 89.69 | 2.33 | 92.02 | 0
2022-08-06 | 3 | 0 | 2022-08-06 | 3 | 91.66 | 2.38 | 94.04 | 0
2022-08-06 | 4 | 0 | 2022-08-06 | 4 | 83.72 | 2.29 | 86.01 | 0
2022-08-06 | 5 | 0 | 2022-08-06 | 5 | 77.46 | 2.24 | 79.7 | 0
2022-08-06 | 6 | 0 | 2022-08-06 | 6 | 80.4 | 2.17 | 82.57 | 0
2022-08-06 | 7 | 173 | 2022-08-06 | 7 | 77.47 | 2.36 | 79.83 | 1.0056e-05
2022-08-06 | 8 | 700 | 2022-08-06 | 8 | 75.9 | 2.39 | 78.29 | 3.9905e-05
2022-08-06 | 9 | 275001 | 2022-08-06 | 9 | 80.69 | 2.33 | 83.02 | 0.016624
2022-08-06 | 10 | 469923 | 2022-08-06 | 10 | 85.47 | 2.24 | 87.71 | 0.030012
2022-08-06 | 11 | 628753 | 2022-08-06 | 11 | 84.39 | 2.26 | 86.65 | 0.039671
2022-08-06 | 12 | 741113 | 2022-08-06 | 12 | 110.8 | 2.5 | 113.3 | 0.061142
2022-08-06 | 13 | 739591 | 2022-08-06 | 13 | 117.9 | 2.42 | 120.32 | 0.064797
2022-08-06 | 14 | 207588 | 2022-08-06 | 14 | 133.2 | 2.48 | 135.68 | 0.020509
2022-08-06 | 15 | 485709 | 2022-08-06 | 15 | 155.18 | 2.57 | 157.75 | 0.055792
2022-08-06 | 16 | 330140 | 2022-08-06 | 16 | 132.94 | 2.47 | 135.41 | 0.032552
2022-08-06 | 17 | 105330 | 2022-08-06 | 17 | 162.71 | 2.72 | 165.43 | 0.012688
2022-08-06 | 18 | 957 | 2022-08-06 | 18 | 252.07 | 9.67 | 261.74 | 0.00018239
2022-08-06 | 19 | 205467 | 2022-08-06 | 19 | 248.77 | 6.09 | 254.86 | 0.03813
2022-08-06 | 20 | 100 | 2022-08-06 | 20 | 210.66 | 3.66 | 214.32 | 1.5606e-05
2022-08-06 | 21 | 0 | 2022-08-06 | 21 | 143.98 | 2.74 | 146.72 | 0
2022-08-06 | 22 | 0 | 2022-08-06 | 22 | 167.12 | 2.72 | 169.84 | 0
2022-08-06 | 23 | 0 | 2022-08-06 | 23 | 139.17 | 3.1 | 142.27 | 0
2022-08-06 | 24 | 0 | 2022-08-06 | 24 | 114.82 | 3.71 | 118.53 | 0
2022-08-07 | 1 | 0 | 2022-08-07 | 1 | 115.3 | 5.12 | 120.42 | 0
2022-08-07 | 2 | 0 | 2022-08-07 | 2 | 111 | 4.55 | 115.55 | 0
2022-08-07 | 3 | 0 | 2022-08-07 | 3 | 134.62 | 4.6 | 139.22 | 0
2022-08-07 | 4 | 0 | 2022-08-07 | 4 | 127.87 | 4.62 | 132.49 | 0
2022-08-07 | 5 | 0 | 2022-08-07 | 5 | 94.44 | 4.53 | 98.97 | 0
2022-08-07 | 6 | 0 | 2022-08-07 | 6 | 94.63 | 4.49 | 99.12 | 0
2022-08-07 | 7 | 100 | 2022-08-07 | 7 | 86.98 | 4.65 | 91.63 | 6.6721e-06
2022-08-07 | 8 | 497 | 2022-08-07 | 8 | 89.66 | 4.73 | 94.39 | 3.4159e-05
2022-08-07 | 9 | 225802 | 2022-08-07 | 9 | 112.92 | 4.69 | 117.61 | 0.019337
2022-08-07 | 10 | 251924 | 2022-08-07 | 10 | 133.26 | 5.33 | 138.59 | 0.025423
2022-08-07 | 11 | 300920 | 2022-08-07 | 11 | 116.69 | 5.04 | 121.73 | 0.026673
2022-08-07 | 12 | 733813 | 2022-08-07 | 12 | 125.36 | 5.35 | 130.71 | 0.069842
2022-08-07 | 13 | 464000 | 2022-08-07 | 13 | 122.52 | 5.07 | 127.59 | 0.043108
2022-08-07 | 14 | 309970 | 2022-08-07 | 14 | 138.16 | 5.33 | 143.49 | 0.032387
2022-08-07 | 15 | 245471 | 2022-08-07 | 15 | 134.47 | 4.7 | 139.17 | 0.024875
2022-08-07 | 16 | 65053 | 2022-08-07 | 16 | 150.95 | 4.68 | 155.63 | 0.007372
2022-08-07 | 17 | 148790 | 2022-08-07 | 17 | 171.86 | 5.03 | 176.89 | 0.019165
2022-08-07 | 18 | 193294 | 2022-08-07 | 18 | 139.78 | 4.79 | 144.57 | 0.020348
2022-08-07 | 19 | 101909 | 2022-08-07 | 19 | 171.04 | 4.85 | 175.89 | 0.013052
2022-08-07 | 20 | 70 | 2022-08-07 | 20 | 138.17 | 4.67 | 142.84 | 7.2807e-06
2022-08-07 | 21 | 0 | 2022-08-07 | 21 | 155.05 | 4.82 | 159.87 | 0
2022-08-07 | 22 | 0 | 2022-08-07 | 22 | 126.01 | 4.75 | 130.76 | 0
2022-08-07 | 23 | 0 | 2022-08-07 | 23 | 123.73 | 4.98 | 128.71 | 0
2022-08-07 | 24 | 0 | 2022-08-07 | 24 | 131.68 | 5.28 | 136.96 | 0
2022-08-08 | 1 | 0 | 2022-08-08 | 1 | 147.1 | 8.62 | 155.72 | 0
2022-08-08 | 2 | 0 | 2022-08-08 | 2 | 116.61 | 7.82 | 124.43 | 0
2022-08-08 | 3 | 0 | 2022-08-08 | 3 | 115.7 | 7.69 | 123.39 | 0
2022-08-08 | 4 | 0 | 2022-08-08 | 4 | 89.41 | 7.63 | 97.04 | 0
2022-08-08 | 5 | 0 | 2022-08-08 | 5 | 92.55 | 7.59 | 100.14 | 0
2022-08-08 | 6 | 0 | 2022-08-08 | 6 | 145.75 | 8.6 | 154.35 | 0
2022-08-08 | 7 | 117 | 2022-08-08 | 7 | 125.37 | 9.08 | 134.45 | 1.1454e-05
2022-08-08 | 8 | 577 | 2022-08-08 | 8 | 94.73 | 9.66 | 104.39 | 4.3859e-05
2022-08-08 | 9 | 279314 | 2022-08-08 | 9 | 125.01 | 9.66 | 134.67 | 0.02739
2022-08-08 | 10 | 485127 | 2022-08-08 | 10 | 172.44 | 10.57 | 183.01 | 0.064648
2022-08-08 | 11 | 646698 | 2022-08-08 | 11 | 208.76 | 10.93 | 219.69 | 0.10345
2022-08-08 | 12 | 763863 | 2022-08-08 | 12 | 252.92 | 10.32 | 263.24 | 0.14642
2022-08-08 | 13 | 631276 | 2022-08-08 | 13 | 299.44 | 10.08 | 309.52 | 0.14228
2022-08-08 | 14 | 661182 | 2022-08-08 | 14 | 370.24 | 10.58 | 380.82 | 0.18334
2022-08-08 | 15 | 812217 | 2022-08-08 | 15 | 252.03 | 9.27 | 261.3 | 0.15454
2022-08-08 | 16 | 185684 | 2022-08-08 | 16 | 168.53 | 9.21 | 177.74 | 0.024032 | Peak
2022-08-08 | 17 | 174890 | 2022-08-08 | 17 | 261.46 | 9.77 | 271.23 | 0.03454
2022-08-08 | 18 | 180111 | 2022-08-08 | 18 | 277.1 | 10.4 | 287.5 | 0.037705
2022-08-08 | 19 | 597 | 2022-08-08 | 19 | 325.86 | 12.06 | 337.92 | 0.0001469
2022-08-08 | 20 | 127 | 2022-08-08 | 20 | 293.83 | 10.21 | 304.04 | 2.8116e-05
2022-08-08 | 21 | 0 | 2022-08-08 | 21 | 279.01 | 9.68 | 288.69 | 0
2022-08-08 | 22 | 0 | 2022-08-08 | 22 | 216.71 | 9.57 | 226.28 | 0
2022-08-08 | 23 | 0 | 2022-08-08 | 23 | 139.79 | 10.34 | 150.13 | 0
2022-08-08 | 24 | 0 | 2022-08-08 | 24 | 110.62 | 8.12 | 118.74 | 0
2022-08-09 | 1 | 0 | 2022-08-09 | 1 | 105.66 | 2.15 | 107.81 | 0
2022-08-09 | 2 | 0 | 2022-08-09 | 2 | 108.43 | 2.15 | 110.58 | 0
2022-08-09 | 3 | 0 | 2022-08-09 | 3 | 140.28 | 2.27 | 142.55 | 0
2022-08-09 | 4 | 0 | 2022-08-09 | 4 | 128.97 | 2.14 | 131.11 | 0
2022-08-09 | 5 | 0 | 2022-08-09 | 5 | 149.05 | 2.06 | 151.11 | 0
2022-08-09 | 6 | 0 | 2022-08-09 | 6 | 314.53 | 4.31 | 318.84 | 0
2022-08-09 | 7 | 210 | 2022-08-09 | 7 | 240.62 | 5.28 | 245.9 | 3.7601e-05
2022-08-09 | 8 | 913 | 2022-08-09 | 8 | 206.14 | 5.73 | 211.87 | 0.00014085
2022-08-09 | 9 | 169175 | 2022-08-09 | 9 | 289.81 | 5.22 | 295.03 | 0.036344
2022-08-09 | 10 | 241187 | 2022-08-09 | 10 | 163.9 | 4.35 | 168.25 | 0.029548
2022-08-09 | 11 | 304854 | 2022-08-09 | 11 | 131.79 | 3.75 | 135.54 | 0.030087
2022-08-09 | 12 | 373135 | 2022-08-09 | 12 | 276.75 | 4.13 | 280.88 | 0.076315
2022-08-09 | 13 | 397735 | 2022-08-09 | 13 | 346.11 | 4.39 | 350.5 | 0.10151
2022-08-09 | 14 | 277525 | 2022-08-09 | 14 | 288.1 | 4.19 | 292.29 | 0.059066
2022-08-09 | 15 | 78596 | 2022-08-09 | 15 | 228.49 | 4.02 | 232.51 | 0.013307
2022-08-09 | 16 | 298176 | 2022-08-09 | 16 | 215.04 | 3.99 | 219.03 | 0.047556
2022-08-09 | 17 | 169933 | 2022-08-09 | 17 | 207.58 | 4.28 | 211.86 | 0.026215
2022-08-09 | 18 | 436708 | 2022-08-09 | 18 | 214.58 | 4.33 | 218.91 | 0.069612
2022-08-09 | 19 | 233744 | 2022-08-09 | 19 | 249.01 | 5.16 | 254.17 | 0.04326
2022-08-09 | 20 | 20 | 2022-08-09 | 20 | 250.24 | 4.91 | 255.15 | 3.7158e-06
2022-08-09 | 21 | 0 | 2022-08-09 | 21 | 175.96 | 6.1 | 182.06 | 0
2022-08-09 | 22 | 0 | 2022-08-09 | 22 | 114.81 | 4.15 | 118.96 | 0
2022-08-09 | 23 | 0 | 2022-08-09 | 23 | 102.72 | 4.39 | 107.11 | 0
2022-08-09 | 24 | 0 | 2022-08-09 | 24 | 104.8 | 2.4 | 107.2 | 0
2022-08-10 | 1 | 0 | 2022-08-10 | 1 | 93.92 | 1.11 | 95.03 | 0
2022-08-10 | 2 | 0 | 2022-08-10 | 2 | 106.83 | 1.01 | 107.84 | 0
2022-08-10 | 3 | 0 | 2022-08-10 | 3 | 111.95 | 1.24 | 113.19 | 0
2022-08-10 | 4 | 0 | 2022-08-10 | 4 | 133.48 | 1.26 | 134.74 | 0
2022-08-10 | 5 | 0 | 2022-08-10 | 5 | 88.81 | 0.96 | 89.77 | 0
2022-08-10 | 6 | 0 | 2022-08-10 | 6 | 85.97 | 1.18 | 87.15 | 0
2022-08-10 | 7 | 107 | 2022-08-10 | 7 | 95.33 | 1.27 | 96.6 | 7.5264e-06
2022-08-10 | 8 | 530 | 2022-08-10 | 8 | 92.63 | 3.35 | 95.98 | 3.7041e-05
2022-08-10 | 9 | 1497 | 2022-08-10 | 9 | 89.11 | 3.01 | 92.12 | 0.00010042
2022-08-10 | 10 | 113217 | 2022-08-10 | 10 | 84.35 | 2.9 | 87.25 | 0.0071929
2022-08-10 | 11 | 308162 | 2022-08-10 | 11 | 107.57 | 3.04 | 110.61 | 0.02482
2022-08-10 | 12 | 790993 | 2022-08-10 | 12 | 77.76 | 2.84 | 80.6 | 0.046423
2022-08-10 | 13 | 274011 | 2022-08-10 | 13 | 73.79 | 2.8 | 76.59 | 0.015281
2022-08-10 | 14 | 365782 | 2022-08-10 | 14 | 72.81 | 2.73 | 75.54 | 0.02012
2022-08-10 | 15 | 342458 | 2022-08-10 | 15 | 82.16 | 2.77 | 84.93 | 0.021178
2022-08-10 | 16 | 297674 | 2022-08-10 | 16 | 85.29 | 2.79 | 88.08 | 0.019092
2022-08-10 | 17 | 693890 | 2022-08-10 | 17 | 115.33 | 2.82 | 118.15 | 0.059697
2022-08-10 | 18 | 220426 | 2022-08-10 | 18 | 127.1 | 2.81 | 129.91 | 0.020851
2022-08-10 | 19 | 110499 | 2022-08-10 | 19 | 120.24 | 2.97 | 123.21 | 0.0099135
2022-08-10 | 20 | 87 | 2022-08-10 | 20 | 114.49 | 3.12 | 117.61 | 7.4505e-06
2022-08-10 | 21 | 0 | 2022-08-10 | 21 | 103.56 | 3.03 | 106.59 | 0
2022-08-10 | 22 | 0 | 2022-08-10 | 22 | 76.62 | 2.89 | 79.51 | 0
2022-08-10 | 23 | 0 | 2022-08-10 | 23 | 67.27 | 3.16 | 70.43 | 0
2022-08-10 | 24 | 0 | 2022-08-10 | 24 | 67.99 | 1.58 | 69.57 | 0
2022-08-11 | 1 | 0 | 2022-08-11 | 1 | 66.32 | 0.65 | 66.97 | 0
2022-08-11 | 2 | 0 | 2022-08-11 | 2 | 66.83 | 0.6 | 67.43 | 0
2022-08-11 | 3 | 0 | 2022-08-11 | 3 | 66.38 | 0.56 | 66.94 | 0
2022-08-11 | 4 | 0 | 2022-08-11 | 4 | 66.21 | 0.56 | 66.77 | 0
2022-08-11 | 5 | 0 | 2022-08-11 | 5 | 70.68 | 0.54 | 71.22 | 0
2022-08-11 | 6 | 0 | 2022-08-11 | 6 | 129.52 | 1.47 | 130.99 | 0
2022-08-11 | 7 | 340 | 2022-08-11 | 7 | 114.95 | 1.62 | 116.57 | 2.886e-05
2022-08-11 | 8 | 1377 | 2022-08-11 | 8 | 128.32 | 3.75 | 132.07 | 0.00013242
2022-08-11 | 9 | 225595 | 2022-08-11 | 9 | 128.98 | 2.85 | 131.83 | 0.021656
2022-08-11 | 10 | 214443 | 2022-08-11 | 10 | 78.79 | 2.61 | 81.4 | 0.01271
2022-08-11 | 11 | 525604 | 2022-08-11 | 11 | 69.94 | 2.51 | 72.45 | 0.027728
2022-08-11 | 12 | 446890 | 2022-08-11 | 12 | 72.48 | 2.49 | 74.97 | 0.024396
2022-08-11 | 13 | 622674 | 2022-08-11 | 13 | 72.25 | 2.47 | 74.72 | 0.033878
2022-08-11 | 14 | 833124 | 2022-08-11 | 14 | 76.23 | 2.43 | 78.66 | 0.047719
2022-08-11 | 15 | 438563 | 2022-08-11 | 15 | 75.04 | 2.36 | 77.4 | 0.024717
2022-08-11 | 16 | 272213 | 2022-08-11 | 16 | 76.86 | 2.35 | 79.21 | 0.015701
2022-08-11 | 17 | 522302 | 2022-08-11 | 17 | 72.47 | 2.27 | 74.74 | 0.028425
2022-08-11 | 18 | 284601 | 2022-08-11 | 18 | 82.15 | 2.31 | 84.46 | 0.017503
2022-08-11 | 19 | 242152 | 2022-08-11 | 19 | 89.38 | 2.42 | 91.8 | 0.016187
2022-08-11 | 20 | 127 | 2022-08-11 | 20 | 90.92 | 2.65 | 93.57 | 8.653e-06
2022-08-11 | 21 | 0 | 2022-08-11 | 21 | 98.38 | 2.52 | 100.9 | 0
2022-08-11 | 22 | 0 | 2022-08-11 | 22 | 88.8 | 2.72 | 91.52 | 0
2022-08-11 | 23 | 0 | 2022-08-11 | 23 | 81.05 | 2.91 | 83.96 | 0
2022-08-11 | 24 | 0 | 2022-08-11 | 24 | 78 | 1.71 | 79.71 | 0
2022-08-12 | 1 | 0 | 2022-08-12 | 1 | 75.89 | 0.52 | 76.41 | 0
2022-08-12 | 2 | 0 | 2022-08-12 | 2 | 76.57 | 0.26 | 76.83 | 0
2022-08-12 | 3 | 0 | 2022-08-12 | 3 | 65.69 | 0.23 | 65.92 | 0
2022-08-12 | 4 | 0 | 2022-08-12 | 4 | 62.09 | 0.22 | 62.31 | 0
2022-08-12 | 5 | 0 | 2022-08-12 | 5 | 60.35 | 0.25 | 60.6 | 0
2022-08-12 | 6 | 0 | 2022-08-12 | 6 | 63.79 | 0.33 | 64.12 | 0
2022-08-12 | 7 | 260 | 2022-08-12 | 7 | 65.58 | 0.37 | 65.95 | 1.2486e-05
2022-08-12 | 8 | 513 | 2022-08-12 | 8 | 69.27 | 2.76 | 72.03 | 2.6906e-05
2022-08-12 | 9 | 293757 | 2022-08-12 | 9 | 58.7 | 2.6 | 61.3 | 0.013112
2022-08-12 | 10 | 529358 | 2022-08-12 | 10 | 57.65 | 2.46 | 60.11 | 0.02317
2022-08-12 | 11 | 741116 | 2022-08-12 | 11 | 54.59 | 2.39 | 56.98 | 0.030749
2022-08-12 | 12 | 828954 | 2022-08-12 | 12 | 54.59 | 2.33 | 56.92 | 0.034357
2022-08-12 | 13 | 843904 | 2022-08-12 | 13 | 56.48 | 2.32 | 58.8 | 0.036132
2022-08-12 | 14 | 706933 | 2022-08-12 | 14 | 59.41 | 2.23 | 61.64 | 0.03173
2022-08-12 | 15 | 842086 | 2022-08-12 | 15 | 61.59 | 2.17 | 63.76 | 0.039096
2022-08-12 | 16 | 708326 | 2022-08-12 | 16 | 65.72 | 2.14 | 67.86 | 0.035
2022-08-12 | 17 | 629006 | 2022-08-12 | 17 | 63.55 | 2.1 | 65.65 | 0.030069
2022-08-12 | 18 | 161796 | 2022-08-12 | 18 | 73.32 | 2.12 | 75.44 | 0.0088878
2022-08-12 | 19 | 154545 | 2022-08-12 | 19 | 75.66 | 2.17 | 77.83 | 0.0087584
2022-08-12 | 20 | 93 | 2022-08-12 | 20 | 67.93 | 2.22 | 70.15 | 4.7505e-06
2022-08-12 | 21 | 0 | 2022-08-12 | 21 | 65.84 | 2.29 | 68.13 | 0
2022-08-12 | 22 | 0 | 2022-08-12 | 22 | 60.55 | 2.4 | 62.95 | 0
2022-08-12 | 23 | 0 | 2022-08-12 | 23 | 56.76 | 2.74 | 59.5 | 0
2022-08-12 | 24 | 0 | 2022-08-12 | 24 | 57.89 | 0.34 | 58.23 | 0
2022-08-13 | 1 | 0 | 2022-08-13 | 1 | 54.97 | 0.35 | 55.32 | 0
2022-08-13 | 2 | 0 | 2022-08-13 | 2 | 60.28 | 0.31 | 60.59 | 0
2022-08-13 | 3 | 0 | 2022-08-13 | 3 | 63.31 | 0.31 | 63.62 | 0
2022-08-13 | 4 | 0 | 2022-08-13 | 4 | 61.97 | 0.3 | 62.27 | 0
2022-08-13 | 5 | 0 | 2022-08-13 | 5 | 65.21 | 0.38 | 65.59 | 0
2022-08-13 | 6 | 0 | 2022-08-13 | 6 | 65.06 | 0.24 | 65.3 | 0
2022-08-13 | 7 | 263 | 2022-08-13 | 7 | 72.38 | 0.45 | 72.83 | 1.3947e-05
2022-08-13 | 8 | 1080 | 2022-08-13 | 8 | 66.85 | 0.46 | 67.31 | 5.2933e-05
2022-08-13 | 9 | 131139 | 2022-08-13 | 9 | 59.09 | 0.53 | 59.62 | 0.0056931
2022-08-13 | 10 | 464943 | 2022-08-13 | 10 | 53.13 | 0.45 | 53.58 | 0.01814
2022-08-13 | 11 | 707785 | 2022-08-13 | 11 | 54.71 | 0.3 | 55.01 | 0.028351
2022-08-13 | 12 | 829224 | 2022-08-13 | 12 | 58.05 | 0.29 | 58.34 | 0.035226
2022-08-13 | 13 | 346904 | 2022-08-13 | 13 | 61.29 | 0.39 | 61.68 | 0.01558
2022-08-13 | 14 | 840970 | 2022-08-13 | 14 | 59.2 | 0.32 | 59.52 | 0.036448
2022-08-13 | 15 | 343550 | 2022-08-13 | 15 | 58 | 0.29 | 58.29 | 0.014582
2022-08-13 | 16 | 558977 | 2022-08-13 | 16 | 57.8 | 0.29 | 58.09 | 0.023644
2022-08-13 | 17 | 253510 | 2022-08-13 | 17 | 57.7 | 0.27 | 57.97 | 0.010701
2022-08-13 | 18 | 340221 | 2022-08-13 | 18 | 59.02 | 0.29 | 59.31 | 0.014693
2022-08-13 | 19 | 288773 | 2022-08-13 | 19 | 59.11 | 0.34 | 59.45 | 0.012501
2022-08-13 | 20 | 60 | 2022-08-13 | 20 | 58.68 | 0.39 | 59.07 | 2.5807e-06
2022-08-13 | 21 | 0 | 2022-08-13 | 21 | 73.07 | 0.64 | 73.71 | 0
2022-08-13 | 22 | 0 | 2022-08-13 | 22 | 57.57 | 0.35 | 57.92 | 0
2022-08-13 | 23 | 0 | 2022-08-13 | 23 | 53.91 | 0.4 | 54.31 | 0
2022-08-13 | 24 | 0 | 2022-08-13 | 24 | 54.76 | 2.18 | 56.94 | 0
2022-08-14 | 1 | 0 | 2022-08-14 | 1 | 59.35 | 0.54 | 59.89 | 0
2022-08-14 | 2 | 0 | 2022-08-14 | 2 | 68.52 | 0.48 | 69 | 0
2022-08-14 | 3 | 0 | 2022-08-14 | 3 | 62.88 | 0.29 | 63.17 | 0
2022-08-14 | 4 | 0 | 2022-08-14 | 4 | 62.14 | 0.3 | 62.44 | 0
2022-08-14 | 5 | 0 | 2022-08-14 | 5 | 60.07 | 0.29 | 60.36 | 0
2022-08-14 | 6 | 0 | 2022-08-14 | 6 | 59.8 | 0.36 | 60.16 | 0
2022-08-14 | 7 | 157 | 2022-08-14 | 7 | 61.75 | 0.34 | 62.09 | 7.0982e-06
2022-08-14 | 8 | 520 | 2022-08-14 | 8 | 64.91 | 0.33 | 65.24 | 2.4703e-05
2022-08-14 | 9 | 295788 | 2022-08-14 | 9 | 63.26 | 0.53 | 63.79 | 0.013739
2022-08-14 | 10 | 521118 | 2022-08-14 | 10 | 54.19 | 0.44 | 54.63 | 0.02073
2022-08-14 | 11 | 701705 | 2022-08-14 | 11 | 53.25 | 0.27 | 53.52 | 0.027346
2022-08-14 | 12 | 819050 | 2022-08-14 | 12 | 52.08 | 0.47 | 52.55 | 0.031341
2022-08-14 | 13 | 841627 | 2022-08-14 | 13 | 56.68 | 0.31 | 56.99 | 0.034926
2022-08-14 | 14 | 243735 | 2022-08-14 | 14 | 56.92 | 0.26 | 57.18 | 0.010148
2022-08-14 | 15 | 216165 | 2022-08-14 | 15 | 59.14 | 0.25 | 59.39 | 0.0093481
2022-08-14 | 16 | 476818 | 2022-08-14 | 16 | 61.09 | 0.25 | 61.34 | 0.021297
2022-08-14 | 17 | 542342 | 2022-08-14 | 17 | 62.77 | 0.24 | 63.01 | 0.024883
2022-08-14 | 18 | 437046 | 2022-08-14 | 18 | 66.91 | 0.25 | 67.16 | 0.021373
2022-08-14 | 19 | 215271 | 2022-08-14 | 19 | 72.24 | 0.25 | 72.49 | 0.011363
2022-08-14 | 20 | 50 | 2022-08-14 | 20 | 83.86 | 0.42 | 84.28 | 3.0685e-06
2022-08-14 | 21 | 0 | 2022-08-14 | 21 | 86.88 | 0.41 | 87.29 | 0
2022-08-14 | 22 | 0 | 2022-08-14 | 22 | 72.54 | 0.56 | 73.1 | 0
2022-08-14 | 23 | 0 | 2022-08-14 | 23 | 65.6 | 0.4 | 66 | 0
2022-08-14 | 24 | 0 | 2022-08-14 | 24 | 59.4 | 0.48 | 59.88 | 0
2022-08-15 | 1 | 0 | 2022-08-15 | 1 | 68.35 | 0.96 | 69.31 | 0
2022-08-15 | 2 | 0 | 2022-08-15 | 2 | 62.93 | 0.85 | 63.78 | 0
2022-08-15 | 3 | 0 | 2022-08-15 | 3 | 62.42 | 0.84 | 63.26 | 0
2022-08-15 | 4 | 0 | 2022-08-15 | 4 | 62.51 | 0.84 | 63.35 | 0
2022-08-15 | 5 | 0 | 2022-08-15 | 5 | 61.45 | 0.84 | 62.29 | 0
2022-08-15 | 6 | 0 | 2022-08-15 | 6 | 63.33 | 0.97 | 64.3 | 0
2022-08-15 | 7 | 140 | 2022-08-15 | 7 | 63.22 | 1 | 64.22 | 6.5467e-06
2022-08-15 | 8 | 510 | 2022-08-15 | 8 | 60.86 | 3.52 | 64.38 | 2.3908e-05
2022-08-15 | 9 | 295296 | 2022-08-15 | 9 | 62.19 | 3.38 | 65.57 | 0.014099
2022-08-15 | 10 | 522325 | 2022-08-15 | 10 | 64.65 | 3.22 | 67.87 | 0.025813
2022-08-15 | 11 | 656123 | 2022-08-15 | 11 | 62.1 | 3.11 | 65.21 | 0.031155
2022-08-15 | 12 | 685174 | 2022-08-15 | 12 | 63.24 | 3.02 | 66.26 | 0.033058
2022-08-15 | 13 | 841782 | 2022-08-15 | 13 | 64.43 | 2.95 | 67.38 | 0.041301
2022-08-15 | 14 | 787038 | 2022-08-15 | 14 | 66.42 | 2.86 | 69.28 | 0.039703
2022-08-15 | 15 | 368187 | 2022-08-15 | 15 | 70.24 | 2.79 | 73.03 | 0.019579
2022-08-15 | 16 | 220083 | 2022-08-15 | 16 | 71.06 | 2.77 | 73.83 | 0.011832
2022-08-15 | 17 | 268350 | 2022-08-15 | 17 | 83.83 | 2.7 | 86.53 | 0.016908
2022-08-15 | 18 | 462205 | 2022-08-15 | 18 | 112.53 | 3.61 | 116.14 | 0.039088
2022-08-15 | 19 | 160668 | 2022-08-15 | 19 | 100.35 | 3.34 | 103.69 | 0.012131
2022-08-15 | 20 | 80 | 2022-08-15 | 20 | 68.86 | 2.79 | 71.65 | 4.1738e-06
2022-08-15 | 21 | 0 | 2022-08-15 | 21 | 85.21 | 2.92 | 88.13 | 0
2022-08-15 | 22 | 0 | 2022-08-15 | 22 | 74.93 | 3.07 | 78 | 0
2022-08-15 | 23 | 0 | 2022-08-15 | 23 | 66.02 | 3.33 | 69.35 | 0
2022-08-15 | 24 | 0 | 2022-08-15 | 24 | 64.11 | 0.98 | 65.09 | 0
2022-08-16 | 1 | 0 | 2022-08-16 | 1 | 61.4 | 0.58 | 61.98 | 0
2022-08-16 | 2 | 0 | 2022-08-16 | 2 | 80.98 | 0.62 | 81.6 | 0
2022-08-16 | 3 | 0 | 2022-08-16 | 3 | 78.91 | 0.58 | 79.49 | 0
2022-08-16 | 4 | 0 | 2022-08-16 | 4 | 69.56 | 0.53 | 70.09 | 0
2022-08-16 | 5 | 0 | 2022-08-16 | 5 | 69.01 | 0.55 | 69.56 | 0
2022-08-16 | 6 | 0 | 2022-08-16 | 6 | 65.17 | 0.73 | 65.9 | 0
2022-08-16 | 7 | 183 | 2022-08-16 | 7 | 60.54 | 0.73 | 61.27 | 8.1644e-06
2022-08-16 | 8 | 533 | 2022-08-16 | 8 | 64.92 | 3.14 | 68.06 | 2.6415e-05
2022-08-16 | 9 | 287834 | 2022-08-16 | 9 | 65.06 | 3 | 68.06 | 0.014265
2022-08-16 | 10 | 518694 | 2022-08-16 | 10 | 65.87 | 2.87 | 68.74 | 0.025962
2022-08-16 | 11 | 679599 | 2022-08-16 | 11 | 62.14 | 2.79 | 64.93 | 0.032131
2022-08-16 | 12 | 818631 | 2022-08-16 | 12 | 60.96 | 2.72 | 63.68 | 0.037959
2022-08-16 | 13 | 843874 | 2022-08-16 | 13 | 59.95 | 2.64 | 62.59 | 0.03846
2022-08-16 | 14 | 676663 | 2022-08-16 | 14 | 62.36 | 2.52 | 64.88 | 0.031967
2022-08-16 | 15 | 842453 | 2022-08-16 | 15 | 65.07 | 2.5 | 67.57 | 0.04145
2022-08-16 | 16 | 689710 | 2022-08-16 | 16 | 70.53 | 2.55 | 73.08 | 0.036702
2022-08-16 | 17 | 605388 | 2022-08-16 | 17 | 91.83 | 2.62 | 94.45 | 0.041635
2022-08-16 | 18 | 447953 | 2022-08-16 | 18 | 88.85 | 2.57 | 91.42 | 0.029819
2022-08-16 | 19 | 171514 | 2022-08-16 | 19 | 84.7 | 2.73 | 87.43 | 0.010919
2022-08-16 | 20 | 50 | 2022-08-16 | 20 | 84.19 | 2.69 | 86.88 | 3.1631e-06
2022-08-16 | 21 | 0 | 2022-08-16 | 21 | 86.25 | 2.81 | 89.06 | 0
2022-08-16 | 22 | 0 | 2022-08-16 | 22 | 84.93 | 2.91 | 87.84 | 0
2022-08-16 | 23 | 0 | 2022-08-16 | 23 | 77.92 | 3.12 | 81.04 | 0
2022-08-16 | 24 | 0 | 2022-08-16 | 24 | 97.19 | 1.39 | 98.58 | 0
2022-08-17 | 1 | 0 | 2022-08-17 | 1 | 94.26 | 1.81 | 96.07 | 0
2022-08-17 | 2 | 0 | 2022-08-17 | 2 | 80.38 | 0.82 | 81.2 | 0
2022-08-17 | 3 | 0 | 2022-08-17 | 3 | 73.65 | 0.57 | 74.22 | 0
2022-08-17 | 4 | 0 | 2022-08-17 | 4 | 68.13 | 0.54 | 68.67 | 0
2022-08-17 | 5 | 0 | 2022-08-17 | 5 | 69.88 | 0.58 | 70.46 | 0
2022-08-17 | 6 | 0 | 2022-08-17 | 6 | 70.7 | 0.61 | 71.31 | 0
2022-08-17 | 7 | 57 | 2022-08-17 | 7 | 64.23 | 0.61 | 64.84 | 2.6912e-06
2022-08-17 | 8 | 1307 | 2022-08-17 | 8 | 73.27 | 3.07 | 76.34 | 7.2653e-05
2022-08-17 | 9 | 167801 | 2022-08-17 | 9 | 85.5 | 3.05 | 88.55 | 0.01082
2022-08-17 | 10 | 220357 | 2022-08-17 | 10 | 89.19 | 3.07 | 92.26 | 0.014804
2022-08-17 | 11 | 355360 | 2022-08-17 | 11 | 93.17 | 3 | 96.17 | 0.024885
2022-08-17 | 12 | 563216 | 2022-08-17 | 12 | 94.49 | 2.88 | 97.37 | 0.039932
2022-08-17 | 13 | 275264 | 2022-08-17 | 13 | 89.61 | 3.07 | 92.68 | 0.018576
2022-08-17 | 14 | 2650 | 2022-08-17 | 14 | 98.56 | 2.83 | 101.39 | 0.00019564
2022-08-17 | 15 | 226376 | 2022-08-17 | 15 | 101.35 | 2.64 | 103.99 | 0.017141
2022-08-17 | 16 | 246411 | 2022-08-17 | 16 | 83.15 | 2.96 | 86.11 | 0.01545
2022-08-17 | 17 | 152028 | 2022-08-17 | 17 | 81.53 | 2.63 | 84.16 | 0.0093165
2022-08-17 | 18 | 198914 | 2022-08-17 | 18 | 80.04 | 2.84 | 82.88 | 0.012004
2022-08-17 | 19 | 79169 | 2022-08-17 | 19 | 80.8 | 2.83 | 83.63 | 0.0048211
2022-08-17 | 20 | 30 | 2022-08-17 | 20 | 99.17 | 3.3 | 102.47 | 2.2384e-06
2022-08-17 | 21 | 0 | 2022-08-17 | 21 | 96.76 | 3.15 | 99.91 | 0
2022-08-17 | 22 | 0 | 2022-08-17 | 22 | 76.37 | 2.96 | 79.33 | 0
2022-08-17 | 23 | 0 | 2022-08-17 | 23 | 97.53 | 3.98 | 101.51 | 0
2022-08-17 | 24 | 0 | 2022-08-17 | 24 | 105.15 | 3.95 | 109.1 | 0
2022-08-18 | 1 | 0 | 2022-08-18 | 1 | 91.09 | 2.68 | 93.77 | 0
2022-08-18 | 2 | 0 | 2022-08-18 | 2 | 87.68 | 1.51 | 89.19 | 0
2022-08-18 | 3 | 0 | 2022-08-18 | 3 | 71.3 | 0.6 | 71.9 | 0
2022-08-18 | 4 | 0 | 2022-08-18 | 4 | 71.34 | 0.56 | 71.9 | 0
2022-08-18 | 5 | 0 | 2022-08-18 | 5 | 70.57 | 0.54 | 71.11 | 0
2022-08-18 | 6 | 0 | 2022-08-18 | 6 | 71.51 | 0.66 | 72.17 | 0
2022-08-18 | 7 | 97 | 2022-08-18 | 7 | 69.45 | 0.66 | 70.11 | 4.952e-06
2022-08-18 | 8 | 930 | 2022-08-18 | 8 | 72.01 | 3.15 | 75.16 | 5.0897e-05
2022-08-18 | 9 | 137128 | 2022-08-18 | 9 | 71.27 | 2.98 | 74.25 | 0.0074139
2022-08-18 | 10 | 327812 | 2022-08-18 | 10 | 70.9 | 2.86 | 73.76 | 0.017606
2022-08-18 | 11 | 379551 | 2022-08-18 | 11 | 72.11 | 2.82 | 74.93 | 0.020709
2022-08-18 | 12 | 626701 | 2022-08-18 | 12 | 79.23 | 2.83 | 82.06 | 0.037447
2022-08-18 | 13 | 404419 | 2022-08-18 | 13 | 102.38 | 2.89 | 105.27 | 0.031
2022-08-18 | 14 | 394819 | 2022-08-18 | 14 | 88.33 | 2.66 | 90.99 | 0.026159
2022-08-18 | 15 | 427576 | 2022-08-18 | 15 | 101.61 | 2.65 | 104.26 | 0.032461
2022-08-18 | 16 | 395376 | 2022-08-18 | 16 | 89.51 | 2.67 | 92.18 | 0.026538
2022-08-18 | 17 | 235267 | 2022-08-18 | 17 | 99.68 | 2.6 | 102.28 | 0.017522
2022-08-18 | 18 | 159371 | 2022-08-18 | 18 | 106.09 | 2.45 | 108.54 | 0.012596
2022-08-18 | 19 | 83 | 2022-08-18 | 19 | 83.78 | 2.71 | 86.49 | 5.2272e-06
2022-08-18 | 20 | 10 | 2022-08-18 | 20 | 75.29 | 2.68 | 77.97 | 5.6774e-07
2022-08-18 | 21 | 0 | 2022-08-18 | 21 | 90.93 | 2.7 | 93.63 | 0
2022-08-18 | 22 | 0 | 2022-08-18 | 22 | 83.81 | 2.94 | 86.75 | 0
2022-08-18 | 23 | 0 | 2022-08-18 | 23 | 67.81 | 3.04 | 70.85 | 0
2022-08-18 | 24 | 0 | 2022-08-18 | 24 | 65.48 | 0.76 | 66.24 | 0
2022-08-19 | 1 | 0 | 2022-08-19 | 1 | 63.39 | 0.84 | 64.23 | 0
2022-08-19 | 2 | 0 | 2022-08-19 | 2 | 70.97 | 0.82 | 71.79 | 0
2022-08-19 | 3 | 0 | 2022-08-19 | 3 | 65.43 | 0.77 | 66.2 | 0
2022-08-19 | 4 | 0 | 2022-08-19 | 4 | 63.77 | 0.75 | 64.52 | 0
2022-08-19 | 5 | 0 | 2022-08-19 | 5 | 63.93 | 0.74 | 64.67 | 0
2022-08-19 | 6 | 0 | 2022-08-19 | 6 | 66.5 | 0.82 | 67.32 | 0
2022-08-19 | 7 | 97 | 2022-08-19 | 7 | 62.21 | 0.89 | 63.1 | 4.4568e-06
2022-08-19 | 8 | 537 | 2022-08-19 | 8 | 66.49 | 3.29 | 69.78 | 2.7285e-05
2022-08-19 | 9 | 289523 | 2022-08-19 | 9 | 68.83 | 3.14 | 71.97 | 0.015173
2022-08-19 | 10 | 496793 | 2022-08-19 | 10 | 64.6 | 2.93 | 67.53 | 0.024429
2022-08-19 | 11 | 670909 | 2022-08-19 | 11 | 65.85 | 2.9 | 68.75 | 0.033586
2022-08-19 | 12 | 793474 | 2022-08-19 | 12 | 64.69 | 2.82 | 67.51 | 0.039005
2022-08-19 | 13 | 843071 | 2022-08-19 | 13 | 66.76 | 2.59 | 69.35 | 0.042573
2022-08-19 | 14 | 474051 | 2022-08-19 | 14 | 68.72 | 2.5 | 71.22 | 0.024584
2022-08-19 | 15 | 321538 | 2022-08-19 | 15 | 70.75 | 2.52 | 73.27 | 0.017155
2022-08-19 | 16 | 768789 | 2022-08-19 | 16 | 73.94 | 2.46 | 76.4 | 0.042769
2022-08-19 | 17 | 600661 | 2022-08-19 | 17 | 95.97 | 2.62 | 98.59 | 0.043121
2022-08-19 | 18 | 403740 | 2022-08-19 | 18 | 151.45 | 3.17 | 154.62 | 0.045456
2022-08-19 | 19 | 124438 | 2022-08-19 | 19 | 156.63 | 3.48 | 160.11 | 0.014508
2022-08-19 | 20 | 40 | 2022-08-19 | 20 | 94.15 | 2.89 | 97.04 | 2.8264e-06
2022-08-19 | 21 | 0 | 2022-08-19 | 21 | 86.53 | 2.8 | 89.33 | 0
2022-08-19 | 22 | 0 | 2022-08-19 | 22 | 81.53 | 2.86 | 84.39 | 0
2022-08-19 | 23 | 0 | 2022-08-19 | 23 | 69.93 | 2.99 | 72.92 | 0
2022-08-19 | 24 | 0 | 2022-08-19 | 24 | 66.66 | 0.86 | 67.52 | 0
2022-08-20 | 1 | 0 | 2022-08-20 | 1 | 66.22 | 0.5 | 66.72 | 0
2022-08-20 | 2 | 0 | 2022-08-20 | 2 | 65.79 | 0.51 | 66.3 | 0
2022-08-20 | 3 | 0 | 2022-08-20 | 3 | 65.28 | 0.5 | 65.78 | 0
2022-08-20 | 4 | 0 | 2022-08-20 | 4 | 64.81 | 0.48 | 65.29 | 0
2022-08-20 | 5 | 0 | 2022-08-20 | 5 | 62.62 | 0.49 | 63.11 | 0
2022-08-20 | 6 | 0 | 2022-08-20 | 6 | 63.15 | 0.51 | 63.66 | 0
2022-08-20 | 7 | 187 | 2022-08-20 | 7 | 62.55 | 0.56 | 63.11 | 8.5934e-06
2022-08-20 | 8 | 710 | 2022-08-20 | 8 | 61.58 | 0.54 | 62.12 | 3.2115e-05
2022-08-20 | 9 | 281222 | 2022-08-20 | 9 | 62.3 | 0.57 | 62.87 | 0.012874
2022-08-20 | 10 | 480677 | 2022-08-20 | 10 | 60.31 | 0.51 | 60.82 | 0.021287
2022-08-20 | 11 | 648024 | 2022-08-20 | 11 | 59.81 | 0.47 | 60.28 | 0.028444
2022-08-20 | 12 | 680214 | 2022-08-20 | 12 | 62.54 | 0.48 | 63.02 | 0.031214
2022-08-20 | 13 | 819497 | 2022-08-20 | 13 | 67.22 | 0.48 | 67.7 | 0.040398
2022-08-20 | 14 | 771705 | 2022-08-20 | 14 | 78.23 | 0.52 | 78.75 | 0.044251
2022-08-20 | 15 | 125904 | 2022-08-20 | 15 | 78.54 | 0.55 | 79.09 | 0.0072508
2022-08-20 | 16 | 807861 | 2022-08-20 | 16 | 86.73 | 0.62 | 87.35 | 0.051384
2022-08-20 | 17 | 502591 | 2022-08-20 | 17 | 86.87 | 0.55 | 87.42 | 0.031993
2022-08-20 | 18 | 25602 | 2022-08-20 | 18 | 115.37 | 0.83 | 116.2 | 0.0021662
2022-08-20 | 19 | 280 | 2022-08-20 | 19 | 110.19 | 0.88 | 111.07 | 2.2645e-05
2022-08-20 | 20 | 13 | 2022-08-20 | 20 | 108.61 | 1.17 | 109.78 | 1.0392e-06
2022-08-20 | 21 | 0 | 2022-08-20 | 21 | 99.13 | 0.7 | 99.83 | 0
2022-08-20 | 22 | 0 | 2022-08-20 | 22 | 90.75 | 0.68 | 91.43 | 0
2022-08-20 | 23 | 0 | 2022-08-20 | 23 | 82.59 | 0.7 | 83.29 | 0
2022-08-20 | 24 | 0 | 2022-08-20 | 24 | 75.12 | 1.35 | 76.47 | 0
2022-08-21 | 1 | 0 | 2022-08-21 | 1 | 68.96 | 0.63 | 69.59 | 0
2022-08-21 | 2 | 0 | 2022-08-21 | 2 | 79.05 | 0.78 | 79.83 | 0
2022-08-21 | 3 | 0 | 2022-08-21 | 3 | 81.9 | 0.62 | 82.52 | 0
2022-08-21 | 4 | 0 | 2022-08-21 | 4 | 77.64 | 0.55 | 78.19 | 0
2022-08-21 | 5 | 0 | 2022-08-21 | 5 | 94.67 | 0.74 | 95.41 | 0
2022-08-21 | 6 | 0 | 2022-08-21 | 6 | 95.84 | 0.74 | 96.58 | 0
2022-08-21 | 7 | 143 | 2022-08-21 | 7 | 113.17 | 2.11 | 115.28 | 1.2004e-05
2022-08-21 | 8 | 680 | 2022-08-21 | 8 | 99.36 | 1.74 | 101.1 | 5.0059e-05
2022-08-21 | 9 | 305416 | 2022-08-21 | 9 | 83.77 | 0.89 | 84.66 | 0.018828
2022-08-21 | 10 | 497052 | 2022-08-21 | 10 | 77.72 | 0.63 | 78.35 | 0.028357
2022-08-21 | 11 | 640740 | 2022-08-21 | 11 | 67.97 | 0.53 | 68.5 | 0.031959
2022-08-21 | 12 | 762986 | 2022-08-21 | 12 | 68.22 | 0.66 | 68.88 | 0.038268
2022-08-21 | 13 | 807254 | 2022-08-21 | 13 | 71.49 | 0.54 | 72.03 | 0.04234
2022-08-21 | 14 | 715843 | 2022-08-21 | 14 | 72.65 | 0.52 | 73.17 | 0.03814
2022-08-21 | 15 | 749355 | 2022-08-21 | 15 | 80.83 | 0.54 | 81.37 | 0.044399
2022-08-21 | 16 | 697236 | 2022-08-21 | 16 | 86.16 | 0.55 | 86.71 | 0.044022
2022-08-21 | 17 | 361466 | 2022-08-21 | 17 | 76.21 | 0.51 | 76.72 | 0.020193
2022-08-21 | 18 | 393861 | 2022-08-21 | 18 | 83.18 | 0.56 | 83.74 | 0.024016
2022-08-21 | 19 | 31458 | 2022-08-21 | 19 | 94.7 | 0.77 | 95.47 | 0.0021869
2022-08-21 | 20 | 10 | 2022-08-21 | 20 | 87.1 | 0.66 | 87.76 | 6.3903e-07
2022-08-21 | 21 | 0 | 2022-08-21 | 21 | 84.64 | 0.65 | 85.29 | 0
2022-08-21 | 22 | 0 | 2022-08-21 | 22 | 74.31 | 0.63 | 74.94 | 0
2022-08-21 | 23 | 0 | 2022-08-21 | 23 | 75.28 | 0.71 | 75.99 | 0
2022-08-21 | 24 | 0 | 2022-08-21 | 24 | 78.73 | 1.19 | 79.92 | 0
2022-08-22 | 1 | 0 | 2022-08-22 | 1 | 72.62 | 1.21 | 73.83 | 0
2022-08-22 | 2 | 0 | 2022-08-22 | 2 | 70.91 | 1.06 | 71.97 | 0
2022-08-22 | 3 | 0 | 2022-08-22 | 3 | 73.56 | 0.99 | 74.55 | 0
2022-08-22 | 4 | 0 | 2022-08-22 | 4 | 70.08 | 0.95 | 71.03 | 0
2022-08-22 | 5 | 0 | 2022-08-22 | 5 | 69.37 | 0.95 | 70.32 | 0
2022-08-22 | 6 | 0 | 2022-08-22 | 6 | 81.48 | 1.21 | 82.69 | 0
2022-08-22 | 7 | 133 | 2022-08-22 | 7 | 106.17 | 1.74 | 107.91 | 1.0451e-05
2022-08-22 | 8 | 973 | 2022-08-22 | 8 | 110.73 | 3.95 | 114.68 | 8.125e-05
2022-08-22 | 9 | 1363 | 2022-08-22 | 9 | 112.03 | 3.54 | 115.57 | 0.0001147
2022-08-22 | 10 | 14340 | 2022-08-22 | 10 | 109.41 | 3.38 | 112.79 | 0.0011777
2022-08-22 | 11 | 142101 | 2022-08-22 | 11 | 116.86 | 3.15 | 120.01 | 0.012418
2022-08-22 | 12 | 142981 | 2022-08-22 | 12 | 120.25 | 3.05 | 123.3 | 0.012837
2022-08-22 | 13 | 133318 | 2022-08-22 | 13 | 122.48 | 3.23 | 125.71 | 0.012203
2022-08-22 | 14 | 192455 | 2022-08-22 | 14 | 99.59 | 3.06 | 102.65 | 0.014385
2022-08-22 | 15 | 231953 | 2022-08-22 | 15 | 120.79 | 3.44 | 124.23 | 0.020982
2022-08-22 | 16 | 160950 | 2022-08-22 | 16 | 75.05 | 2.95 | 78 | 0.0091414
2022-08-22 | 17 | 138264 | 2022-08-22 | 17 | 74.1 | 2.85 | 76.95 | 0.0077472
2022-08-22 | 18 | 297 | 2022-08-22 | 18 | 87.31 | 2.99 | 90.3 | 1.9529e-05
2022-08-22 | 19 | 63 | 2022-08-22 | 19 | 85.01 | 2.96 | 87.97 | 4.0355e-06
2022-08-22 | 20 | 0 | 2022-08-22 | 20 | 78.99 | 2.92 | 81.91 | 0
2022-08-22 | 21 | 0 | 2022-08-22 | 21 | 92.28 | 3.24 | 95.52 | 0
2022-08-22 | 22 | 0 | 2022-08-22 | 22 | 79.51 | 3.24 | 82.75 | 0
2022-08-22 | 23 | 0 | 2022-08-22 | 23 | 84.7 | 3.72 | 88.42 | 0
2022-08-22 | 24 | 0 | 2022-08-22 | 24 | 99.56 | 1.57 | 101.13 | 0
2022-08-23 | 1 | 0 | 2022-08-23 | 1 | 85.75 | 1.3 | 87.05 | 0
2022-08-23 | 2 | 0 | 2022-08-23 | 2 | 84.81 | 1.29 | 86.1 | 0
2022-08-23 | 3 | 0 | 2022-08-23 | 3 | 84.17 | 1.2 | 85.37 | 0
2022-08-23 | 4 | 0 | 2022-08-23 | 4 | 77.43 | 1.16 | 78.59 | 0
2022-08-23 | 5 | 0 | 2022-08-23 | 5 | 83.03 | 1.15 | 84.18 | 0
2022-08-23 | 6 | 0 | 2022-08-23 | 6 | 115.25 | 1.43 | 116.68 | 0
2022-08-23 | 7 | 53 | 2022-08-23 | 7 | 84.17 | 1.66 | 85.83 | 3.3124e-06
2022-08-23 | 8 | 773 | 2022-08-23 | 8 | 87.22 | 3.77 | 90.99 | 5.1215e-05
2022-08-23 | 9 | 2170 | 2022-08-23 | 9 | 94.12 | 3.52 | 97.64 | 0.00015428
2022-08-23 | 10 | 38336 | 2022-08-23 | 10 | 115.59 | 3.94 | 119.53 | 0.0033366
2022-08-23 | 11 | 234334 | 2022-08-23 | 11 | 119.36 | 4.15 | 123.51 | 0.021075
2022-08-23 | 12 | 249575 | 2022-08-23 | 12 | 93.33 | 3.37 | 96.7 | 0.017573
2022-08-23 | 13 | 765624 | 2022-08-23 | 13 | 81.04 | 3.12 | 84.16 | 0.046919
2022-08-23 | 14 | 245231 | 2022-08-23 | 14 | 95.47 | 3.06 | 98.53 | 0.017594
2022-08-23 | 15 | 359451 | 2022-08-23 | 15 | 95.68 | 3.02 | 98.7 | 0.025833
2022-08-23 | 16 | 348631 | 2022-08-23 | 16 | 94.62 | 3.01 | 97.63 | 0.024784
2022-08-23 | 17 | 789789 | 2022-08-23 | 17 | 84.5 | 3.02 | 87.52 | 0.050332
2022-08-23 | 18 | 27447 | 2022-08-23 | 18 | 76.1 | 2.99 | 79.09 | 0.0015807
2022-08-23 | 19 | 267 | 2022-08-23 | 19 | 78.8 | 3.04 | 81.84 | 1.5911e-05
2022-08-23 | 20 | 13 | 2022-08-23 | 20 | 78.92 | 3.07 | 81.99 | 7.7612e-07
2022-08-23 | 21 | 0 | 2022-08-23 | 21 | 82.25 | 3.16 | 85.41 | 0
2022-08-23 | 22 | 0 | 2022-08-23 | 22 | 78.15 | 3.23 | 81.38 | 0
2022-08-23 | 23 | 0 | 2022-08-23 | 23 | 87.7 | 3.6 | 91.3 | 0
2022-08-23 | 24 | 0 | 2022-08-23 | 24 | 78.27 | 1.27 | 79.54 | 0
2022-08-24 | 1 | 0 | 2022-08-24 | 1 | 73.71 | 1.34 | 75.05 | 0
2022-08-24 | 2 | 0 | 2022-08-24 | 2 | 76.04 | 1.31 | 77.35 | 0
2022-08-24 | 3 | 0 | 2022-08-24 | 3 | 69.17 | 1.28 | 70.45 | 0
2022-08-24 | 4 | 0 | 2022-08-24 | 4 | 66.81 | 1.28 | 68.09 | 0
2022-08-24 | 5 | 0 | 2022-08-24 | 5 | 66.99 | 1.33 | 68.32 | 0
2022-08-24 | 6 | 0 | 2022-08-24 | 6 | 68.07 | 1.43 | 69.5 | 0
2022-08-24 | 7 | 203 | 2022-08-24 | 7 | 75.08 | 1.45 | 76.53 | 1.1312e-05
2022-08-24 | 8 | 840 | 2022-08-24 | 8 | 76.88 | 3.63 | 80.51 | 4.9244e-05
2022-08-24 | 9 | 2330 | 2022-08-24 | 9 | 73.2 | 3.46 | 76.66 | 0.00013006
2022-08-24 | 10 | 526771 | 2022-08-24 | 10 | 71.93 | 3.34 | 75.27 | 0.028871
2022-08-24 | 11 | 296729 | 2022-08-24 | 11 | 75.67 | 3.27 | 78.94 | 0.017056
2022-08-24 | 12 | 762601 | 2022-08-24 | 12 | 79.4 | 3.15 | 82.55 | 0.045839
2022-08-24 | 13 | 601031 | 2022-08-24 | 13 | 79.22 | 3.04 | 82.26 | 0.036001
2022-08-24 | 14 | 845197 | 2022-08-24 | 14 | 78.11 | 3.08 | 81.19 | 0.049967
2022-08-24 | 15 | 829045 | 2022-08-24 | 15 | 80.03 | 3.03 | 83.06 | 0.050141
2022-08-24 | 16 | 440638 | 2022-08-24 | 16 | 87.98 | 3.01 | 90.99 | 0.029194
2022-08-24 | 17 | 598410 | 2022-08-24 | 17 | 104.08 | 3.05 | 107.13 | 0.04668
2022-08-24 | 18 | 444511 | 2022-08-24 | 18 | 128.23 | 3.31 | 131.54 | 0.042576
2022-08-24 | 19 | 160783 | 2022-08-24 | 19 | 184.13 | 3.97 | 188.1 | 0.022022
2022-08-24 | 20 | 7 | 2022-08-24 | 20 | 103.49 | 3.28 | 106.77 | 5.4422e-07
2022-08-24 | 21 | 0 | 2022-08-24 | 21 | 98.14 | 3.22 | 101.36 | 0
2022-08-24 | 22 | 0 | 2022-08-24 | 22 | 97.13 | 3.33 | 100.46 | 0
2022-08-24 | 23 | 0 | 2022-08-24 | 23 | 88.11 | 3.67 | 91.78 | 0
2022-08-24 | 24 | 0 | 2022-08-24 | 24 | 75.17 | 1.62 | 76.79 | 0
2022-08-25 | 1 | 0 | 2022-08-25 | 1 | 78.66 | 0.73 | 79.39 | 0
2022-08-25 | 2 | 0 | 2022-08-25 | 2 | 102.31 | 1.28 | 103.59 | 0
2022-08-25 | 3 | 0 | 2022-08-25 | 3 | 78.72 | 0.73 | 79.45 | 0
2022-08-25 | 4 | 0 | 2022-08-25 | 4 | 71.61 | 0.63 | 72.24 | 0
2022-08-25 | 5 | 0 | 2022-08-25 | 5 | 69.81 | 0.63 | 70.44 | 0
2022-08-25 | 6 | 0 | 2022-08-25 | 6 | 78.32 | 0.75 | 79.07 | 0
2022-08-25 | 7 | 107 | 2022-08-25 | 7 | 77.28 | 0.77 | 78.05 | 6.0811e-06
2022-08-25 | 8 | 600 | 2022-08-25 | 8 | 78.09 | 2.93 | 81.02 | 3.5397e-05
2022-08-25 | 9 | 269090 | 2022-08-25 | 9 | 77.52 | 2.79 | 80.31 | 0.015736
2022-08-25 | 10 | 481984 | 2022-08-25 | 10 | 85.98 | 2.69 | 88.67 | 0.03112
2022-08-25 | 11 | 653589 | 2022-08-25 | 11 | 74.73 | 2.53 | 77.26 | 0.036769
2022-08-25 | 12 | 787082 | 2022-08-25 | 12 | 81.11 | 2.64 | 83.75 | 0.047999
2022-08-25 | 13 | 713170 | 2022-08-25 | 13 | 84.67 | 2.32 | 86.99 | 0.045174
2022-08-25 | 14 | 798348 | 2022-08-25 | 14 | 111.31 | 2.44 | 113.75 | 0.066125
2022-08-25 | 15 | 255707 | 2022-08-25 | 15 | 120.7 | 2.54 | 123.24 | 0.022947
2022-08-25 | 16 | 431908 | 2022-08-25 | 16 | 127.32 | 2.75 | 130.07 | 0.040907
2022-08-25 | 17 | 512785 | 2022-08-25 | 17 | 141.09 | 2.8 | 143.89 | 0.053727
2022-08-25 | 18 | 26957 | 2022-08-25 | 18 | 158.68 | 3.03 | 161.71 | 0.0031742
2022-08-25 | 19 | 7301 | 2022-08-25 | 19 | 156.26 | 2.71 | 158.97 | 0.00084513
2022-08-25 | 20 | 13 | 2022-08-25 | 20 | 121.5 | 2.52 | 124.02 | 1.174e-06
2022-08-25 | 21 | 0 | 2022-08-25 | 21 | 115.66 | 2.3 | 117.96 | 0
2022-08-25 | 22 | 0 | 2022-08-25 | 22 | 101.33 | 2.46 | 103.79 | 0
2022-08-25 | 23 | 0 | 2022-08-25 | 23 | 87.55 | 2.8 | 90.35 | 0
2022-08-25 | 24 | 0 | 2022-08-25 | 24 | 80.98 | 0.84 | 81.82 | 0
2022-08-26 | 1 | 0 | 2022-08-26 | 1 | 90.01 | 1.39 | 91.4 | 0
2022-08-26 | 2 | 0 | 2022-08-26 | 2 | 82.92 | 1.29 | 84.21 | 0
2022-08-26 | 3 | 0 | 2022-08-26 | 3 | 74.47 | 1.29 | 75.76 | 0
2022-08-26 | 4 | 0 | 2022-08-26 | 4 | 75.07 | 1.25 | 76.32 | 0
2022-08-26 | 5 | 0 | 2022-08-26 | 5 | 78.55 | 1.24 | 79.79 | 0
2022-08-26 | 6 | 0 | 2022-08-26 | 6 | 79.44 | 1.33 | 80.77 | 0
2022-08-26 | 7 | 107 | 2022-08-26 | 7 | 82.41 | 1.55 | 83.96 | 6.5416e-06
2022-08-26 | 8 | 907 | 2022-08-26 | 8 | 74.63 | 3.55 | 78.18 | 5.1633e-05
2022-08-26 | 9 | 265487 | 2022-08-26 | 9 | 73.63 | 3.41 | 77.04 | 0.014893
2022-08-26 | 10 | 294380 | 2022-08-26 | 10 | 83.6 | 3.29 | 86.89 | 0.018625
2022-08-26 | 11 | 576029 | 2022-08-26 | 11 | 83.31 | 3.28 | 86.59 | 0.036319
2022-08-26 | 12 | 750067 | 2022-08-26 | 12 | 80.51 | 3.12 | 83.63 | 0.045676
2022-08-26 | 13 | 821051 | 2022-08-26 | 13 | 105.6 | 3.08 | 108.68 | 0.064975
2022-08-26 | 14 | 739621 | 2022-08-26 | 14 | 142.28 | 3.17 | 145.45 | 0.078334
2022-08-26 | 15 | 835574 | 2022-08-26 | 15 | 154.46 | 3.38 | 157.84 | 0.096034
2022-08-26 | 16 | 30632 | 2022-08-26 | 16 | 180.99 | 4.16 | 185.15 | 0.0041298
2022-08-26 | 17 | 171635 | 2022-08-26 | 17 | 107.98 | 3.41 | 111.39 | 0.013921
2022-08-26 | 18 | 1090 | 2022-08-26 | 18 | 93.51 | 3.23 | 96.74 | 7.6782e-05
2022-08-26 | 19 | 149307 | 2022-08-26 | 19 | 96.92 | 3.16 | 100.08 | 0.010881
2022-08-26 | 20 | 0 | 2022-08-26 | 20 | 109 | 3.23 | 112.23 | 0
2022-08-26 | 21 | 0 | 2022-08-26 | 21 | 120.86 | 3.7 | 124.56 | 0
2022-08-26 | 22 | 0 | 2022-08-26 | 22 | 122.74 | 3.84 | 126.58 | 0
2022-08-26 | 23 | 0 | 2022-08-26 | 23 | 79.34 | 3.54 | 82.88 | 0
2022-08-26 | 24 | 0 | 2022-08-26 | 24 | 72.13 | 1.36 | 73.49 | 0
2022-08-27 | 1 | 0 | 2022-08-27 | 1 | 73.06 | 1.64 | 74.7 | 0
2022-08-27 | 2 | 0 | 2022-08-27 | 2 | 83.88 | 1.73 | 85.61 | 0
2022-08-27 | 3 | 0 | 2022-08-27 | 3 | 90.72 | 1.71 | 92.43 | 0
2022-08-27 | 4 | 0 | 2022-08-27 | 4 | 81.62 | 1.66 | 83.28 | 0
2022-08-27 | 5 | 0 | 2022-08-27 | 5 | 76.83 | 1.62 | 78.45 | 0
2022-08-27 | 6 | 0 | 2022-08-27 | 6 | 74.47 | 1.53 | 76 | 0
2022-08-27 | 7 | 113 | 2022-08-27 | 7 | 75.87 | 1.67 | 77.54 | 6.3801e-06
2022-08-27 | 8 | 897 | 2022-08-27 | 8 | 75.81 | 1.71 | 77.52 | 5.0633e-05
2022-08-27 | 9 | 2353 | 2022-08-27 | 9 | 77.54 | 1.8 | 79.34 | 0.00013594
2022-08-27 | 10 | 219204 | 2022-08-27 | 10 | 83.58 | 1.84 | 85.42 | 0.013634
2022-08-27 | 11 | 212856 | 2022-08-27 | 11 | 72.44 | 1.61 | 74.05 | 0.011477
2022-08-27 | 12 | 769447 | 2022-08-27 | 12 | 89.38 | 2.19 | 91.57 | 0.051305
2022-08-27 | 13 | 427837 | 2022-08-27 | 13 | 74.06 | 1.68 | 75.74 | 0.023595
2022-08-27 | 14 | 792746 | 2022-08-27 | 14 | 70.67 | 1.57 | 72.24 | 0.0417
2022-08-27 | 15 | 636596 | 2022-08-27 | 15 | 73.19 | 1.59 | 74.78 | 0.034664
2022-08-27 | 16 | 312682 | 2022-08-27 | 16 | 73.66 | 1.58 | 75.24 | 0.017131
2022-08-27 | 17 | 615154 | 2022-08-27 | 17 | 99.81 | 1.72 | 101.53 | 0.045478
2022-08-27 | 18 | 413082 | 2022-08-27 | 18 | 120.19 | 1.76 | 121.95 | 0.036681
2022-08-27 | 19 | 12738 | 2022-08-27 | 19 | 121.77 | 1.81 | 123.58 | 0.0011462
2022-08-27 | 20 | 7 | 2022-08-27 | 20 | 113.88 | 1.8 | 115.68 | 5.8963e-07
2022-08-27 | 21 | 0 | 2022-08-27 | 21 | 105.24 | 2.12 | 107.36 | 0
2022-08-27 | 22 | 0 | 2022-08-27 | 22 | 97.57 | 2.05 | 99.62 | 0
2022-08-27 | 23 | 0 | 2022-08-27 | 23 | 74.42 | 1.76 | 76.18 | 0
2022-08-27 | 24 | 0 | 2022-08-27 | 24 | 93.06 | 3.04 | 96.1 | 0
2022-08-28 | 1 | 0 | 2022-08-28 | 1 | 84.46 | 1.28 | 85.74 | 0
2022-08-28 | 2 | 0 | 2022-08-28 | 2 | 76.51 | 0.9 | 77.41 | 0
2022-08-28 | 3 | 0 | 2022-08-28 | 3 | 68.7 | 0.76 | 69.46 | 0
2022-08-28 | 4 | 0 | 2022-08-28 | 4 | 70.56 | 0.76 | 71.32 | 0
2022-08-28 | 5 | 0 | 2022-08-28 | 5 | 72.44 | 0.77 | 73.21 | 0
2022-08-28 | 6 | 0 | 2022-08-28 | 6 | 71.4 | 0.75 | 72.15 | 0
2022-08-28 | 7 | 83 | 2022-08-28 | 7 | 75.08 | 0.87 | 75.95 | 4.5902e-06
2022-08-28 | 8 | 810 | 2022-08-28 | 8 | 67.01 | 0.84 | 67.85 | 4.0018e-05
2022-08-28 | 9 | 3220 | 2022-08-28 | 9 | 68.13 | 0.81 | 68.94 | 0.00016164
2022-08-28 | 10 | 187914 | 2022-08-28 | 10 | 68.18 | 0.76 | 68.94 | 0.0094331
2022-08-28 | 11 | 326256 | 2022-08-28 | 11 | 68.34 | 0.78 | 69.12 | 0.016421
2022-08-28 | 12 | 368622 | 2022-08-28 | 12 | 69.6 | 0.77 | 70.37 | 0.018888
2022-08-28 | 13 | 701193 | 2022-08-28 | 13 | 67.58 | 0.75 | 68.33 | 0.034888
2022-08-28 | 14 | 608850 | 2022-08-28 | 14 | 67.88 | 0.75 | 68.63 | 0.030426
2022-08-28 | 15 | 822701 | 2022-08-28 | 15 | 68.69 | 0.75 | 69.44 | 0.041598
2022-08-28 | 16 | 730969 | 2022-08-28 | 16 | 73.78 | 0.75 | 74.53 | 0.039669
2022-08-28 | 17 | 557710 | 2022-08-28 | 17 | 108.14 | 1.03 | 109.17 | 0.044334
2022-08-28 | 18 | 216767 | 2022-08-28 | 18 | 119.06 | 1.04 | 120.1 | 0.018957
2022-08-28 | 19 | 109126 | 2022-08-28 | 19 | 131.97 | 1.3 | 133.27 | 0.01059
2022-08-28 | 20 | 7 | 2022-08-28 | 20 | 130.76 | 1 | 131.76 | 6.7159e-07
2022-08-28 | 21 | 0 | 2022-08-28 | 21 | 106.86 | 1.18 | 108.04 | 0
2022-08-28 | 22 | 0 | 2022-08-28 | 22 | 82.53 | 0.88 | 83.41 | 0
2022-08-28 | 23 | 0 | 2022-08-28 | 23 | 73.85 | 0.91 | 74.76 | 0
2022-08-28 | 24 | 0 | 2022-08-28 | 24 | 75.46 | 0.86 | 76.32 | 0
2022-08-29 | 1 | 0 | 2022-08-29 | 1 | 90.76 | 1.94 | 92.7 | 0
2022-08-29 | 2 | 0 | 2022-08-29 | 2 | 69.25 | 1.49 | 70.74 | 0
2022-08-29 | 3 | 0 | 2022-08-29 | 3 | 69.63 | 1.47 | 71.1 | 0
2022-08-29 | 4 | 0 | 2022-08-29 | 4 | 63.77 | 1.43 | 65.2 | 0
2022-08-29 | 5 | 0 | 2022-08-29 | 5 | 64.53 | 1.43 | 65.96 | 0
2022-08-29 | 6 | 0 | 2022-08-29 | 6 | 76.35 | 1.58 | 77.93 | 0
2022-08-29 | 7 | 120 | 2022-08-29 | 7 | 75.07 | 1.87 | 76.94 | 6.7229e-06
2022-08-29 | 8 | 873 | 2022-08-29 | 8 | 80.19 | 3.99 | 84.18 | 5.3512e-05
2022-08-29 | 9 | 207734 | 2022-08-29 | 9 | 75.71 | 3.67 | 79.38 | 0.012007
2022-08-29 | 10 | 534172 | 2022-08-29 | 10 | 70.67 | 3.51 | 74.18 | 0.028853
2022-08-29 | 11 | 639684 | 2022-08-29 | 11 | 71.9 | 3.39 | 75.29 | 0.035069
2022-08-29 | 12 | 751534 | 2022-08-29 | 12 | 72.71 | 3.3 | 76.01 | 0.041595
2022-08-29 | 13 | 823038 | 2022-08-29 | 13 | 81.67 | 3.25 | 84.92 | 0.050893
2022-08-29 | 14 | 836219 | 2022-08-29 | 14 | 83.84 | 3.14 | 86.98 | 0.052962
2022-08-29 | 15 | 790845 | 2022-08-29 | 15 | 111.24 | 3.1 | 114.34 | 0.065844
2022-08-29 | 16 | 738628 | 2022-08-29 | 16 | 122.19 | 3.16 | 125.35 | 0.067418
2022-08-29 | 17 | 343147 | 2022-08-29 | 17 | 217.99 | 4.34 | 222.33 | 0.055552
2022-08-29 | 18 | 336802 | 2022-08-29 | 18 | 234.59 | 3.79 | 238.38 | 0.058461
2022-08-29 | 19 | 407 | 2022-08-29 | 19 | 174.82 | 4.02 | 178.84 | 5.3001e-05
2022-08-29 | 20 | 0 | 2022-08-29 | 20 | 127.17 | 3.35 | 130.52 | 0
2022-08-29 | 21 | 0 | 2022-08-29 | 21 | 118.31 | 3.35 | 121.66 | 0
2022-08-29 | 22 | 0 | 2022-08-29 | 22 | 109.71 | 3.67 | 113.38 | 0
2022-08-29 | 23 | 0 | 2022-08-29 | 23 | 114.91 | 4.27 | 119.18 | 0
2022-08-29 | 24 | 0 | 2022-08-29 | 24 | 83.63 | 1.78 | 85.41 | 0
2022-08-30 | 1 | 0 | 2022-08-30 | 1 | 81.77 | 2.04 | 83.81 | 0
2022-08-30 | 2 | 0 | 2022-08-30 | 2 | 89.53 | 2.01 | 91.54 | 0
2022-08-30 | 3 | 0 | 2022-08-30 | 3 | 72.43 | 1.92 | 74.35 | 0
2022-08-30 | 4 | 0 | 2022-08-30 | 4 | 69.07 | 1.95 | 71.02 | 0
2022-08-30 | 5 | 0 | 2022-08-30 | 5 | 68.38 | 1.94 | 70.32 | 0
2022-08-30 | 6 | 0 | 2022-08-30 | 6 | 73.44 | 2.07 | 75.51 | 0
2022-08-30 | 7 | 77 | 2022-08-30 | 7 | 101.76 | 2.5 | 104.26 | 5.8457e-06
2022-08-30 | 8 | 610 | 2022-08-30 | 8 | 85.92 | 4.37 | 90.29 | 4.0105e-05
2022-08-30 | 9 | 222926 | 2022-08-30 | 9 | 74.34 | 3.96 | 78.3 | 0.01271
2022-08-30 | 10 | 464371 | 2022-08-30 | 10 | 73.24 | 3.84 | 77.08 | 0.026063
2022-08-30 | 11 | 561216 | 2022-08-30 | 11 | 75.59 | 3.68 | 79.27 | 0.032394
2022-08-30 | 12 | 775737 | 2022-08-30 | 12 | 77.32 | 3.65 | 80.97 | 0.045737
2022-08-30 | 13 | 816075 | 2022-08-30 | 13 | 93.44 | 3.58 | 97.02 | 0.057652
2022-08-30 | 14 | 833764 | 2022-08-30 | 14 | 124.18 | 3.67 | 127.85 | 0.077619
2022-08-30 | 15 | 789869 | 2022-08-30 | 15 | 140.62 | 3.45 | 144.07 | 0.082862
2022-08-30 | 16 | 702572 | 2022-08-30 | 16 | 193.11 | 3.66 | 196.77 | 0.10066
2022-08-30 | 17 | 561502 | 2022-08-30 | 17 | 159.57 | 3.63 | 163.2 | 0.066726
2022-08-30 | 18 | 342680 | 2022-08-30 | 18 | 176.11 | 4 | 180.11 | 0.044942
2022-08-30 | 19 | 193 | 2022-08-30 | 19 | 114.41 | 3.83 | 118.24 | 1.6617e-05
2022-08-30 | 20 | 0 | 2022-08-30 | 20 | 114.02 | 3.64 | 117.66 | 0
2022-08-30 | 21 | 0 | 2022-08-30 | 21 | 111.16 | 3.67 | 114.83 | 0
2022-08-30 | 22 | 0 | 2022-08-30 | 22 | 102.19 | 3.91 | 106.1 | 0
2022-08-30 | 23 | 0 | 2022-08-30 | 23 | 80.98 | 3.76 | 84.74 | 0
2022-08-30 | 24 | 0 | 2022-08-30 | 24 | 66.19 | 2.03 | 68.22 | 0
2022-08-31 | 1 | 0 | 2022-08-31 | 1 | 74.35 | 0.35 | 74.7 | 0
2022-08-31 | 2 | 0 | 2022-08-31 | 2 | 79.44 | 0.35 | 79.79 | 0
2022-08-31 | 3 | 0 | 2022-08-31 | 3 | 75.37 | 0.3 | 75.67 | 0
2022-08-31 | 4 | 0 | 2022-08-31 | 4 | 76.62 | 0.28 | 76.9 | 0
2022-08-31 | 5 | 0 | 2022-08-31 | 5 | 70.96 | 0.27 | 71.23 | 0
2022-08-31 | 6 | 0 | 2022-08-31 | 6 | 72.24 | 0.42 | 72.66 | 0
2022-08-31 | 7 | 17 | 2022-08-31 | 7 | 75.17 | 0.49 | 75.66 | 9.3657e-07
2022-08-31 | 8 | 487 | 2022-08-31 | 8 | 77.39 | 2.56 | 79.95 | 2.8351e-05
2022-08-31 | 9 | 1807 | 2022-08-31 | 9 | 69.84 | 2.32 | 72.16 | 9.4947e-05
2022-08-31 | 10 | 493833 | 2022-08-31 | 10 | 67.08 | 2.25 | 69.33 | 0.02493
2022-08-31 | 11 | 643845 | 2022-08-31 | 11 | 67.43 | 2.2 | 69.63 | 0.032644
2022-08-31 | 12 | 762558 | 2022-08-31 | 12 | 67.52 | 2.14 | 69.66 | 0.03868
2022-08-31 | 13 | 701816 | 2022-08-31 | 13 | 69.79 | 2.01 | 71.8 | 0.036692
2022-08-31 | 14 | 689023 | 2022-08-31 | 14 | 70.93 | 1.76 | 72.69 | 0.03647
2022-08-31 | 15 | 844381 | 2022-08-31 | 15 | 74.14 | 1.8 | 75.94 | 0.046691
2022-08-31 | 16 | 754315 | 2022-08-31 | 16 | 73.64 | 2.01 | 75.65 | 0.041551
2022-08-31 | 17 | 261029 | 2022-08-31 | 17 | 75.8 | 2.02 | 77.82 | 0.014791
2022-08-31 | 18 | 390029 | 2022-08-31 | 18 | 76.75 | 2.01 | 78.76 | 0.022368
2022-08-31 | 19 | 146500 | 2022-08-31 | 19 | 92.48 | 2.23 | 94.71 | 0.010103
2022-08-31 | 20 | 0 | 2022-08-31 | 20 | 81.3 | 2.21 | 83.51 | 0
2022-08-31 | 21 | 0 | 2022-08-31 | 21 | 76.18 | 2.25 | 78.43 | 0
2022-08-31 | 22 | 0 | 2022-08-31 | 22 | 66.8 | 2.37 | 69.17 | 0
2022-08-31 | 23 | 0 | 2022-08-31 | 23 | 64.48 | 2.68 | 67.16 | 0
2022-08-31 | 24 | 0 | 2022-08-31 | 24 | 67.45 | 0.45 | 67.9 | 0
2022-09-01 | 1 | 0 | 2022-09-01 | 1 | 66.53 | 0.27 | 66.8 | 0
2022-09-01 | 2 | 0 | 2022-09-01 | 2 | 64.99 | 0.32 | 65.31 | 0
2022-09-01 | 3 | 0 | 2022-09-01 | 3 | 61.79 | 0.32 | 62.11 | 0
2022-09-01 | 4 | 0 | 2022-09-01 | 4 | 59.94 | 0.28 | 60.22 | 0
2022-09-01 | 5 | 0 | 2022-09-01 | 5 | 59.9 | 0.26 | 60.16 | 0
2022-09-01 | 6 | 0 | 2022-09-01 | 6 | 60.84 | 0.28 | 61.12 | 0
2022-09-01 | 7 | 73 | 2022-09-01 | 7 | 60.38 | 0.33 | 60.71 | 3.2271e-06
2022-09-01 | 8 | 423 | 2022-09-01 | 8 | 60.8 | 2.95 | 63.75 | 1.9636e-05
2022-09-01 | 9 | 274903 | 2022-09-01 | 9 | 62.5 | 2.86 | 65.36 | 0.013083
2022-09-01 | 10 | 530878 | 2022-09-01 | 10 | 60.59 | 2.76 | 63.35 | 0.024489
2022-09-01 | 11 | 327549 | 2022-09-01 | 11 | 62.25 | 2.71 | 64.96 | 0.015493
2022-09-01 | 12 | 731486 | 2022-09-01 | 12 | 62.48 | 2.79 | 65.27 | 0.034765
2022-09-01 | 13 | 223608 | 2022-09-01 | 13 | 60.67 | 2.67 | 63.34 | 0.010313
2022-09-01 | 14 | 675054 | 2022-09-01 | 14 | 60.44 | 2.62 | 63.06 | 0.030997
2022-09-01 | 15 | 810621 | 2022-09-01 | 15 | 62.37 | 2.56 | 64.93 | 0.038326
2022-09-01 | 16 | 355891 | 2022-09-01 | 16 | 63.26 | 2.46 | 65.72 | 0.017031
2022-09-01 | 17 | 604365 | 2022-09-01 | 17 | 70.8 | 2.43 | 73.23 | 0.032227
2022-09-01 | 18 | 393565 | 2022-09-01 | 18 | 85.59 | 2.56 | 88.15 | 0.025262
2022-09-01 | 19 | 145464 | 2022-09-01 | 19 | 91.64 | 2.69 | 94.33 | 0.0099915
2022-09-01 | 20 | 0 | 2022-09-01 | 20 | 86.38 | 2.76 | 89.14 | 0
2022-09-01 | 21 | 0 | 2022-09-01 | 21 | 69.96 | 2.6 | 72.56 | 0
2022-09-01 | 22 | 0 | 2022-09-01 | 22 | 64.2 | 2.76 | 66.96 | 0
2022-09-01 | 23 | 0 | 2022-09-01 | 23 | 65.02 | 3.11 | 68.13 | 0
2022-09-01 | 24 | 0 | 2022-09-01 | 24 | 70.36 | 0.84 | 71.2 | 0
2022-09-02 | 1 | 0 | 2022-09-02 | 1 | 79.57 | 1.04 | 80.61 | 0
2022-09-02 | 2 | 0 | 2022-09-02 | 2 | 83.48 | 0.72 | 84.2 | 0
2022-09-02 | 3 | 0 | 2022-09-02 | 3 | 71.61 | 0.51 | 72.12 | 0
2022-09-02 | 4 | 0 | 2022-09-02 | 4 | 64.42 | 0.5 | 64.92 | 0
2022-09-02 | 5 | 0 | 2022-09-02 | 5 | 67.92 | 0.5 | 68.42 | 0
2022-09-02 | 6 | 0 | 2022-09-02 | 6 | 73.31 | 1.06 | 74.37 | 0
2022-09-02 | 7 | 73 | 2022-09-02 | 7 | 78.17 | 1.69 | 79.86 | 4.245e-06
2022-09-02 | 8 | 420 | 2022-09-02 | 8 | 66.16 | 3.51 | 69.67 | 2.1307e-05
2022-09-02 | 9 | 280721 | 2022-09-02 | 9 | 65.11 | 3.43 | 68.54 | 0.01401
2022-09-02 | 10 | 510634 | 2022-09-02 | 10 | 64.2 | 3.43 | 67.63 | 0.025146
2022-09-02 | 11 | 691232 | 2022-09-02 | 11 | 61.24 | 3.35 | 64.59 | 0.03251
2022-09-02 | 12 | 821002 | 2022-09-02 | 12 | 61.9 | 3.33 | 65.23 | 0.038996
2022-09-02 | 13 | 844914 | 2022-09-02 | 13 | 61.3 | 3.31 | 64.61 | 0.03975
2022-09-02 | 14 | 844757 | 2022-09-02 | 14 | 59.74 | 3.24 | 62.98 | 0.03874
2022-09-02 | 15 | 828888 | 2022-09-02 | 15 | 62.47 | 3.16 | 65.63 | 0.039612
2022-09-02 | 16 | 733014 | 2022-09-02 | 16 | 65.43 | 3.05 | 68.48 | 0.036551
2022-09-02 | 17 | 576142 | 2022-09-02 | 17 | 78.96 | 2.97 | 81.93 | 0.034371
2022-09-02 | 18 | 366201 | 2022-09-02 | 18 | 110.72 | 3.42 | 114.14 | 0.030436
2022-09-02 | 19 | 134438 | 2022-09-02 | 19 | 119.28 | 3.44 | 122.72 | 0.012013
2022-09-02 | 20 | 0 | 2022-09-02 | 20 | 101.62 | 3.41 | 105.03 | 0
2022-09-02 | 21 | 0 | 2022-09-02 | 21 | 95.58 | 3.25 | 98.83 | 0
2022-09-02 | 22 | 0 | 2022-09-02 | 22 | 73.18 | 3.24 | 76.42 | 0
2022-09-02 | 23 | 0 | 2022-09-02 | 23 | 66.51 | 3.43 | 69.94 | 0
2022-09-02 | 24 | 0 | 2022-09-02 | 24 | 62.23 | 0.57 | 62.8 | 0
2022-09-03 | 1 | 0 | 2022-09-03 | 1 | 61.57 | 0.2 | 61.77 | 0
2022-09-03 | 2 | 0 | 2022-09-03 | 2 | 61.64 | 0.18 | 61.82 | 0
2022-09-03 | 3 | 0 | 2022-09-03 | 3 | 62.46 | 0.18 | 62.64 | 0
2022-09-03 | 4 | 0 | 2022-09-03 | 4 | 58.69 | 0.22 | 58.91 | 0
2022-09-03 | 5 | 0 | 2022-09-03 | 5 | 58.78 | 0.21 | 58.99 | 0
2022-09-03 | 6 | 0 | 2022-09-03 | 6 | 58.52 | 0.25 | 58.77 | 0
2022-09-03 | 7 | 70 | 2022-09-03 | 7 | 57.83 | 0.2 | 58.03 | 2.9578e-06
2022-09-03 | 8 | 447 | 2022-09-03 | 8 | 58.34 | 0.19 | 58.53 | 1.9051e-05
2022-09-03 | 9 | 274691 | 2022-09-03 | 9 | 57.53 | 0.31 | 57.84 | 0.011569
2022-09-03 | 10 | 486988 | 2022-09-03 | 10 | 59.12 | 0.28 | 59.4 | 0.021063
2022-09-03 | 11 | 403777 | 2022-09-03 | 11 | 54.51 | 0.18 | 54.69 | 0.01608
2022-09-03 | 12 | 807188 | 2022-09-03 | 12 | 52.05 | 0.12 | 52.17 | 0.030663
2022-09-03 | 13 | 825428 | 2022-09-03 | 13 | 52.46 | 0.11 | 52.57 | 0.031597
2022-09-03 | 14 | 838105 | 2022-09-03 | 14 | 52.81 | 0.11 | 52.92 | 0.032296
2022-09-03 | 15 | 834984 | 2022-09-03 | 15 | 52.78 | 0.09 | 52.87 | 0.032145
2022-09-03 | 16 | 617830 | 2022-09-03 | 16 | 57.22 | 0.09 | 57.31 | 0.025782
2022-09-03 | 17 | 627099 | 2022-09-03 | 17 | 58.43 | 0.11 | 58.54 | 0.026731
2022-09-03 | 18 | 121820 | 2022-09-03 | 18 | 60.34 | 0.12 | 60.46 | 0.005363
2022-09-03 | 19 | 169014 | 2022-09-03 | 19 | 62.9 | 0.08 | 62.98 | 0.0077509
2022-09-03 | 20 | 0 | 2022-09-03 | 20 | 63.28 | 0.06 | 63.34 | 0
2022-09-03 | 21 | 0 | 2022-09-03 | 21 | 63.83 | 0.06 | 63.89 | 0
2022-09-03 | 22 | 0 | 2022-09-03 | 22 | 60.88 | 0.13 | 61.01 | 0
2022-09-03 | 23 | 0 | 2022-09-03 | 23 | 59.07 | 0.17 | 59.24 | 0
2022-09-03 | 24 | 0 | 2022-09-03 | 24 | 58.68 | 0.14 | 58.82 | 0
2022-09-04 | 1 | 0 | 2022-09-04 | 1 | 61.29 | 0.6 | 61.89 | 0
2022-09-04 | 2 | 0 | 2022-09-04 | 2 | 64.48 | 0.58 | 65.06 | 0
2022-09-04 | 3 | 0 | 2022-09-04 | 3 | 77.85 | 0.67 | 78.52 | 0
2022-09-04 | 4 | 0 | 2022-09-04 | 4 | 63.73 | 0.58 | 64.31 | 0
2022-09-04 | 5 | 0 | 2022-09-04 | 5 | 61.51 | 0.56 | 62.07 | 0
2022-09-04 | 6 | 0 | 2022-09-04 | 6 | 66.12 | 0.58 | 66.7 | 0
2022-09-04 | 7 | 63 | 2022-09-04 | 7 | 56.47 | 0.63 | 57.1 | 2.6194e-06
2022-09-04 | 8 | 403 | 2022-09-04 | 8 | 55.71 | 0.63 | 56.34 | 1.6533e-05
2022-09-04 | 9 | 247223 | 2022-09-04 | 9 | 54.97 | 0.61 | 55.58 | 0.010005
2022-09-04 | 10 | 460925 | 2022-09-04 | 10 | 55.41 | 0.57 | 55.98 | 0.018788
2022-09-04 | 11 | 635400 | 2022-09-04 | 11 | 57.91 | 0.66 | 58.57 | 0.027099
2022-09-04 | 12 | 752959 | 2022-09-04 | 12 | 60.6 | 0.53 | 61.13 | 0.033516
2022-09-04 | 13 | 805161 | 2022-09-04 | 13 | 65.96 | 0.53 | 66.49 | 0.038982
2022-09-04 | 14 | 651452 | 2022-09-04 | 14 | 77.9 | 0.56 | 78.46 | 0.037218
2022-09-04 | 15 | 482984 | 2022-09-04 | 15 | 90.37 | 0.71 | 91.08 | 0.032032
2022-09-04 | 16 | 722441 | 2022-09-04 | 16 | 90.03 | 0.54 | 90.57 | 0.047644
2022-09-04 | 17 | 493071 | 2022-09-04 | 17 | 110.95 | 0.88 | 111.83 | 0.040151
2022-09-04 | 18 | 279425 | 2022-09-04 | 18 | 121.55 | 1.39 | 122.94 | 0.025014
2022-09-04 | 19 | 403 | 2022-09-04 | 19 | 104.89 | 0.92 | 105.81 | 3.105e-05
2022-09-04 | 20 | 0 | 2022-09-04 | 20 | 96.77 | 0.71 | 97.48 | 0
2022-09-04 | 21 | 0 | 2022-09-04 | 21 | 95.19 | 0.8 | 95.99 | 0
2022-09-04 | 22 | 0 | 2022-09-04 | 22 | 85.75 | 0.87 | 86.62 | 0
2022-09-04 | 23 | 0 | 2022-09-04 | 23 | 94.69 | 0.86 | 95.55 | 0
2022-09-04 | 24 | 0 | 2022-09-04 | 24 | 96.06 | 0.95 | 97.01 | 0
2022-09-05 | 1 | 0 | 2022-09-05 | 1 | 86.49 | 1.53 | 88.02 | 0
2022-09-05 | 2 | 0 | 2022-09-05 | 2 | 81.31 | 1.44 | 82.75 | 0
2022-09-05 | 3 | 0 | 2022-09-05 | 3 | 81.73 | 1.3 | 83.03 | 0
2022-09-05 | 4 | 0 | 2022-09-05 | 4 | 75.53 | 1.3 | 76.83 | 0
2022-09-05 | 5 | 0 | 2022-09-05 | 5 | 85.02 | 1.32 | 86.34 | 0
2022-09-05 | 6 | 0 | 2022-09-05 | 6 | 84.09 | 1.34 | 85.43 | 0
2022-09-05 | 7 | 0 | 2022-09-05 | 7 | 79.15 | 1.42 | 80.57 | 0
2022-09-05 | 8 | 33 | 2022-09-05 | 8 | 70.14 | 1.26 | 71.4 | 1.7157e-06
2022-09-05 | 9 | 403 | 2022-09-05 | 9 | 69.14 | 1.18 | 70.32 | 2.0635e-05
2022-09-05 | 10 | 927 | 2022-09-05 | 10 | 111.36 | 1.7 | 113.06 | 7.6316e-05
2022-09-05 | 11 | 910 | 2022-09-05 | 11 | 133.99 | 2.3 | 136.29 | 9.0309e-05
2022-09-05 | 12 | 1110 | 2022-09-05 | 12 | 129.72 | 2.02 | 131.74 | 0.00010648
2022-09-05 | 13 | 17629 | 2022-09-05 | 13 | 134.57 | 2.53 | 137.1 | 0.0017599
2022-09-05 | 14 | 135452 | 2022-09-05 | 14 | 126.66 | 2.15 | 128.81 | 0.012705
2022-09-05 | 15 | 127898 | 2022-09-05 | 15 | 135.64 | 1.68 | 137.32 | 0.012789
2022-09-05 | 16 | 833 | 2022-09-05 | 16 | 156.91 | 2.12 | 159.03 | 9.646e-05
2022-09-05 | 17 | 360 | 2022-09-05 | 17 | 149.84 | 2.26 | 152.1 | 3.9871e-05
2022-09-05 | 18 | 180 | 2022-09-05 | 18 | 150.99 | 1.66 | 152.65 | 2.0008e-05
2022-09-05 | 19 | 7 | 2022-09-05 | 19 | 129.29 | 1.66 | 130.95 | 6.6746e-07
2022-09-05 | 20 | 0 | 2022-09-05 | 20 | 102.67 | 1.43 | 104.1 | 0
2022-09-05 | 21 | 0 | 2022-09-05 | 21 | 84.79 | 1.23 | 86.02 | 0
2022-09-05 | 22 | 0 | 2022-09-05 | 22 | 120.68 | 3.06 | 123.74 | 0
2022-09-05 | 23 | 0 | 2022-09-05 | 23 | 148.75 | 3.29 | 152.04 | 0
2022-09-05 | 24 | 0 | 2022-09-05 | 24 | 96.49 | 1.94 | 98.43 | 0
2022-09-06 | 1 | 0 | 2022-09-06 | 1 | 89.73 | 1.5 | 91.23 | 0
2022-09-06 | 2 | 0 | 2022-09-06 | 2 | 81 | 1.32 | 82.32 | 0
2022-09-06 | 3 | 0 | 2022-09-06 | 3 | 69.73 | 1.26 | 70.99 | 0
2022-09-06 | 4 | 0 | 2022-09-06 | 4 | 71.31 | 1.2 | 72.51 | 0
2022-09-06 | 5 | 0 | 2022-09-06 | 5 | 78.81 | 1.2 | 80.01 | 0
2022-09-06 | 6 | 0 | 2022-09-06 | 6 | 194.15 | 1.69 | 195.84 | 0
2022-09-06 | 7 | 0 | 2022-09-06 | 7 | 160.64 | 2.18 | 162.82 | 0
2022-09-06 | 8 | 77 | 2022-09-06 | 8 | 105.95 | 4.32 | 110.27 | 6.1826e-06
2022-09-06 | 9 | 227 | 2022-09-06 | 9 | 100.42 | 4.07 | 104.49 | 1.7271e-05
2022-09-06 | 10 | 697 | 2022-09-06 | 10 | 88.71 | 3.85 | 92.56 | 4.6977e-05
2022-09-06 | 11 | 997 | 2022-09-06 | 11 | 93.63 | 3.86 | 97.49 | 7.0775e-05
2022-09-06 | 12 | 1197 | 2022-09-06 | 12 | 126.18 | 4.3 | 130.48 | 0.00011373
2022-09-06 | 13 | 1267 | 2022-09-06 | 13 | 121.11 | 4.1 | 125.21 | 0.00011552
2022-09-06 | 14 | 950 | 2022-09-06 | 14 | 93.81 | 3.74 | 97.55 | 6.748e-05
2022-09-06 | 15 | 820 | 2022-09-06 | 15 | 91.17 | 3.82 | 94.99 | 5.6717e-05
2022-09-06 | 16 | 670 | 2022-09-06 | 16 | 76.96 | 3.68 | 80.64 | 3.9341e-05
2022-09-06 | 17 | 310 | 2022-09-06 | 17 | 71.32 | 3.68 | 75 | 1.693e-05
2022-09-06 | 18 | 173 | 2022-09-06 | 18 | 71.73 | 3.62 | 75.35 | 9.4919e-06
2022-09-06 | 19 | 23 | 2022-09-06 | 19 | 71.07 | 3.6 | 74.67 | 1.2505e-06
2022-09-06 | 20 | 0 | 2022-09-06 | 20 | 72.28 | 3.65 | 75.93 | 0
2022-09-06 | 21 | 0 | 2022-09-06 | 21 | 76.99 | 3.78 | 80.77 | 0
2022-09-06 | 22 | 0 | 2022-09-06 | 22 | 67.71 | 3.96 | 71.67 | 0
2022-09-06 | 23 | 0 | 2022-09-06 | 23 | 62.61 | 4.17 | 66.78 | 0
2022-09-06 | 24 | 0 | 2022-09-06 | 24 | 70.58 | 1.66 | 72.24 | 0
2022-09-07 | 1 | 0 | 2022-09-07 | 1 | 62.14 | 0.22 | 62.36 | 0
2022-09-07 | 2 | 0 | 2022-09-07 | 2 | 65.37 | 0.2 | 65.57 | 0
2022-09-07 | 3 | 0 | 2022-09-07 | 3 | 64.01 | 0.2 | 64.21 | 0
2022-09-07 | 4 | 0 | 2022-09-07 | 4 | 63.19 | 0.19 | 63.38 | 0
2022-09-07 | 5 | 0 | 2022-09-07 | 5 | 60.13 | 0.18 | 60.31 | 0
2022-09-07 | 6 | 0 | 2022-09-07 | 6 | 62.04 | 0.23 | 62.27 | 0
2022-09-07 | 7 | 50 | 2022-09-07 | 7 | 63.47 | 0.24 | 63.71 | 2.3195e-06
2022-09-07 | 8 | 513 | 2022-09-07 | 8 | 63.52 | 2.96 | 66.48 | 2.4833e-05
2022-09-07 | 9 | 259200 | 2022-09-07 | 9 | 64.04 | 2.85 | 66.89 | 0.012625
2022-09-07 | 10 | 321596 | 2022-09-07 | 10 | 63.27 | 2.81 | 66.08 | 0.015474
2022-09-07 | 11 | 527138 | 2022-09-07 | 11 | 59.15 | 2.81 | 61.96 | 0.023783
2022-09-07 | 12 | 264626 | 2022-09-07 | 12 | 58.62 | 2.78 | 61.4 | 0.011831
2022-09-07 | 13 | 377611 | 2022-09-07 | 13 | 59.54 | 2.74 | 62.28 | 0.017125
2022-09-07 | 14 | 302324 | 2022-09-07 | 14 | 57.92 | 2.68 | 60.6 | 0.01334
2022-09-07 | 15 | 318536 | 2022-09-07 | 15 | 58.7 | 2.68 | 61.38 | 0.014237
2022-09-07 | 16 | 158589 | 2022-09-07 | 16 | 62.04 | 2.65 | 64.69 | 0.0074702
2022-09-07 | 17 | 129659 | 2022-09-07 | 17 | 60.36 | 2.62 | 62.98 | 0.0059461
2022-09-07 | 18 | 560 | 2022-09-07 | 18 | 59.29 | 2.54 | 61.83 | 2.5212e-05
2022-09-07 | 19 | 107 | 2022-09-07 | 19 | 61.77 | 2.54 | 64.31 | 5.0106e-06
2022-09-07 | 20 | 0 | 2022-09-07 | 20 | 66.15 | 2.56 | 68.71 | 0
2022-09-07 | 21 | 0 | 2022-09-07 | 21 | 67.12 | 2.66 | 69.78 | 0
2022-09-07 | 22 | 0 | 2022-09-07 | 22 | 60.03 | 2.85 | 62.88 | 0
2022-09-07 | 23 | 0 | 2022-09-07 | 23 | 56.27 | 3.1 | 59.37 | 0
2022-09-07 | 24 | 0 | 2022-09-07 | 24 | 55.75 | 0.28 | 56.03 | 0
2022-09-08 | 1 | 0 | 2022-09-08 | 1 | 54.37 | 0.29 | 54.66 | 0
2022-09-08 | 2 | 0 | 2022-09-08 | 2 | 54.19 | 0.28 | 54.47 | 0
2022-09-08 | 3 | 0 | 2022-09-08 | 3 | 52.14 | 0.28 | 52.42 | 0
2022-09-08 | 4 | 0 | 2022-09-08 | 4 | 52.11 | 0.3 | 52.41 | 0
2022-09-08 | 5 | 0 | 2022-09-08 | 5 | 51.51 | 0.31 | 51.82 | 0
2022-09-08 | 6 | 0 | 2022-09-08 | 6 | 51.62 | 0.38 | 52 | 0
2022-09-08 | 7 | 73 | 2022-09-08 | 7 | 57.95 | 0.38 | 58.33 | 3.1006e-06
2022-09-08 | 8 | 990 | 2022-09-08 | 8 | 80.37 | 3.36 | 83.73 | 6.0359e-05
2022-09-08 | 9 | 2883 | 2022-09-08 | 9 | 64.63 | 3.05 | 67.68 | 0.00014208
2022-09-08 | 10 | 152781 | 2022-09-08 | 10 | 62.03 | 3.03 | 65.06 | 0.0072378
2022-09-08 | 11 | 230592 | 2022-09-08 | 11 | 59.21 | 3.02 | 62.23 | 0.010449
2022-09-08 | 12 | 816461 | 2022-09-08 | 12 | 58.81 | 3.02 | 61.83 | 0.036759
2022-09-08 | 13 | 839538 | 2022-09-08 | 13 | 54.99 | 3.06 | 58.05 | 0.035487
2022-09-08 | 14 | 842697 | 2022-09-08 | 14 | 54.64 | 2.96 | 57.6 | 0.035344
2022-09-08 | 15 | 804072 | 2022-09-08 | 15 | 57.38 | 2.87 | 60.25 | 0.035276
2022-09-08 | 16 | 712402 | 2022-09-08 | 16 | 58.21 | 2.78 | 60.99 | 0.031638
2022-09-08 | 17 | 553070 | 2022-09-08 | 17 | 65.2 | 2.7 | 67.9 | 0.027345
2022-09-08 | 18 | 332677 | 2022-09-08 | 18 | 75.8 | 2.67 | 78.47 | 0.019009
2022-09-08 | 19 | 93115 | 2022-09-08 | 19 | 74.9 | 2.7 | 77.6 | 0.0052615
2022-09-08 | 20 | 0 | 2022-09-08 | 20 | 66.92 | 2.68 | 69.6 | 0
2022-09-08 | 21 | 0 | 2022-09-08 | 21 | 63.48 | 2.74 | 66.22 | 0
2022-09-08 | 22 | 0 | 2022-09-08 | 22 | 57.85 | 3.04 | 60.89 | 0
2022-09-08 | 23 | 0 | 2022-09-08 | 23 | 55.2 | 3.24 | 58.44 | 0
2022-09-08 | 24 | 0 | 2022-09-08 | 24 | 52.93 | 0.39 | 53.32 | 0
2022-09-09 | 1 | 0 | 2022-09-09 | 1 | 52.2 | 0.47 | 52.67 | 0
2022-09-09 | 2 | 0 | 2022-09-09 | 2 | 52.24 | 0.51 | 52.75 | 0
2022-09-09 | 3 | 0 | 2022-09-09 | 3 | 51.17 | 0.48 | 51.65 | 0
2022-09-09 | 4 | 0 | 2022-09-09 | 4 | 51.65 | 0.44 | 52.09 | 0
2022-09-09 | 5 | 0 | 2022-09-09 | 5 | 51.97 | 0.45 | 52.42 | 0
2022-09-09 | 6 | 0 | 2022-09-09 | 6 | 49.55 | 0.46 | 50.01 | 0
2022-09-09 | 7 | 90 | 2022-09-09 | 7 | 52.97 | 0.5 | 53.47 | 3.5041e-06
2022-09-09 | 8 | 820 | 2022-09-09 | 8 | 52.91 | 3.15 | 56.06 | 3.3473e-05
2022-09-09 | 9 | 213850 | 2022-09-09 | 9 | 51.82 | 3.13 | 54.95 | 0.0085566
2022-09-09 | 10 | 495626 | 2022-09-09 | 10 | 49.27 | 2.99 | 52.26 | 0.01886
2022-09-09 | 11 | 628481 | 2022-09-09 | 11 | 48.63 | 2.98 | 51.61 | 0.023618
2022-09-09 | 12 | 745102 | 2022-09-09 | 12 | 49.1 | 2.96 | 52.06 | 0.028245
2022-09-09 | 13 | 857312 | 2022-09-09 | 13 | 50.03 | 2.9 | 52.93 | 0.033042
2022-09-09 | 14 | 807466 | 2022-09-09 | 14 | 50.1 | 2.82 | 52.92 | 0.031115
2022-09-09 | 15 | 744009 | 2022-09-09 | 15 | 56.48 | 2.73 | 59.21 | 0.032077
2022-09-09 | 16 | 637822 | 2022-09-09 | 16 | 60.06 | 2.63 | 62.69 | 0.029115
2022-09-09 | 17 | 467653 | 2022-09-09 | 17 | 70.97 | 2.56 | 73.53 | 0.025039
2022-09-09 | 18 | 269166 | 2022-09-09 | 18 | 80.51 | 2.56 | 83.07 | 0.016281
2022-09-09 | 19 | 350 | 2022-09-09 | 19 | 79.7 | 2.74 | 82.44 | 2.101e-05
2022-09-09 | 20 | 0 | 2022-09-09 | 20 | 85.02 | 2.82 | 87.84 | 0
2022-09-09 | 21 | 0 | 2022-09-09 | 21 | 73.51 | 2.77 | 76.28 | 0
2022-09-09 | 22 | 0 | 2022-09-09 | 22 | 68.53 | 3.17 | 71.7 | 0
2022-09-09 | 23 | 0 | 2022-09-09 | 23 | 64.09 | 3.33 | 67.42 | 0
2022-09-09 | 24 | 0 | 2022-09-09 | 24 | 59.86 | 0.53 | 60.39 | 0
2022-09-10 | 1 | 0 | 2022-09-10 | 1 | 70.46 | 0.75 | 71.21 | 0
2022-09-10 | 2 | 0 | 2022-09-10 | 2 | 90.72 | 0.91 | 91.63 | 0
2022-09-10 | 3 | 0 | 2022-09-10 | 3 | 83.2 | 0.78 | 83.98 | 0
2022-09-10 | 4 | 0 | 2022-09-10 | 4 | 72.46 | 0.56 | 73.02 | 0
2022-09-10 | 5 | 0 | 2022-09-10 | 5 | 73.25 | 0.6 | 73.85 | 0
2022-09-10 | 6 | 0 | 2022-09-10 | 6 | 69.89 | 0.58 | 70.47 | 0
2022-09-10 | 7 | 60 | 2022-09-10 | 7 | 74.6 | 0.68 | 75.28 | 3.2889e-06
2022-09-10 | 8 | 727 | 2022-09-10 | 8 | 70.51 | 0.7 | 71.21 | 3.7696e-05
2022-09-10 | 9 | 193329 | 2022-09-10 | 9 | 70.88 | 0.78 | 71.66 | 0.010088
2022-09-10 | 10 | 414959 | 2022-09-10 | 10 | 57.12 | 0.56 | 57.68 | 0.017428
2022-09-10 | 11 | 602842 | 2022-09-10 | 11 | 56.11 | 0.5 | 56.61 | 0.02485
2022-09-10 | 12 | 712242 | 2022-09-10 | 12 | 53.45 | 0.5 | 53.95 | 0.02798
2022-09-10 | 13 | 773269 | 2022-09-10 | 13 | 56.17 | 0.49 | 56.66 | 0.031903
2022-09-10 | 14 | 775332 | 2022-09-10 | 14 | 57.16 | 0.48 | 57.64 | 0.032541
2022-09-10 | 15 | 724566 | 2022-09-10 | 15 | 57.09 | 0.48 | 57.57 | 0.030374
2022-09-10 | 16 | 628210 | 2022-09-10 | 16 | 59.43 | 0.48 | 59.91 | 0.027405
2022-09-10 | 17 | 466730 | 2022-09-10 | 17 | 65.59 | 0.53 | 66.12 | 0.022471
2022-09-10 | 18 | 273536 | 2022-09-10 | 18 | 80.86 | 0.51 | 81.37 | 0.016207
2022-09-10 | 19 | 3960 | 2022-09-10 | 19 | 89.33 | 0.75 | 90.08 | 0.00025975
2022-09-10 | 20 | 0 | 2022-09-10 | 20 | 77.32 | 0.7 | 78.02 | 0
2022-09-10 | 21 | 0 | 2022-09-10 | 21 | 83.5 | 0.8 | 84.3 | 0
2022-09-10 | 22 | 0 | 2022-09-10 | 22 | 62.87 | 0.59 | 63.46 | 0
2022-09-10 | 23 | 0 | 2022-09-10 | 23 | 59.34 | 0.53 | 59.87 | 0
2022-09-10 | 24 | 0 | 2022-09-10 | 24 | 81.35 | 1.13 | 82.48 | 0
2022-09-11 | 1 | 0 | 2022-09-11 | 1 | 65.71 | 0.42 | 66.13 | 0
2022-09-11 | 2 | 0 | 2022-09-11 | 2 | 61.1 | 0.37 | 61.47 | 0
2022-09-11 | 3 | 0 | 2022-09-11 | 3 | 58.22 | 0.38 | 58.6 | 0
2022-09-11 | 4 | 0 | 2022-09-11 | 4 | 60.65 | 0.37 | 61.02 | 0
2022-09-11 | 5 | 0 | 2022-09-11 | 5 | 60.46 | 0.37 | 60.83 | 0
2022-09-11 | 6 | 0 | 2022-09-11 | 6 | 61.2 | 0.38 | 61.58 | 0
2022-09-11 | 7 | 30 | 2022-09-11 | 7 | 58.85 | 0.42 | 59.27 | 1.2947e-06
2022-09-11 | 8 | 637 | 2022-09-11 | 8 | 59.41 | 0.42 | 59.83 | 2.7751e-05
2022-09-11 | 9 | 1747 | 2022-09-11 | 9 | 63.08 | 0.46 | 63.54 | 8.0829e-05
2022-09-11 | 10 | 165982 | 2022-09-11 | 10 | 55.54 | 0.39 | 55.93 | 0.0067598
2022-09-11 | 11 | 285457 | 2022-09-11 | 11 | 58.96 | 0.39 | 59.35 | 0.012336
2022-09-11 | 12 | 379633 | 2022-09-11 | 12 | 88.73 | 0.62 | 89.35 | 0.024699
2022-09-11 | 13 | 419423 | 2022-09-11 | 13 | 81.62 | 0.56 | 82.18 | 0.025098
2022-09-11 | 14 | 334096 | 2022-09-11 | 14 | 82.54 | 0.49 | 83.03 | 0.020199
2022-09-11 | 15 | 264684 | 2022-09-11 | 15 | 65.65 | 0.4 | 66.05 | 0.01273
2022-09-11 | 16 | 152115 | 2022-09-11 | 16 | 65.33 | 0.39 | 65.72 | 0.0072794
2022-09-11 | 17 | 128276 | 2022-09-11 | 17 | 63.88 | 0.38 | 64.26 | 0.0060022
2022-09-11 | 18 | 17952 | 2022-09-11 | 18 | 65.89 | 0.39 | 66.28 | 0.0008664
2022-09-11 | 19 | 163 | 2022-09-11 | 19 | 67.62 | 0.42 | 68.04 | 8.0756e-06
2022-09-11 | 20 | 0 | 2022-09-11 | 20 | 69.74 | 0.5 | 70.24 | 0
2022-09-11 | 21 | 0 | 2022-09-11 | 21 | 91.12 | 0.61 | 91.73 | 0
2022-09-11 | 22 | 0 | 2022-09-11 | 22 | 73.21 | 0.7 | 73.91 | 0
2022-09-11 | 23 | 0 | 2022-09-11 | 23 | 69.71 | 0.52 | 70.23 | 0
2022-09-11 | 24 | 0 | 2022-09-11 | 24 | 75.27 | 0.66 | 75.93 | 0
2022-09-12 | 1 | 0 | 2022-09-12 | 1 | 76.27 | 0.73 | 77 | 0
2022-09-12 | 2 | 0 | 2022-09-12 | 2 | 62.68 | 0.58 | 63.26 | 0
2022-09-12 | 3 | 0 | 2022-09-12 | 3 | 60.6 | 0.54 | 61.14 | 0
2022-09-12 | 4 | 0 | 2022-09-12 | 4 | 61.64 | 0.58 | 62.22 | 0
2022-09-12 | 5 | 0 | 2022-09-12 | 5 | 65.62 | 0.61 | 66.23 | 0
2022-09-12 | 6 | 0 | 2022-09-12 | 6 | 68.19 | 0.65 | 68.84 | 0
2022-09-12 | 7 | 27 | 2022-09-12 | 7 | 69.65 | 0.67 | 70.32 | 1.3825e-06
2022-09-12 | 8 | 620 | 2022-09-12 | 8 | 84.61 | 3.25 | 87.86 | 3.9665e-05
2022-09-12 | 9 | 46546 | 2022-09-12 | 9 | 73.86 | 2.99 | 76.85 | 0.0026047
2022-09-12 | 10 | 457079 | 2022-09-12 | 10 | 64.89 | 2.85 | 67.74 | 0.022546
2022-09-12 | 11 | 630894 | 2022-09-12 | 11 | 62.4 | 2.78 | 65.18 | 0.029943
2022-09-12 | 12 | 722106 | 2022-09-12 | 12 | 63.47 | 2.75 | 66.22 | 0.034819
2022-09-12 | 13 | 802385 | 2022-09-12 | 13 | 62.59 | 2.55 | 65.14 | 0.038059
2022-09-12 | 14 | 804641 | 2022-09-12 | 14 | 64.23 | 2.51 | 66.74 | 0.039103
2022-09-12 | 15 | 775058 | 2022-09-12 | 15 | 67.69 | 2.48 | 70.17 | 0.039601
2022-09-12 | 16 | 731062 | 2022-09-12 | 16 | 70.06 | 2.45 | 72.51 | 0.038599
2022-09-12 | 17 | 563357 | 2022-09-12 | 17 | 76.82 | 2.46 | 79.28 | 0.032522
2022-09-12 | 18 | 118330 | 2022-09-12 | 18 | 87.49 | 2.59 | 90.08 | 0.0077615
2022-09-12 | 19 | 103 | 2022-09-12 | 19 | 105.38 | 2.83 | 108.21 | 8.1158e-06
2022-09-12 | 20 | 0 | 2022-09-12 | 20 | 94.99 | 2.63 | 97.62 | 0
2022-09-12 | 21 | 0 | 2022-09-12 | 21 | 83.02 | 2.71 | 85.73 | 0
2022-09-12 | 22 | 0 | 2022-09-12 | 22 | 79.59 | 3.04 | 82.63 | 0
2022-09-12 | 23 | 0 | 2022-09-12 | 23 | 67.18 | 3.08 | 70.26 | 0
2022-09-12 | 24 | 0 | 2022-09-12 | 24 | 68.11 | 0.59 | 68.7 | 0
2022-09-13 | 1 | 0 | 2022-09-13 | 1 | 68.44 | 0.37 | 68.81 | 0
2022-09-13 | 2 | 0 | 2022-09-13 | 2 | 67.35 | 0.4 | 67.75 | 0
2022-09-13 | 3 | 0 | 2022-09-13 | 3 | 64.2 | 0.37 | 64.57 | 0
2022-09-13 | 4 | 0 | 2022-09-13 | 4 | 62.87 | 0.31 | 63.18 | 0
2022-09-13 | 5 | 0 | 2022-09-13 | 5 | 64.3 | 0.33 | 64.63 | 0
2022-09-13 | 6 | 0 | 2022-09-13 | 6 | 64.03 | 0.34 | 64.37 | 0
2022-09-13 | 7 | 0 | 2022-09-13 | 7 | 66.79 | 0.46 | 67.25 | 0
2022-09-13 | 8 | 197 | 2022-09-13 | 8 | 71.92 | 2.79 | 74.71 | 1.0717e-05
2022-09-13 | 9 | 477 | 2022-09-13 | 9 | 83.91 | 2.64 | 86.55 | 3.0061e-05
2022-09-13 | 10 | 667 | 2022-09-13 | 10 | 83.54 | 2.63 | 86.17 | 4.1851e-05
2022-09-13 | 11 | 1320 | 2022-09-13 | 11 | 78.13 | 2.62 | 80.75 | 7.7614e-05
2022-09-13 | 12 | 2370 | 2022-09-13 | 12 | 65.41 | 2.52 | 67.93 | 0.00011723
2022-09-13 | 13 | 242024 | 2022-09-13 | 13 | 66.65 | 2.5 | 69.15 | 0.012186
2022-09-13 | 14 | 197254 | 2022-09-13 | 14 | 70.16 | 2.44 | 72.6 | 0.010428
2022-09-13 | 15 | 199445 | 2022-09-13 | 15 | 70.75 | 2.44 | 73.19 | 0.010629
2022-09-13 | 16 | 130095 | 2022-09-13 | 16 | 67.18 | 2.42 | 69.6 | 0.0065932
2022-09-13 | 17 | 32437 | 2022-09-13 | 17 | 70.52 | 2.41 | 72.93 | 0.0017225
2022-09-13 | 18 | 347 | 2022-09-13 | 18 | 82.5 | 2.44 | 84.94 | 2.1462e-05
2022-09-13 | 19 | 0 | 2022-09-13 | 19 | 92.73 | 2.47 | 95.2 | 0
2022-09-13 | 20 | 0 | 2022-09-13 | 20 | 88.86 | 2.51 | 91.37 | 0
2022-09-13 | 21 | 0 | 2022-09-13 | 21 | 85.42 | 2.57 | 87.99 | 0
2022-09-13 | 22 | 0 | 2022-09-13 | 22 | 75.87 | 2.8 | 78.67 | 0
2022-09-13 | 23 | 0 | 2022-09-13 | 23 | 62.04 | 2.84 | 64.88 | 0
2022-09-13 | 24 | 0 | 2022-09-13 | 24 | 62.04 | 0.34 | 62.38 | 0
2022-09-14 | 1 | 0 | 2022-09-14 | 1 | 69.09 | 0.32 | 69.41 | 0
2022-09-14 | 2 | 0 | 2022-09-14 | 2 | 91.25 | 0.38 | 91.63 | 0
2022-09-14 | 3 | 0 | 2022-09-14 | 3 | 72.68 | 0.46 | 73.14 | 0
2022-09-14 | 4 | 0 | 2022-09-14 | 4 | 60.32 | 0.32 | 60.64 | 0
2022-09-14 | 5 | 0 | 2022-09-14 | 5 | 59.54 | 0.35 | 59.89 | 0
2022-09-14 | 6 | 0 | 2022-09-14 | 6 | 64.14 | 0.35 | 64.49 | 0
2022-09-14 | 7 | 23 | 2022-09-14 | 7 | 64.13 | 0.49 | 64.62 | 1.0822e-06
2022-09-14 | 8 | 437 | 2022-09-14 | 8 | 71.32 | 3.16 | 74.48 | 2.37e-05
2022-09-14 | 9 | 247498 | 2022-09-14 | 9 | 60.2 | 2.97 | 63.17 | 0.011384
2022-09-14 | 10 | 483598 | 2022-09-14 | 10 | 57.12 | 2.94 | 60.06 | 0.021149
2022-09-14 | 11 | 659428 | 2022-09-14 | 11 | 57.94 | 2.92 | 60.86 | 0.029223
2022-09-14 | 12 | 799751 | 2022-09-14 | 12 | 57.37 | 2.87 | 60.24 | 0.03508
2022-09-14 | 13 | 668662 | 2022-09-14 | 13 | 60.01 | 2.85 | 62.86 | 0.030606
2022-09-14 | 14 | 520931 | 2022-09-14 | 14 | 60.52 | 2.72 | 63.24 | 0.023988
2022-09-14 | 15 | 820415 | 2022-09-14 | 15 | 60.49 | 2.65 | 63.14 | 0.037719
2022-09-14 | 16 | 621319 | 2022-09-14 | 16 | 63.52 | 2.6 | 66.12 | 0.029914
2022-09-14 | 17 | 629479 | 2022-09-14 | 17 | 72.27 | 2.53 | 74.8 | 0.034285
2022-09-14 | 18 | 342775 | 2022-09-14 | 18 | 84.41 | 2.48 | 86.89 | 0.021687
2022-09-14 | 19 | 16130 | 2022-09-14 | 19 | 95.42 | 2.63 | 98.05 | 0.0011516
2022-09-14 | 20 | 0 | 2022-09-14 | 20 | 93.64 | 2.56 | 96.2 | 0
2022-09-14 | 21 | 0 | 2022-09-14 | 21 | 77.9 | 2.8 | 80.7 | 0
2022-09-14 | 22 | 0 | 2022-09-14 | 22 | 72.93 | 2.99 | 75.92 | 0
2022-09-14 | 23 | 0 | 2022-09-14 | 23 | 73.64 | 3.26 | 76.9 | 0
2022-09-14 | 24 | 0 | 2022-09-14 | 24 | 64.44 | 0.38 | 64.82 | 0
2022-09-15 | 1 | 0 | 2022-09-15 | 1 | 74.49 | 0.61 | 75.1 | 0
2022-09-15 | 2 | 0 | 2022-09-15 | 2 | 75.04 | 0.45 | 75.49 | 0
2022-09-15 | 3 | 0 | 2022-09-15 | 3 | 63.11 | 0.43 | 63.54 | 0
2022-09-15 | 4 | 0 | 2022-09-15 | 4 | 60.5 | 0.43 | 60.93 | 0
2022-09-15 | 5 | 0 | 2022-09-15 | 5 | 60.49 | 0.44 | 60.93 | 0
2022-09-15 | 6 | 0 | 2022-09-15 | 6 | 69.49 | 0.53 | 70.02 | 0
2022-09-15 | 7 | 27 | 2022-09-15 | 7 | 97.64 | 1.32 | 98.96 | 1.9456e-06
2022-09-15 | 8 | 447 | 2022-09-15 | 8 | 87 | 3.69 | 90.69 | 2.9518e-05
2022-09-15 | 9 | 265206 | 2022-09-15 | 9 | 62.44 | 3.26 | 65.7 | 0.012687
2022-09-15 | 10 | 518083 | 2022-09-15 | 10 | 53.88 | 3.23 | 57.11 | 0.021544
2022-09-15 | 11 | 629422 | 2022-09-15 | 11 | 50.81 | 3.37 | 54.18 | 0.024832
2022-09-15 | 12 | 833049 | 2022-09-15 | 12 | 50.46 | 3.4 | 53.86 | 0.032671
2022-09-15 | 13 | 850504 | 2022-09-15 | 13 | 50.29 | 3.43 | 53.72 | 0.033269
2022-09-15 | 14 | 850527 | 2022-09-15 | 14 | 50.42 | 3.35 | 53.77 | 0.033301
2022-09-15 | 15 | 835572 | 2022-09-15 | 15 | 50.95 | 3.23 | 54.18 | 0.032965
2022-09-15 | 16 | 737677 | 2022-09-15 | 16 | 54.09 | 3.14 | 57.23 | 0.030741
2022-09-15 | 17 | 558544 | 2022-09-15 | 17 | 74.05 | 3.11 | 77.16 | 0.031382
2022-09-15 | 18 | 333719 | 2022-09-15 | 18 | 103.74 | 3.44 | 107.18 | 0.026045
2022-09-15 | 19 | 18095 | 2022-09-15 | 19 | 106.67 | 3.41 | 110.08 | 0.0014504
2022-09-15 | 20 | 0 | 2022-09-15 | 20 | 103.82 | 3.43 | 107.25 | 0
2022-09-15 | 21 | 0 | 2022-09-15 | 21 | 81.73 | 3.31 | 85.04 | 0
2022-09-15 | 22 | 0 | 2022-09-15 | 22 | 66.95 | 3.46 | 70.41 | 0
2022-09-15 | 23 | 0 | 2022-09-15 | 23 | 53.94 | 3.64 | 57.58 | 0
2022-09-15 | 24 | 0 | 2022-09-15 | 24 | 54 | 0.59 | 54.59 | 0
2022-09-16 | 1 | 0 | 2022-09-16 | 1 | 52.97 | 0.19 | 53.16 | 0
2022-09-16 | 2 | 0 | 2022-09-16 | 2 | 53.4 | 0.22 | 53.62 | 0
2022-09-16 | 3 | 0 | 2022-09-16 | 3 | 52.66 | 0.28 | 52.94 | 0
2022-09-16 | 4 | 0 | 2022-09-16 | 4 | 53.62 | 0.19 | 53.81 | 0
2022-09-16 | 5 | 0 | 2022-09-16 | 5 | 55.1 | 0.2 | 55.3 | 0
2022-09-16 | 6 | 0 | 2022-09-16 | 6 | 54.49 | 0.3 | 54.79 | 0
2022-09-16 | 7 | 30 | 2022-09-16 | 7 | 63.49 | 0.33 | 63.82 | 1.3941e-06
2022-09-16 | 8 | 620 | 2022-09-16 | 8 | 64.64 | 3.27 | 67.91 | 3.0658e-05
2022-09-16 | 9 | 1520 | 2022-09-16 | 9 | 61.48 | 3.19 | 64.67 | 7.1577e-05
2022-09-16 | 10 | 544605 | 2022-09-16 | 10 | 53.54 | 3.2 | 56.74 | 0.022501
2022-09-16 | 11 | 260796 | 2022-09-16 | 11 | 51.5 | 3.35 | 54.85 | 0.010416
2022-09-16 | 12 | 819584 | 2022-09-16 | 12 | 49.73 | 3.18 | 52.91 | 0.031576
2022-09-16 | 13 | 840374 | 2022-09-16 | 13 | 48.92 | 3.44 | 52.36 | 0.03204
2022-09-16 | 14 | 848547 | 2022-09-16 | 14 | 49.49 | 3.33 | 52.82 | 0.032636
2022-09-16 | 15 | 611053 | 2022-09-16 | 15 | 48.31 | 3.21 | 51.52 | 0.022923
2022-09-16 | 16 | 602813 | 2022-09-16 | 16 | 51.28 | 3.1 | 54.38 | 0.02387
2022-09-16 | 17 | 546671 | 2022-09-16 | 17 | 53.7 | 2.94 | 56.64 | 0.022546
2022-09-16 | 18 | 324154 | 2022-09-16 | 18 | 61.9 | 2.84 | 64.74 | 0.015281
2022-09-16 | 19 | 167 | 2022-09-16 | 19 | 77.29 | 3.17 | 80.46 | 9.7841e-06
2022-09-16 | 20 | 0 | 2022-09-16 | 20 | 82.19 | 2.99 | 85.18 | 0
2022-09-16 | 21 | 0 | 2022-09-16 | 21 | 66.18 | 2.98 | 69.16 | 0
2022-09-16 | 22 | 0 | 2022-09-16 | 22 | 61.03 | 3.13 | 64.16 | 0
2022-09-16 | 23 | 0 | 2022-09-16 | 23 | 57.63 | 3.39 | 61.02 | 0
2022-09-16 | 24 | 0 | 2022-09-16 | 24 | 53.26 | 1.13 | 54.39 | 0
2022-09-17 | 1 | 0 | 2022-09-17 | 1 | 52.53 | 1.52 | 54.05 | 0
2022-09-17 | 2 | 0 | 2022-09-17 | 2 | 49.23 | 1.36 | 50.59 | 0
2022-09-17 | 3 | 0 | 2022-09-17 | 3 | 53.53 | 1.46 | 54.99 | 0
2022-09-17 | 4 | 0 | 2022-09-17 | 4 | 50.81 | 1.37 | 52.18 | 0
2022-09-17 | 5 | 0 | 2022-09-17 | 5 | 49.46 | 1.36 | 50.82 | 0
2022-09-17 | 6 | 0 | 2022-09-17 | 6 | 49.78 | 1.38 | 51.16 | 0
2022-09-17 | 7 | 27 | 2022-09-17 | 7 | 63.22 | 2.09 | 65.31 | 1.284e-06
2022-09-17 | 8 | 487 | 2022-09-17 | 8 | 76.03 | 1.66 | 77.69 | 2.755e-05
2022-09-17 | 9 | 266555 | 2022-09-17 | 9 | 52.38 | 1.52 | 53.9 | 0.010462
2022-09-17 | 10 | 520255 | 2022-09-17 | 10 | 51.32 | 1.38 | 52.7 | 0.019964
2022-09-17 | 11 | 673731 | 2022-09-17 | 11 | 45.51 | 1.39 | 46.9 | 0.023008
2022-09-17 | 12 | 806829 | 2022-09-17 | 12 | 44.88 | 1.38 | 46.26 | 0.027178
2022-09-17 | 13 | 832250 | 2022-09-17 | 13 | 46.48 | 1.45 | 47.93 | 0.029046
2022-09-17 | 14 | 783443 | 2022-09-17 | 14 | 45.18 | 1.4 | 46.58 | 0.026572
2022-09-17 | 15 | 822191 | 2022-09-17 | 15 | 42.13 | 1.56 | 43.69 | 0.026156
2022-09-17 | 16 | 694639 | 2022-09-17 | 16 | 42 | 1.38 | 43.38 | 0.021942
2022-09-17 | 17 | 518862 | 2022-09-17 | 17 | 49.03 | 1.3 | 50.33 | 0.019015
2022-09-17 | 18 | 303149 | 2022-09-17 | 18 | 53.23 | 1.35 | 54.58 | 0.012048
2022-09-17 | 19 | 167 | 2022-09-17 | 19 | 56.38 | 1.38 | 57.76 | 7.0237e-06
2022-09-17 | 20 | 0 | 2022-09-17 | 20 | 56.01 | 1.4 | 57.41 | 0
2022-09-17 | 21 | 0 | 2022-09-17 | 21 | 51.38 | 1.37 | 52.75 | 0
2022-09-17 | 22 | 0 | 2022-09-17 | 22 | 48.31 | 1.4 | 49.71 | 0
2022-09-17 | 23 | 0 | 2022-09-17 | 23 | 47.53 | 1.46 | 48.99 | 0
2022-09-17 | 24 | 0 | 2022-09-17 | 24 | 44.13 | 1.41 | 45.54 | 0
2022-09-18 | 1 | 0 | 2022-09-18 | 1 | 43.52 | 0.51 | 44.03 | 0
2022-09-18 | 2 | 0 | 2022-09-18 | 2 | 43.33 | 0.46 | 43.79 | 0
2022-09-18 | 3 | 0 | 2022-09-18 | 3 | 45.59 | 0.47 | 46.06 | 0
2022-09-18 | 4 | 0 | 2022-09-18 | 4 | 44.29 | 0.47 | 44.76 | 0
2022-09-18 | 5 | 0 | 2022-09-18 | 5 | 49.5 | 0.47 | 49.97 | 0
2022-09-18 | 6 | 0 | 2022-09-18 | 6 | 50.15 | 0.47 | 50.62 | 0
2022-09-18 | 7 | 57 | 2022-09-18 | 7 | 50.28 | 0.57 | 50.85 | 2.1105e-06
2022-09-18 | 8 | 750 | 2022-09-18 | 8 | 52.87 | 0.57 | 53.44 | 2.9185e-05
2022-09-18 | 9 | 170221 | 2022-09-18 | 9 | 53.97 | 0.54 | 54.51 | 0.0067564
2022-09-18 | 10 | 408422 | 2022-09-18 | 10 | 50.98 | 0.48 | 51.46 | 0.015304
2022-09-18 | 11 | 585867 | 2022-09-18 | 11 | 48.54 | 0.47 | 49.01 | 0.020908
2022-09-18 | 12 | 532194 | 2022-09-18 | 12 | 48.35 | 0.46 | 48.81 | 0.018915
2022-09-18 | 13 | 622992 | 2022-09-18 | 13 | 48.82 | 0.44 | 49.26 | 0.022346
2022-09-18 | 14 | 720162 | 2022-09-18 | 14 | 54.98 | 0.43 | 55.41 | 0.029056
2022-09-18 | 15 | 84101 | 2022-09-18 | 15 | 60.23 | 0.44 | 60.67 | 0.0037154
2022-09-18 | 16 | 260755 | 2022-09-18 | 16 | 72.63 | 0.64 | 73.27 | 0.013912
2022-09-18 | 17 | 473 | 2022-09-18 | 17 | 83.98 | 0.55 | 84.53 | 2.9114e-05
2022-09-18 | 18 | 127 | 2022-09-18 | 18 | 95.72 | 0.58 | 96.3 | 8.9054e-06
2022-09-18 | 19 | 0 | 2022-09-18 | 19 | 109.35 | 0.93 | 110.28 | 0
2022-09-18 | 20 | 0 | 2022-09-18 | 20 | 107.52 | 0.44 | 107.96 | 0
2022-09-18 | 21 | 0 | 2022-09-18 | 21 | 98.95 | 0.69 | 99.64 | 0
2022-09-18 | 22 | 0 | 2022-09-18 | 22 | 95.65 | 0.79 | 96.44 | 0
2022-09-18 | 23 | 0 | 2022-09-18 | 23 | 93.09 | 1.14 | 94.23 | 0
2022-09-18 | 24 | 0 | 2022-09-18 | 24 | 78.76 | 1.5 | 80.26 | 0
2022-09-19 | 1 | 0 | 2022-09-19 | 1 | 64.64 | 0.57 | 65.21 | 0
2022-09-19 | 2 | 0 | 2022-09-19 | 2 | 62.69 | 0.46 | 63.15 | 0
2022-09-19 | 3 | 0 | 2022-09-19 | 3 | 58.72 | 0.35 | 59.07 | 0
2022-09-19 | 4 | 0 | 2022-09-19 | 4 | 59.82 | 0.32 | 60.14 | 0
2022-09-19 | 5 | 0 | 2022-09-19 | 5 | 64.56 | 0.38 | 64.94 | 0
2022-09-19 | 6 | 0 | 2022-09-19 | 6 | 62.33 | 0.4 | 62.73 | 0
2022-09-19 | 7 | 0 | 2022-09-19 | 7 | 65.39 | 0.49 | 65.88 | 0
2022-09-19 | 8 | 123 | 2022-09-19 | 8 | 70.48 | 3.11 | 73.59 | 6.591e-06
2022-09-19 | 9 | 810 | 2022-09-19 | 9 | 70.49 | 3 | 73.49 | 4.3345e-05
2022-09-19 | 10 | 1050 | 2022-09-19 | 10 | 69.75 | 2.95 | 72.7 | 5.5584e-05
2022-09-19 | 11 | 1597 | 2022-09-19 | 11 | 68.77 | 2.87 | 71.64 | 8.3308e-05
2022-09-19 | 12 | 106366 | 2022-09-19 | 12 | 67.88 | 2.83 | 70.71 | 0.0054766
2022-09-19 | 13 | 123708 | 2022-09-19 | 13 | 69.35 | 2.75 | 72.1 | 0.0064947
2022-09-19 | 14 | 87994 | 2022-09-19 | 14 | 68.78 | 2.75 | 71.53 | 0.0045832
2022-09-19 | 15 | 1707 | 2022-09-19 | 15 | 68.32 | 2.72 | 71.04 | 8.83e-05
2022-09-19 | 16 | 1073 | 2022-09-19 | 16 | 71.84 | 2.69 | 74.53 | 5.8231e-05
2022-09-19 | 17 | 357 | 2022-09-19 | 17 | 75.14 | 2.66 | 77.8 | 2.0224e-05
2022-09-19 | 18 | 93 | 2022-09-19 | 18 | 76.5 | 2.63 | 79.13 | 5.3586e-06
2022-09-19 | 19 | 0 | 2022-09-19 | 19 | 70.39 | 2.58 | 72.97 | 0
2022-09-19 | 20 | 0 | 2022-09-19 | 20 | 71.37 | 2.63 | 74 | 0
2022-09-19 | 21 | 0 | 2022-09-19 | 21 | 70.18 | 2.77 | 72.95 | 0
2022-09-19 | 22 | 0 | 2022-09-19 | 22 | 64.94 | 2.98 | 67.92 | 0
2022-09-19 | 23 | 0 | 2022-09-19 | 23 | 62.18 | 3.26 | 65.44 | 0
2022-09-19 | 24 | 0 | 2022-09-19 | 24 | 64.07 | 0.44 | 64.51 | 0
2022-09-20 | 1 | 0 | 2022-09-20 | 1 | 61.56 | 0.41 | 61.97 | 0
2022-09-20 | 2 | 0 | 2022-09-20 | 2 | 60.5 | 0.45 | 60.95 | 0
2022-09-20 | 3 | 0 | 2022-09-20 | 3 | 58.58 | 0.4 | 58.98 | 0
2022-09-20 | 4 | 0 | 2022-09-20 | 4 | 55.68 | 0.38 | 56.06 | 0
2022-09-20 | 5 | 0 | 2022-09-20 | 5 | 55.13 | 0.39 | 55.52 | 0
2022-09-20 | 6 | 0 | 2022-09-20 | 6 | 53.85 | 0.43 | 54.28 | 0
2022-09-20 | 7 | 17 | 2022-09-20 | 7 | 57.99 | 0.48 | 58.47 | 7.2378e-07
2022-09-20 | 8 | 437 | 2022-09-20 | 8 | 60.82 | 3.2 | 64.02 | 2.0371e-05
2022-09-20 | 9 | 1280 | 2022-09-20 | 9 | 64.44 | 3.15 | 67.59 | 6.2997e-05
2022-09-20 | 10 | 135697 | 2022-09-20 | 10 | 62.22 | 3.13 | 65.35 | 0.0064571
2022-09-20 | 11 | 156637 | 2022-09-20 | 11 | 58 | 3.01 | 61.01 | 0.0069586
2022-09-20 | 12 | 224647 | 2022-09-20 | 12 | 58.42 | 2.96 | 61.38 | 0.01004
2022-09-20 | 13 | 196216 | 2022-09-20 | 13 | 57.67 | 2.93 | 60.6 | 0.0086583
2022-09-20 | 14 | 164075 | 2022-09-20 | 14 | 61.52 | 2.92 | 64.44 | 0.0076988
2022-09-20 | 15 | 150340 | 2022-09-20 | 15 | 62.22 | 2.89 | 65.11 | 0.0071277
2022-09-20 | 16 | 83870 | 2022-09-20 | 16 | 64.76 | 2.87 | 67.63 | 0.0041302
2022-09-20 | 17 | 6833 | 2022-09-20 | 17 | 70.05 | 2.85 | 72.9 | 0.00036271
2022-09-20 | 18 | 370 | 2022-09-20 | 18 | 72.85 | 2.81 | 75.66 | 2.0384e-05
2022-09-20 | 19 | 13 | 2022-09-20 | 19 | 80.98 | 2.91 | 83.89 | 7.9411e-07
2022-09-20 | 20 | 0 | 2022-09-20 | 20 | 87.19 | 3.09 | 90.28 | 0
2022-09-20 | 21 | 0 | 2022-09-20 | 21 | 71.09 | 3.08 | 74.17 | 0
2022-09-20 | 22 | 0 | 2022-09-20 | 22 | 60.01 | 3.16 | 63.17 | 0
2022-09-20 | 23 | 0 | 2022-09-20 | 23 | 58.29 | 3.43 | 61.72 | 0
2022-09-20 | 24 | 0 | 2022-09-20 | 24 | 54.6 | 0.55 | 55.15 | 0
2022-09-21 | 1 | 0 | 2022-09-21 | 1 | 55.24 | 0.66 | 55.9 | 0
2022-09-21 | 2 | 0 | 2022-09-21 | 2 | 53.7 | 0.64 | 54.34 | 0
2022-09-21 | 3 | 0 | 2022-09-21 | 3 | 51.39 | 0.72 | 52.11 | 0
2022-09-21 | 4 | 0 | 2022-09-21 | 4 | 51.69 | 0.7 | 52.39 | 0
2022-09-21 | 5 | 0 | 2022-09-21 | 5 | 53.09 | 0.71 | 53.8 | 0
2022-09-21 | 6 | 0 | 2022-09-21 | 6 | 53.51 | 0.68 | 54.19 | 0
2022-09-21 | 7 | 0 | 2022-09-21 | 7 | 61.08 | 0.72 | 61.8 | 0
2022-09-21 | 8 | 530 | 2022-09-21 | 8 | 86.96 | 3.63 | 90.59 | 3.4961e-05
2022-09-21 | 9 | 105477 | 2022-09-21 | 9 | 85.38 | 3.52 | 88.9 | 0.0068279
2022-09-21 | 10 | 213976 | 2022-09-21 | 10 | 62.37 | 3.36 | 65.73 | 0.010241
2022-09-21 | 11 | 399219 | 2022-09-21 | 11 | 68.72 | 3.31 | 72.03 | 0.020939
2022-09-21 | 12 | 524529 | 2022-09-21 | 12 | 87.69 | 3.39 | 91.08 | 0.034787
2022-09-21 | 13 | 289842 | 2022-09-21 | 13 | 85.84 | 3.46 | 89.3 | 0.018847
2022-09-21 | 14 | 287334 | 2022-09-21 | 14 | 72.9 | 3.48 | 76.38 | 0.015981
2022-09-21 | 15 | 382712 | 2022-09-21 | 15 | 60.18 | 3.27 | 63.45 | 0.017682
2022-09-21 | 16 | 313322 | 2022-09-21 | 16 | 57.54 | 3.19 | 60.73 | 0.013855
2022-09-21 | 17 | 286454 | 2022-09-21 | 17 | 54.87 | 3.02 | 57.89 | 0.012075
2022-09-21 | 18 | 291187 | 2022-09-21 | 18 | 63.44 | 2.97 | 66.41 | 0.014081
2022-09-21 | 19 | 103 | 2022-09-21 | 19 | 74.04 | 2.98 | 77.02 | 5.7765e-06
2022-09-21 | 20 | 0 | 2022-09-21 | 20 | 85.1 | 3.2 | 88.3 | 0
2022-09-21 | 21 | 0 | 2022-09-21 | 21 | 73.37 | 3.34 | 76.71 | 0
2022-09-21 | 22 | 0 | 2022-09-21 | 22 | 61.98 | 3.31 | 65.29 | 0
2022-09-21 | 23 | 0 | 2022-09-21 | 23 | 55.3 | 3.52 | 58.82 | 0
2022-09-21 | 24 | 0 | 2022-09-21 | 24 | 52.11 | 0.74 | 52.85 | 0
2022-09-22 | 1 | 0 | 2022-09-22 | 1 | 52.24 | 0.95 | 53.19 | 0
2022-09-22 | 2 | 0 | 2022-09-22 | 2 | 52.64 | 0.95 | 53.59 | 0
2022-09-22 | 3 | 0 | 2022-09-22 | 3 | 49.11 | 0.94 | 50.05 | 0
2022-09-22 | 4 | 0 | 2022-09-22 | 4 | 48.14 | 0.95 | 49.09 | 0
2022-09-22 | 5 | 0 | 2022-09-22 | 5 | 49.27 | 0.93 | 50.2 | 0
2022-09-22 | 6 | 0 | 2022-09-22 | 6 | 53.59 | 0.98 | 54.57 | 0
2022-09-22 | 7 | 0 | 2022-09-22 | 7 | 75.6 | 1.24 | 76.84 | 0
2022-09-22 | 8 | 0 | 2022-09-22 | 8 | 101.42 | 4.4 | 105.82 | 0
2022-09-22 | 9 | 175376 | 2022-09-22 | 9 | 138.89 | 4.15 | 143.04 | 0.018266
2022-09-22 | 10 | 385821 | 2022-09-22 | 10 | 137.62 | 3.79 | 141.41 | 0.039727
2022-09-22 | 11 | 596423 | 2022-09-22 | 11 | 136.9 | 3.66 | 140.56 | 0.061044
2022-09-22 | 12 | 806749 | 2022-09-22 | 12 | 134.79 | 3.6 | 138.39 | 0.081296
2022-09-22 | 13 | 550 | 2022-09-22 | 13 | 121.33 | 3.63 | 124.96 | 5.0045e-05
2022-09-22 | 14 | 1980 | 2022-09-22 | 14 | 119.29 | 3.98 | 123.27 | 0.00017772
2022-09-22 | 15 | 1970 | 2022-09-22 | 15 | 76.15 | 3.66 | 79.81 | 0.00011448
2022-09-22 | 16 | 142672 | 2022-09-22 | 16 | 56.79 | 3.46 | 60.25 | 0.0062592
2022-09-22 | 17 | 331619 | 2022-09-22 | 17 | 55.32 | 3.43 | 58.75 | 0.014186
2022-09-22 | 18 | 193677 | 2022-09-22 | 18 | 55.3 | 3.67 | 58.97 | 0.0083164
2022-09-22 | 19 | 143 | 2022-09-22 | 19 | 62.31 | 3.39 | 65.7 | 6.8411e-06
2022-09-22 | 20 | 0 | 2022-09-22 | 20 | 65.97 | 3.43 | 69.4 | 0
2022-09-22 | 21 | 0 | 2022-09-22 | 21 | 64.49 | 3.62 | 68.11 | 0
2022-09-22 | 22 | 0 | 2022-09-22 | 22 | 51.74 | 3.75 | 55.49 | 0
2022-09-22 | 23 | 0 | 2022-09-22 | 23 | 49.76 | 3.99 | 53.75 | 0
2022-09-22 | 24 | 0 | 2022-09-22 | 24 | 51.45 | 0.99 | 52.44 | 0
2022-09-23 | 1 | 0 | 2022-09-23 | 1 | 50.93 | 0.21 | 51.14 | 0
2022-09-23 | 2 | 0 | 2022-09-23 | 2 | 47.27 | 0.22 | 47.49 | 0
2022-09-23 | 3 | 0 | 2022-09-23 | 3 | 47.03 | 0.2 | 47.23 | 0
2022-09-23 | 4 | 0 | 2022-09-23 | 4 | 44.52 | 0.19 | 44.71 | 0
2022-09-23 | 5 | 0 | 2022-09-23 | 5 | 45.79 | 0.17 | 45.96 | 0
2022-09-23 | 6 | 0 | 2022-09-23 | 6 | 47.81 | 0.21 | 48.02 | 0
2022-09-23 | 7 | 13 | 2022-09-23 | 7 | 48.62 | 0.26 | 48.88 | 4.627e-07
2022-09-23 | 8 | 407 | 2022-09-23 | 8 | 50.94 | 3.14 | 54.08 | 1.6027e-05
2022-09-23 | 9 | 151977 | 2022-09-23 | 9 | 45.22 | 3.05 | 48.27 | 0.0053417
2022-09-23 | 10 | 162960 | 2022-09-23 | 10 | 41.97 | 3.08 | 45.05 | 0.0053457
2022-09-23 | 11 | 311890 | 2022-09-23 | 11 | 39.94 | 3.14 | 43.08 | 0.0097837
2022-09-23 | 12 | 836442 | 2022-09-23 | 12 | 36.96 | 3.23 | 40.19 | 0.024478
2022-09-23 | 13 | 416397 | 2022-09-23 | 13 | 8.74 | 3.63 | 12.37 | 0.0037506
2022-09-23 | 14 | 853506 | 2022-09-23 | 14 | 1.64 | 3.66 | 5.3 | 0.0032939
2022-09-23 | 15 | 463813 | 2022-09-23 | 15 | 5.67 | 3.44 | 9.11 | 0.0030767
2022-09-23 | 16 | 779202 | 2022-09-23 | 16 | 29.23 | 3.21 | 32.44 | 0.018406
2022-09-23 | 17 | 384559 | 2022-09-23 | 17 | 30.16 | 3.28 | 33.44 | 0.0093638
2022-09-23 | 18 | 389763 | 2022-09-23 | 18 | 40.68 | 3.14 | 43.82 | 0.012436
2022-09-23 | 19 | 80 | 2022-09-23 | 19 | 42.62 | 2.88 | 45.5 | 2.6505e-06
2022-09-23 | 20 | 0 | 2022-09-23 | 20 | 41.19 | 2.91 | 44.1 | 0
2022-09-23 | 21 | 0 | 2022-09-23 | 21 | 40.66 | 2.98 | 43.64 | 0
2022-09-23 | 22 | 0 | 2022-09-23 | 22 | 32.59 | 3.35 | 35.94 | 0
2022-09-23 | 23 | 0 | 2022-09-23 | 23 | 34.94 | 3.65 | 38.59 | 0
2022-09-23 | 24 | 0 | 2022-09-23 | 24 | 29.71 | 0.48 | 30.19 | 0
2022-09-24 | 1 | 0 | 2022-09-24 | 1 | 28.73 | 0.74 | 29.47 | 0
2022-09-24 | 2 | 0 | 2022-09-24 | 2 | 28.08 | 0.75 | 28.83 | 0
2022-09-24 | 3 | 0 | 2022-09-24 | 3 | 20.39 | 0.93 | 21.32 | 0
2022-09-24 | 4 | 0 | 2022-09-24 | 4 | 19.67 | 0.76 | 20.43 | 0
2022-09-24 | 5 | 0 | 2022-09-24 | 5 | 20.49 | 0.73 | 21.22 | 0
2022-09-24 | 6 | 0 | 2022-09-24 | 6 | 21.23 | 0.73 | 21.96 | 0
2022-09-24 | 7 | 0 | 2022-09-24 | 7 | 22.55 | 0.84 | 23.39 | 0
2022-09-24 | 8 | 370 | 2022-09-24 | 8 | 29.28 | 0.89 | 30.17 | 8.1283e-06
2022-09-24 | 9 | 237895 | 2022-09-24 | 9 | 21.63 | 0.78 | 22.41 | 0.003882
2022-09-24 | 10 | 495860 | 2022-09-24 | 10 | 9.11 | 0.86 | 9.97 | 0.0035998
2022-09-24 | 11 | 695900 | 2022-09-24 | 11 | -9.09 | 1.02 | -8.07 | -0.0040893
2022-09-24 | 12 | 823104 | 2022-09-24 | 12 | -38.92 | 0.89 | -38.03 | -0.022793
2022-09-24 | 13 | 849718 | 2022-09-24 | 13 | -37.92 | 1.15 | -36.77 | -0.022751
2022-09-24 | 14 | 845933 | 2022-09-24 | 14 | -12.06 | 0.81 | -11.25 | -0.0069297
2022-09-24 | 15 | 827472 | 2022-09-24 | 15 | 5.57 | 0.95 | 6.52 | 0.0039285
2022-09-24 | 16 | 708874 | 2022-09-24 | 16 | -2.02 | 1.14 | -0.88 | -0.00045423
2022-09-24 | 17 | 525638 | 2022-09-24 | 17 | 22.46 | 0.79 | 23.25 | 0.0088989
2022-09-24 | 18 | 286554 | 2022-09-24 | 18 | 30.05 | 0.74 | 30.79 | 0.0064245
2022-09-24 | 19 | 47 | 2022-09-24 | 19 | 41.47 | 0.85 | 42.32 | 1.4483e-06
2022-09-24 | 20 | 0 | 2022-09-24 | 20 | 46.78 | 0.79 | 47.57 | 0
2022-09-24 | 21 | 0 | 2022-09-24 | 21 | 32.7 | 0.8 | 33.5 | 0
2022-09-24 | 22 | 0 | 2022-09-24 | 22 | 29.76 | 0.89 | 30.65 | 0
2022-09-24 | 23 | 0 | 2022-09-24 | 23 | 27.76 | 0.92 | 28.68 | 0
2022-09-24 | 24 | 0 | 2022-09-24 | 24 | 22.92 | 0.81 | 23.73 | 0
2022-09-25 | 1 | 0 | 2022-09-25 | 1 | 21.55 | 0.6 | 22.15 | 0
2022-09-25 | 2 | 0 | 2022-09-25 | 2 | 25.3 | 0.55 | 25.85 | 0
2022-09-25 | 3 | 0 | 2022-09-25 | 3 | 25.01 | 0.53 | 25.54 | 0
2022-09-25 | 4 | 0 | 2022-09-25 | 4 | 23.59 | 0.51 | 24.1 | 0
2022-09-25 | 5 | 0 | 2022-09-25 | 5 | 23.07 | 0.52 | 23.59 | 0
2022-09-25 | 6 | 0 | 2022-09-25 | 6 | 24.66 | 0.5 | 25.16 | 0
2022-09-25 | 7 | 13 | 2022-09-25 | 7 | 25.8 | 0.79 | 26.59 | 2.517e-07
2022-09-25 | 8 | 533 | 2022-09-25 | 8 | 25.7 | 0.61 | 26.31 | 1.0211e-05
2022-09-25 | 9 | 228807 | 2022-09-25 | 9 | 33.45 | 0.59 | 34.04 | 0.0056713
2022-09-25 | 10 | 241492 | 2022-09-25 | 10 | 34.16 | 0.62 | 34.78 | 0.0061159
2022-09-25 | 11 | 550062 | 2022-09-25 | 11 | 35.88 | 0.58 | 36.46 | 0.014603
2022-09-25 | 12 | 506353 | 2022-09-25 | 12 | 35.19 | 0.56 | 35.75 | 0.013181
2022-09-25 | 13 | 329759 | 2022-09-25 | 13 | 35.3 | 0.55 | 35.85 | 0.0086082
2022-09-25 | 14 | 283367 | 2022-09-25 | 14 | 36.69 | 0.54 | 37.23 | 0.0076819
2022-09-25 | 15 | 224350 | 2022-09-25 | 15 | 44.42 | 0.61 | 45.03 | 0.0073562
2022-09-25 | 16 | 104772 | 2022-09-25 | 16 | 47.54 | 0.58 | 48.12 | 0.0036711
2022-09-25 | 17 | 106939 | 2022-09-25 | 17 | 44.15 | 0.58 | 44.73 | 0.0034831
2022-09-25 | 18 | 107 | 2022-09-25 | 18 | 51.14 | 0.61 | 51.75 | 4.032e-06
2022-09-25 | 19 | 0 | 2022-09-25 | 19 | 50 | 0.56 | 50.56 | 0
2022-09-25 | 20 | 0 | 2022-09-25 | 20 | 55.38 | 0.63 | 56.01 | 0
2022-09-25 | 21 | 0 | 2022-09-25 | 21 | 55.18 | 0.7 | 55.88 | 0
2022-09-25 | 22 | 0 | 2022-09-25 | 22 | 47.14 | 0.82 | 47.96 | 0
2022-09-25 | 23 | 0 | 2022-09-25 | 23 | 42.03 | 0.61 | 42.64 | 0
2022-09-25 | 24 | 0 | 2022-09-25 | 24 | 39.39 | 0.62 | 40.01 | 0
2022-09-26 | 1 | 0 | 2022-09-26 | 1 | 44.74 | 0.59 | 45.33 | 0
2022-09-26 | 2 | 0 | 2022-09-26 | 2 | 38.55 | 0.57 | 39.12 | 0
2022-09-26 | 3 | 0 | 2022-09-26 | 3 | 41.1 | 0.59 | 41.69 | 0
2022-09-26 | 4 | 0 | 2022-09-26 | 4 | 38.43 | 0.57 | 39 | 0
2022-09-26 | 5 | 0 | 2022-09-26 | 5 | 38.16 | 0.54 | 38.7 | 0
2022-09-26 | 6 | 0 | 2022-09-26 | 6 | 43.46 | 0.58 | 44.04 | 0
2022-09-26 | 7 | 0 | 2022-09-26 | 7 | 57.17 | 0.81 | 57.98 | 0
2022-09-26 | 8 | 390 | 2022-09-26 | 8 | 67.15 | 3.68 | 70.83 | 2.0114e-05
2022-09-26 | 9 | 2433 | 2022-09-26 | 9 | 55.98 | 3.52 | 59.5 | 0.00010541
2022-09-26 | 10 | 252717 | 2022-09-26 | 10 | 41.54 | 3.27 | 44.81 | 0.0082458
2022-09-26 | 11 | 317640 | 2022-09-26 | 11 | 40.52 | 3.26 | 43.78 | 0.010126
2022-09-26 | 12 | 694818 | 2022-09-26 | 12 | 40.45 | 3.26 | 43.71 | 0.022114
2022-09-26 | 13 | 309426 | 2022-09-26 | 13 | 41.22 | 3.23 | 44.45 | 0.010015
2022-09-26 | 14 | 886895 | 2022-09-26 | 14 | 45.72 | 3.21 | 48.93 | 0.031599
2022-09-26 | 15 | 819639 | 2022-09-26 | 15 | 45.87 | 3.18 | 49.05 | 0.029274
2022-09-26 | 16 | 170122 | 2022-09-26 | 16 | 49.85 | 3.26 | 53.11 | 0.006579
2022-09-26 | 17 | 533638 | 2022-09-26 | 17 | 52.21 | 3.06 | 55.27 | 0.021476
2022-09-26 | 18 | 125568 | 2022-09-26 | 18 | 62.55 | 2.97 | 65.52 | 0.0059907
2022-09-26 | 19 | 20 | 2022-09-26 | 19 | 78.67 | 3.27 | 81.94 | 1.1933e-06
2022-09-26 | 20 | 0 | 2022-09-26 | 20 | 73.07 | 3.33 | 76.4 | 0
2022-09-26 | 21 | 0 | 2022-09-26 | 21 | 69.19 | 3.49 | 72.68 | 0
2022-09-26 | 22 | 0 | 2022-09-26 | 22 | 44.36 | 3.41 | 47.77 | 0
2022-09-26 | 23 | 0 | 2022-09-26 | 23 | 38.06 | 3.55 | 41.61 | 0
2022-09-26 | 24 | 0 | 2022-09-26 | 24 | 37.47 | 0.7 | 38.17 | 0
2022-09-27 | 1 | 0 | 2022-09-27 | 1 | 45.03 | 0.6 | 45.63 | 0
2022-09-27 | 2 | 0 | 2022-09-27 | 2 | 42.62 | 0.56 | 43.18 | 0
2022-09-27 | 3 | 0 | 2022-09-27 | 3 | 41.72 | 0.55 | 42.27 | 0
2022-09-27 | 4 | 0 | 2022-09-27 | 4 | 43.16 | 0.51 | 43.67 | 0
2022-09-27 | 5 | 0 | 2022-09-27 | 5 | 46.67 | 0.59 | 47.26 | 0
2022-09-27 | 6 | 0 | 2022-09-27 | 6 | 46.26 | 0.58 | 46.84 | 0
2022-09-27 | 7 | 0 | 2022-09-27 | 7 | 69.21 | 1.16 | 70.37 | 0
2022-09-27 | 8 | 333 | 2022-09-27 | 8 | 57.75 | 3.47 | 61.22 | 1.4844e-05
2022-09-27 | 9 | 1287 | 2022-09-27 | 9 | 50.32 | 3.3 | 53.62 | 5.0249e-05
2022-09-27 | 10 | 196647 | 2022-09-27 | 10 | 46.15 | 3.36 | 49.51 | 0.0070893
2022-09-27 | 11 | 453345 | 2022-09-27 | 11 | 39.92 | 3.31 | 43.23 | 0.01427
2022-09-27 | 12 | 775534 | 2022-09-27 | 12 | 37.67 | 3.33 | 41 | 0.023153
2022-09-27 | 13 | 830649 | 2022-09-27 | 13 | 36.35 | 3.37 | 39.72 | 0.024024
2022-09-27 | 14 | 752337 | 2022-09-27 | 14 | 37.43 | 3.32 | 40.75 | 0.022324
2022-09-27 | 15 | 795089 | 2022-09-27 | 15 | 39.86 | 3.23 | 43.09 | 0.024947
2022-09-27 | 16 | 703879 | 2022-09-27 | 16 | 40.16 | 3.17 | 43.33 | 0.022208
2022-09-27 | 17 | 516829 | 2022-09-27 | 17 | 45.61 | 4.08 | 49.69 | 0.0187
2022-09-27 | 18 | 226470 | 2022-09-27 | 18 | 51.08 | 3.2 | 54.28 | 0.0089511
2022-09-27 | 19 | 23 | 2022-09-27 | 19 | 58.02 | 3.1 | 61.12 | 1.0236e-06
2022-09-27 | 20 | 0 | 2022-09-27 | 20 | 52.08 | 3.05 | 55.13 | 0
2022-09-27 | 21 | 0 | 2022-09-27 | 21 | 50.26 | 3.16 | 53.42 | 0
2022-09-27 | 22 | 0 | 2022-09-27 | 22 | 44.04 | 3.34 | 47.38 | 0
2022-09-27 | 23 | 0 | 2022-09-27 | 23 | 41.42 | 3.67 | 45.09 | 0
2022-09-27 | 24 | 0 | 2022-09-27 | 24 | 37.77 | 0.6 | 38.37 | 0
2022-09-28 | 1 | 0 | 2022-09-28 | 1 | 42.03 | 0.78 | 42.81 | 0
2022-09-28 | 2 | 0 | 2022-09-28 | 2 | 39.33 | 0.93 | 40.26 | 0
2022-09-28 | 3 | 0 | 2022-09-28 | 3 | 39.45 | 0.84 | 40.29 | 0
2022-09-28 | 4 | 0 | 2022-09-28 | 4 | 41.47 | 0.79 | 42.26 | 0
2022-09-28 | 5 | 0 | 2022-09-28 | 5 | 43.28 | 0.78 | 44.06 | 0
2022-09-28 | 6 | 0 | 2022-09-28 | 6 | 42.92 | 0.82 | 43.74 | 0
2022-09-28 | 7 | 0 | 2022-09-28 | 7 | 53.6 | 1.21 | 54.81 | 0
2022-09-28 | 8 | 380 | 2022-09-28 | 8 | 55.77 | 2.79 | 58.56 | 1.6204e-05
2022-09-28 | 9 | 230406 | 2022-09-28 | 9 | 43.68 | 2.64 | 46.32 | 0.0077712
2022-09-28 | 10 | 235400 | 2022-09-28 | 10 | 36.66 | 2.65 | 39.31 | 0.0067381
2022-09-28 | 11 | 349250 | 2022-09-28 | 11 | 42.35 | 2.62 | 44.97 | 0.011436
2022-09-28 | 12 | 658460 | 2022-09-28 | 12 | 43.26 | 2.61 | 45.87 | 0.021993
2022-09-28 | 13 | 302058 | 2022-09-28 | 13 | 44.03 | 2.6 | 46.63 | 0.010256
2022-09-28 | 14 | 702951 | 2022-09-28 | 14 | 46.23 | 2.59 | 48.82 | 0.024989
2022-09-28 | 15 | 668807 | 2022-09-28 | 15 | 46.12 | 2.54 | 48.66 | 0.023697
2022-09-28 | 16 | 247786 | 2022-09-28 | 16 | 44.63 | 2.52 | 47.15 | 0.0085071
2022-09-28 | 17 | 196365 | 2022-09-28 | 17 | 49.32 | 2.48 | 51.8 | 0.0074066
2022-09-28 | 18 | 349391 | 2022-09-28 | 18 | 60.46 | 2.47 | 62.93 | 0.01601
2022-09-28 | 19 | 30 | 2022-09-28 | 19 | 57.42 | 2.39 | 59.81 | 1.3065e-06
2022-09-28 | 20 | 0 | 2022-09-28 | 20 | 54.64 | 2.46 | 57.1 | 0
2022-09-28 | 21 | 0 | 2022-09-28 | 21 | 52.06 | 2.52 | 54.58 | 0
2022-09-28 | 22 | 0 | 2022-09-28 | 22 | 43.99 | 2.64 | 46.63 | 0
2022-09-28 | 23 | 0 | 2022-09-28 | 23 | 42.39 | 2.79 | 45.18 | 0
2022-09-28 | 24 | 0 | 2022-09-28 | 24 | 40.82 | 0.84 | 41.66 | 0
2022-09-29 | 1 | 0 | 2022-09-29 | 1 | 41.15 | 0.46 | 41.61 | 0
2022-09-29 | 2 | 0 | 2022-09-29 | 2 | 40.82 | 0.52 | 41.34 | 0
2022-09-29 | 3 | 0 | 2022-09-29 | 3 | 38.42 | 0.49 | 38.91 | 0
2022-09-29 | 4 | 0 | 2022-09-29 | 4 | 39.16 | 0.47 | 39.63 | 0
2022-09-29 | 5 | 0 | 2022-09-29 | 5 | 39.31 | 0.46 | 39.77 | 0
2022-09-29 | 6 | 0 | 2022-09-29 | 6 | 40.52 | 0.48 | 41 | 0
2022-09-29 | 7 | 0 | 2022-09-29 | 7 | 43.23 | 0.54 | 43.77 | 0
2022-09-29 | 8 | 340 | 2022-09-29 | 8 | 48.77 | 2.63 | 51.4 | 1.2725e-05
2022-09-29 | 9 | 231843 | 2022-09-29 | 9 | 42.79 | 2.29 | 45.08 | 0.0076103
2022-09-29 | 10 | 472987 | 2022-09-29 | 10 | 39.14 | 2.29 | 41.43 | 0.014269
2022-09-29 | 11 | 673065 | 2022-09-29 | 11 | 40.7 | 2.62 | 43.32 | 0.021231
2022-09-29 | 12 | 820218 | 2022-09-29 | 12 | 41.87 | 2.66 | 44.53 | 0.026595
2022-09-29 | 13 | 847191 | 2022-09-29 | 13 | 41.18 | 2.67 | 43.85 | 0.027051
2022-09-29 | 14 | 785072 | 2022-09-29 | 14 | 42.18 | 2.64 | 44.82 | 0.025622
2022-09-29 | 15 | 833925 | 2022-09-29 | 15 | 41.7 | 2.65 | 44.35 | 0.026931
2022-09-29 | 16 | 702235 | 2022-09-29 | 16 | 41.18 | 2.6 | 43.78 | 0.022386
2022-09-29 | 17 | 506604 | 2022-09-29 | 17 | 43.18 | 2.63 | 45.81 | 0.016899
2022-09-29 | 18 | 265886 | 2022-09-29 | 18 | 46.59 | 2.43 | 49.02 | 0.0094906
2022-09-29 | 19 | 23 | 2022-09-29 | 19 | 50.48 | 2.42 | 52.9 | 8.8595e-07
2022-09-29 | 20 | 0 | 2022-09-29 | 20 | 54.06 | 2.45 | 56.51 | 0
2022-09-29 | 21 | 0 | 2022-09-29 | 21 | 45.87 | 2.44 | 48.31 | 0
2022-09-29 | 22 | 0 | 2022-09-29 | 22 | 43.33 | 2.66 | 45.99 | 0
2022-09-29 | 23 | 0 | 2022-09-29 | 23 | 40.55 | 2.87 | 43.42 | 0
2022-09-29 | 24 | 0 | 2022-09-29 | 24 | 41.9 | 0.52 | 42.42 | 0
2022-09-30 | 1 | 0 | 2022-09-30 | 1 | 39.08 | 0.61 | 39.69 | 0
2022-09-30 | 2 | 0 | 2022-09-30 | 2 | 40.63 | 0.58 | 41.21 | 0
2022-09-30 | 3 | 0 | 2022-09-30 | 3 | 40 | 0.63 | 40.63 | 0
2022-09-30 | 4 | 0 | 2022-09-30 | 4 | 38.46 | 0.6 | 39.06 | 0
2022-09-30 | 5 | 0 | 2022-09-30 | 5 | 41.01 | 0.59 | 41.6 | 0
2022-09-30 | 6 | 0 | 2022-09-30 | 6 | 43.48 | 0.61 | 44.09 | 0
2022-09-30 | 7 | 0 | 2022-09-30 | 7 | 47.41 | 0.65 | 48.06 | 0
2022-09-30 | 8 | 610 | 2022-09-30 | 8 | 59.82 | 3.71 | 63.53 | 2.8218e-05
2022-09-30 | 9 | 190049 | 2022-09-30 | 9 | 54.1 | 3.69 | 57.79 | 0.0079973
2022-09-30 | 10 | 326698 | 2022-09-30 | 10 | 43.26 | 3.67 | 46.93 | 0.011164
2022-09-30 | 11 | 660716 | 2022-09-30 | 11 | 39.87 | 3.58 | 43.45 | 0.020904
2022-09-30 | 12 | 725522 | 2022-09-30 | 12 | 39.22 | 3.6 | 42.82 | 0.022622
2022-09-30 | 13 | 671941 | 2022-09-30 | 13 | 39.03 | 3.61 | 42.64 | 0.020863
2022-09-30 | 14 | 503249 | 2022-09-30 | 14 | 39.44 | 3.62 | 43.06 | 0.015779
2022-09-30 | 15 | 592050 | 2022-09-30 | 15 | 39.66 | 3.6 | 43.26 | 0.01865
2022-09-30 | 16 | 529052 | 2022-09-30 | 16 | 41.37 | 3.52 | 44.89 | 0.017293
2022-09-30 | 17 | 444202 | 2022-09-30 | 17 | 51.57 | 3.62 | 55.19 | 0.017851
2022-09-30 | 18 | 228542 | 2022-09-30 | 18 | 54.83 | 3.48 | 58.31 | 0.0097036
2022-09-30 | 19 | 43 | 2022-09-30 | 19 | 70.78 | 3.95 | 74.73 | 2.3399e-06
2022-09-30 | 20 | 0 | 2022-09-30 | 20 | 58.08 | 3.55 | 61.63 | 0
2022-09-30 | 21 | 0 | 2022-09-30 | 21 | 49.73 | 3.44 | 53.17 | 0
2022-09-30 | 22 | 0 | 2022-09-30 | 22 | 45.91 | 3.64 | 49.55 | 0
2022-09-30 | 23 | 0 | 2022-09-30 | 23 | 39.13 | 3.89 | 43.02 | 0
2022-09-30 | 24 | 0 | 2022-09-30 | 24 | 42.98 | 0.65 | 43.63 | 0
2022-10-01 | 1 | 0 | 2022-10-01 | 1 | 61.68 | 1.67 | 63.35 | 0
2022-10-01 | 2 | 0 | 2022-10-01 | 2 | 44.98 | 0.78 | 45.76 | 0
2022-10-01 | 3 | 0 | 2022-10-01 | 3 | 39.95 | 0.71 | 40.66 | 0
2022-10-01 | 4 | 0 | 2022-10-01 | 4 | 41.1 | 0.73 | 41.83 | 0
2022-10-01 | 5 | 0 | 2022-10-01 | 5 | 41.16 | 0.7 | 41.86 | 0
2022-10-01 | 6 | 0 | 2022-10-01 | 6 | 43.9 | 0.73 | 44.63 | 0
2022-10-01 | 7 | 0 | 2022-10-01 | 7 | 36.93 | 0.85 | 37.78 | 0
2022-10-01 | 8 | 137 | 2022-10-01 | 8 | 46.69 | 0.82 | 47.51 | 4.7395e-06
2022-10-01 | 9 | 627 | 2022-10-01 | 9 | 66.46 | 1.07 | 67.53 | 3.0831e-05
2022-10-01 | 10 | 970 | 2022-10-01 | 10 | 67.53 | 1 | 68.53 | 4.8404e-05
2022-10-01 | 11 | 1523 | 2022-10-01 | 11 | 77.75 | 1.87 | 79.62 | 8.8297e-05
2022-10-01 | 12 | 205057 | 2022-10-01 | 12 | 40.78 | 0.77 | 41.55 | 0.006204
2022-10-01 | 13 | 206394 | 2022-10-01 | 13 | 39.05 | 0.7 | 39.75 | 0.0059739
2022-10-01 | 14 | 207497 | 2022-10-01 | 14 | 34.76 | 0.69 | 35.45 | 0.0053562
2022-10-01 | 15 | 252430 | 2022-10-01 | 15 | 34.8 | 0.67 | 35.47 | 0.0065197
2022-10-01 | 16 | 231783 | 2022-10-01 | 16 | 38.89 | 0.7 | 39.59 | 0.0066818
2022-10-01 | 17 | 229121 | 2022-10-01 | 17 | 51.89 | 0.87 | 52.76 | 0.0088023
2022-10-01 | 18 | 95955 | 2022-10-01 | 18 | 50.61 | 0.8 | 51.41 | 0.003592
2022-10-01 | 19 | 13 | 2022-10-01 | 19 | 48.68 | 0.79 | 49.47 | 4.6828e-07
2022-10-01 | 20 | 0 | 2022-10-01 | 20 | 47.9 | 0.97 | 48.87 | 0
2022-10-01 | 21 | 0 | 2022-10-01 | 21 | 42.87 | 0.73 | 43.6 | 0
2022-10-01 | 22 | 0 | 2022-10-01 | 22 | 36.93 | 0.8 | 37.73 | 0
2022-10-01 | 23 | 0 | 2022-10-01 | 23 | 40.77 | 0.76 | 41.53 | 0
2022-10-01 | 24 | 0 | 2022-10-01 | 24 | 39.4 | 0.84 | 40.24 | 0
2022-10-02 | 1 | 0 | 2022-10-02 | 1 | 43.04 | 0.77 | 43.81 | 0
2022-10-02 | 2 | 0 | 2022-10-02 | 2 | 44.67 | 0.79 | 45.46 | 0
2022-10-02 | 3 | 0 | 2022-10-02 | 3 | 51.05 | 0.78 | 51.83 | 0
2022-10-02 | 4 | 0 | 2022-10-02 | 4 | 52.45 | 0.74 | 53.19 | 0
2022-10-02 | 5 | 0 | 2022-10-02 | 5 | 49.44 | 0.76 | 50.2 | 0
2022-10-02 | 6 | 0 | 2022-10-02 | 6 | 49.06 | 0.76 | 49.82 | 0
2022-10-02 | 7 | 0 | 2022-10-02 | 7 | 42.21 | 0.92 | 43.13 | 0
2022-10-02 | 8 | 383 | 2022-10-02 | 8 | 38.72 | 0.88 | 39.6 | 1.1044e-05
2022-10-02 | 9 | 33223 | 2022-10-02 | 9 | 44.92 | 0.9 | 45.82 | 0.0011085
2022-10-02 | 10 | 144598 | 2022-10-02 | 10 | 44.63 | 1.41 | 46.04 | 0.0048476
2022-10-02 | 11 | 159561 | 2022-10-02 | 11 | 33.51 | 0.79 | 34.3 | 0.0039852
2022-10-02 | 12 | 304757 | 2022-10-02 | 12 | 33.95 | 0.73 | 34.68 | 0.0076959
2022-10-02 | 13 | 441257 | 2022-10-02 | 13 | 33.03 | 0.74 | 33.77 | 0.01085
2022-10-02 | 14 | 369624 | 2022-10-02 | 14 | 33.32 | 0.73 | 34.05 | 0.0091644
2022-10-02 | 15 | 811431 | 2022-10-02 | 15 | 33.74 | 0.76 | 34.5 | 0.020384
2022-10-02 | 16 | 274209 | 2022-10-02 | 16 | 36.92 | 0.72 | 37.64 | 0.0075155
2022-10-02 | 17 | 303597 | 2022-10-02 | 17 | 66.78 | 1.25 | 68.03 | 0.015039
2022-10-02 | 18 | 32383 | 2022-10-02 | 18 | 78.84 | 1.15 | 79.99 | 0.0018862
2022-10-02 | 19 | 20 | 2022-10-02 | 19 | 65.86 | 0.92 | 66.78 | 9.7253e-07
2022-10-02 | 20 | 0 | 2022-10-02 | 20 | 63.26 | 1.13 | 64.39 | 0
2022-10-02 | 21 | 0 | 2022-10-02 | 21 | 59.95 | 1.29 | 61.24 | 0
2022-10-02 | 22 | 0 | 2022-10-02 | 22 | 36.61 | 0.86 | 37.47 | 0
2022-10-02 | 23 | 0 | 2022-10-02 | 23 | 37.42 | 0.8 | 38.22 | 0
2022-10-02 | 24 | 0 | 2022-10-02 | 24 | 42.19 | 1.21 | 43.4 | 0
2022-10-03 | 1 | 0 | 2022-10-03 | 1 | 50 | 1.37 | 51.37 | 0
2022-10-03 | 2 | 0 | 2022-10-03 | 2 | 40.66 | 1.34 | 42 | 0
2022-10-03 | 3 | 0 | 2022-10-03 | 3 | 40.54 | 1.46 | 42 | 0
2022-10-03 | 4 | 0 | 2022-10-03 | 4 | 49.15 | 1.48 | 50.63 | 0
2022-10-03 | 5 | 0 | 2022-10-03 | 5 | 55.05 | 1.44 | 56.49 | 0
2022-10-03 | 6 | 0 | 2022-10-03 | 6 | 64.24 | 1.58 | 65.82 | 0
2022-10-03 | 7 | 7 | 2022-10-03 | 7 | 69.37 | 1.83 | 71.2 | 3.6291e-07
2022-10-03 | 8 | 530 | 2022-10-03 | 8 | 85.49 | 2.83 | 88.32 | 3.4085e-05
2022-10-03 | 9 | 131918 | 2022-10-03 | 9 | 77.56 | 2.15 | 79.71 | 0.0076567
2022-10-03 | 10 | 306202 | 2022-10-03 | 10 | 78.07 | 2.16 | 80.23 | 0.017888
2022-10-03 | 11 | 698438 | 2022-10-03 | 11 | 78.25 | 2.31 | 80.56 | 0.040971
2022-10-03 | 12 | 558789 | 2022-10-03 | 12 | 50.11 | 2.06 | 52.17 | 0.021227
2022-10-03 | 13 | 617414 | 2022-10-03 | 13 | 45.6 | 2.04 | 47.64 | 0.021418
2022-10-03 | 14 | 785025 | 2022-10-03 | 14 | 71.61 | 2.07 | 73.68 | 0.042117
2022-10-03 | 15 | 566536 | 2022-10-03 | 15 | 78.25 | 2.65 | 80.9 | 0.033373
2022-10-03 | 16 | 335475 | 2022-10-03 | 16 | 73.85 | 2.14 | 75.99 | 0.018563
2022-10-03 | 17 | 214546 | 2022-10-03 | 17 | 74.31 | 2.31 | 76.62 | 0.01197
2022-10-03 | 18 | 115528 | 2022-10-03 | 18 | 77.89 | 2.03 | 79.92 | 0.0067231
2022-10-03 | 19 | 27 | 2022-10-03 | 19 | 100.17 | 2.51 | 102.68 | 2.0187e-06
2022-10-03 | 20 | 0 | 2022-10-03 | 20 | 79.68 | 2.16 | 81.84 | 0
2022-10-03 | 21 | 0 | 2022-10-03 | 21 | 75.05 | 2.25 | 77.3 | 0
2022-10-03 | 22 | 0 | 2022-10-03 | 22 | 65.82 | 2.45 | 68.27 | 0
2022-10-03 | 23 | 0 | 2022-10-03 | 23 | 42.95 | 2.26 | 45.21 | 0
2022-10-03 | 24 | 0 | 2022-10-03 | 24 | 46.66 | 1.31 | 47.97 | 0
2022-10-04 | 1 | 0 | 2022-10-04 | 1 | 48.4 | 0.98 | 49.38 | 0
2022-10-04 | 2 | 0 | 2022-10-04 | 2 | 46.48 | 0.96 | 47.44 | 0
2022-10-04 | 3 | 0 | 2022-10-04 | 3 | 45 | 0.93 | 45.93 | 0
2022-10-04 | 4 | 0 | 2022-10-04 | 4 | 45.56 | 0.92 | 46.48 | 0
2022-10-04 | 5 | 0 | 2022-10-04 | 5 | 46.49 | 1.04 | 47.53 | 0
2022-10-04 | 6 | 0 | 2022-10-04 | 6 | 46.73 | 0.98 | 47.71 | 0
2022-10-04 | 7 | 0 | 2022-10-04 | 7 | 65.5 | 1.38 | 66.88 | 0
2022-10-04 | 8 | 580 | 2022-10-04 | 8 | 85.3 | 1.95 | 87.25 | 3.6848e-05
2022-10-04 | 9 | 146981 | 2022-10-04 | 9 | 85.52 | 1.62 | 87.14 | 0.0093262
2022-10-04 | 10 | 502965 | 2022-10-04 | 10 | 81.68 | 1.85 | 83.53 | 0.030592
2022-10-04 | 11 | 439369 | 2022-10-04 | 11 | 63.14 | 1.87 | 65.01 | 0.020799
2022-10-04 | 12 | 809790 | 2022-10-04 | 12 | 68.34 | 1.88 | 70.22 | 0.041406
2022-10-04 | 13 | 691840 | 2022-10-04 | 13 | 54.89 | 1.64 | 56.53 | 0.028478
2022-10-04 | 14 | 845543 | 2022-10-04 | 14 | 51.75 | 1.6 | 53.35 | 0.032847
2022-10-04 | 15 | 253456 | 2022-10-04 | 15 | 54.97 | 1.65 | 56.62 | 0.01045
2022-10-04 | 16 | 332802 | 2022-10-04 | 16 | 58.69 | 1.74 | 60.43 | 0.014644
2022-10-04 | 17 | 292096 | 2022-10-04 | 17 | 60.78 | 1.62 | 62.4 | 0.013272
2022-10-04 | 18 | 7537 | 2022-10-04 | 18 | 73.44 | 1.65 | 75.09 | 0.0004121
2022-10-04 | 19 | 7 | 2022-10-04 | 19 | 79.38 | 1.67 | 81.05 | 4.1312e-07
2022-10-04 | 20 | 0 | 2022-10-04 | 20 | 70.45 | 1.5 | 71.95 | 0
2022-10-04 | 21 | 0 | 2022-10-04 | 21 | 90.72 | 1.88 | 92.6 | 0
2022-10-04 | 22 | 0 | 2022-10-04 | 22 | 68.39 | 1.99 | 70.38 | 0
2022-10-04 | 23 | 0 | 2022-10-04 | 23 | 66.95 | 2.2 | 69.15 | 0
2022-10-04 | 24 | 0 | 2022-10-04 | 24 | 48.63 | 1.05 | 49.68 | 0
2022-10-05 | 1 | 0 | 2022-10-05 | 1 | 43.95 | 0.43 | 44.38 | 0
2022-10-05 | 2 | 0 | 2022-10-05 | 2 | 43.87 | 0.42 | 44.29 | 0
2022-10-05 | 3 | 0 | 2022-10-05 | 3 | 44.51 | 0.41 | 44.92 | 0
2022-10-05 | 4 | 0 | 2022-10-05 | 4 | 42.74 | 0.41 | 43.15 | 0
2022-10-05 | 5 | 0 | 2022-10-05 | 5 | 44.01 | 0.42 | 44.43 | 0
2022-10-05 | 6 | 0 | 2022-10-05 | 6 | 44.53 | 0.44 | 44.97 | 0
2022-10-05 | 7 | 0 | 2022-10-05 | 7 | 43.75 | 0.59 | 44.34 | 0
2022-10-05 | 8 | 163 | 2022-10-05 | 8 | 47.89 | 1.27 | 49.16 | 5.8348e-06
2022-10-05 | 9 | 613 | 2022-10-05 | 9 | 64.11 | 1.16 | 65.27 | 2.9134e-05
2022-10-05 | 10 | 35375 | 2022-10-05 | 10 | 67.64 | 1.04 | 68.68 | 0.0017691
2022-10-05 | 11 | 126340 | 2022-10-05 | 11 | 77.76 | 1.07 | 78.83 | 0.007252
2022-10-05 | 12 | 143868 | 2022-10-05 | 12 | 59.42 | 1.07 | 60.49 | 0.0063368
2022-10-05 | 13 | 2370 | 2022-10-05 | 13 | 53.86 | 1.07 | 54.93 | 9.4794e-05
2022-10-05 | 14 | 3250 | 2022-10-05 | 14 | 53.63 | 1.1 | 54.73 | 0.00012952
2022-10-05 | 15 | 205322 | 2022-10-05 | 15 | 60.86 | 1.08 | 61.94 | 0.0092604
2022-10-05 | 16 | 160844 | 2022-10-05 | 16 | 64.82 | 1.21 | 66.03 | 0.0077334
2022-10-05 | 17 | 32300 | 2022-10-05 | 17 | 69.83 | 1.13 | 70.96 | 0.0016689
2022-10-05 | 18 | 147 | 2022-10-05 | 18 | 75.7 | 1.32 | 77.02 | 8.2441e-06
2022-10-05 | 19 | 0 | 2022-10-05 | 19 | 65.84 | 1.09 | 66.93 | 0
2022-10-05 | 20 | 0 | 2022-10-05 | 20 | 76.51 | 1.14 | 77.65 | 0
2022-10-05 | 21 | 0 | 2022-10-05 | 21 | 69.9 | 1.4 | 71.3 | 0
2022-10-05 | 22 | 0 | 2022-10-05 | 22 | 75.14 | 1.81 | 76.95 | 0
2022-10-05 | 23 | 0 | 2022-10-05 | 23 | 72.25 | 1.8 | 74.05 | 0
2022-10-05 | 24 | 0 | 2022-10-05 | 24 | 65.7 | 1.18 | 66.88 | 0
2022-10-06 | 1 | 0 | 2022-10-06 | 1 | 67.21 | 1.71 | 68.92 | 0
2022-10-06 | 2 | 0 | 2022-10-06 | 2 | 56.22 | 1.5 | 57.72 | 0
2022-10-06 | 3 | 0 | 2022-10-06 | 3 | 52.98 | 1.48 | 54.46 | 0
2022-10-06 | 4 | 0 | 2022-10-06 | 4 | 56.3 | 1.49 | 57.79 | 0
2022-10-06 | 5 | 0 | 2022-10-06 | 5 | 56.11 | 1.49 | 57.6 | 0
2022-10-06 | 6 | 0 | 2022-10-06 | 6 | 68.87 | 1.54 | 70.41 | 0
2022-10-06 | 7 | 0 | 2022-10-06 | 7 | 108.33 | 2.61 | 110.94 | 0
2022-10-06 | 8 | 337 | 2022-10-06 | 8 | 96.36 | 2.9 | 99.26 | 2.4357e-05
2022-10-06 | 9 | 134446 | 2022-10-06 | 9 | 87.85 | 2.76 | 90.61 | 0.0088705
2022-10-06 | 10 | 427233 | 2022-10-06 | 10 | 66.09 | 2.66 | 68.75 | 0.021388
2022-10-06 | 11 | 623768 | 2022-10-06 | 11 | 54.81 | 2.32 | 57.13 | 0.025948
2022-10-06 | 12 | 740676 | 2022-10-06 | 12 | 50.33 | 2.29 | 52.62 | 0.028379
2022-10-06 | 13 | 794676 | 2022-10-06 | 13 | 49.97 | 2.28 | 52.25 | 0.030234
2022-10-06 | 14 | 786756 | 2022-10-06 | 14 | 47.33 | 2.29 | 49.62 | 0.028426
2022-10-06 | 15 | 718535 | 2022-10-06 | 15 | 49.27 | 2.26 | 51.53 | 0.026961
2022-10-06 | 16 | 605919 | 2022-10-06 | 16 | 49.7 | 2.24 | 51.94 | 0.022916
2022-10-06 | 17 | 427379 | 2022-10-06 | 17 | 56.55 | 2.15 | 58.7 | 0.018267
2022-10-06 | 18 | 200357 | 2022-10-06 | 18 | 90.32 | 2.37 | 92.69 | 0.013523
2022-10-06 | 19 | 7 | 2022-10-06 | 19 | 74.51 | 2.39 | 76.9 | 3.9197e-07
2022-10-06 | 20 | 0 | 2022-10-06 | 20 | 60.41 | 2.19 | 62.6 | 0
2022-10-06 | 21 | 0 | 2022-10-06 | 21 | 64.67 | 2.27 | 66.94 | 0
2022-10-06 | 22 | 0 | 2022-10-06 | 22 | 59.2 | 2.44 | 61.64 | 0
2022-10-06 | 23 | 0 | 2022-10-06 | 23 | 55.17 | 2.54 | 57.71 | 0
2022-10-06 | 24 | 0 | 2022-10-06 | 24 | 50.65 | 1.57 | 52.22 | 0
2022-10-07 | 1 | 0 | 2022-10-07 | 1 | 53.08 | 0.99 | 54.07 | 0
2022-10-07 | 2 | 0 | 2022-10-07 | 2 | 53.34 | 1.09 | 54.43 | 0
2022-10-07 | 3 | 0 | 2022-10-07 | 3 | 50.27 | 1.01 | 51.28 | 0
2022-10-07 | 4 | 0 | 2022-10-07 | 4 | 48.32 | 0.98 | 49.3 | 0
2022-10-07 | 5 | 0 | 2022-10-07 | 5 | 48.75 | 0.98 | 49.73 | 0
2022-10-07 | 6 | 0 | 2022-10-07 | 6 | 52.9 | 1.04 | 53.94 | 0
2022-10-07 | 7 | 0 | 2022-10-07 | 7 | 58.66 | 1.39 | 60.05 | 0
2022-10-07 | 8 | 380 | 2022-10-07 | 8 | 96.85 | 2.76 | 99.61 | 2.7562e-05
2022-10-07 | 9 | 36919 | 2022-10-07 | 9 | 75.29 | 2.14 | 77.43 | 0.0020815
2022-10-07 | 10 | 314623 | 2022-10-07 | 10 | 52.6 | 1.89 | 54.49 | 0.012483
2022-10-07 | 11 | 561150 | 2022-10-07 | 11 | 48.71 | 1.82 | 50.53 | 0.020647
2022-10-07 | 12 | 746293 | 2022-10-07 | 12 | 49.15 | 1.79 | 50.94 | 0.027682
2022-10-07 | 13 | 466166 | 2022-10-07 | 13 | 48.57 | 1.76 | 50.33 | 0.017084
2022-10-07 | 14 | 491347 | 2022-10-07 | 14 | 48.76 | 1.76 | 50.52 | 0.018075
2022-10-07 | 15 | 447492 | 2022-10-07 | 15 | 53.12 | 1.74 | 54.86 | 0.017876
2022-10-07 | 16 | 615049 | 2022-10-07 | 16 | 80.94 | 2.03 | 82.97 | 0.037158
2022-10-07 | 17 | 319503 | 2022-10-07 | 17 | 91.4 | 1.91 | 93.31 | 0.021708
2022-10-07 | 18 | 105115 | 2022-10-07 | 18 | 88.82 | 2.21 | 91.03 | 0.0069675
2022-10-07 | 19 | 0 | 2022-10-07 | 19 | 93.09 | 1.96 | 95.05 | 0
2022-10-07 | 20 | 0 | 2022-10-07 | 20 | 72.32 | 1.93 | 74.25 | 0
2022-10-07 | 21 | 0 | 2022-10-07 | 21 | 62.84 | 1.85 | 64.69 | 0
2022-10-07 | 22 | 0 | 2022-10-07 | 22 | 82.5 | 2.67 | 85.17 | 0
2022-10-07 | 23 | 0 | 2022-10-07 | 23 | 78.63 | 3.59 | 82.22 | 0
2022-10-07 | 24 | 0 | 2022-10-07 | 24 | 48.55 | 1.33 | 49.88 | 0
2022-10-08 | 1 | 0 | 2022-10-08 | 1 | 60.27 | 1.67 | 61.94 | 0
2022-10-08 | 2 | 0 | 2022-10-08 | 2 | 61.46 | 1.61 | 63.07 | 0
2022-10-08 | 3 | 0 | 2022-10-08 | 3 | 53.21 | 1.54 | 54.75 | 0
2022-10-08 | 4 | 0 | 2022-10-08 | 4 | 51.75 | 1.65 | 53.4 | 0
2022-10-08 | 5 | 0 | 2022-10-08 | 5 | 58.66 | 1.58 | 60.24 | 0
2022-10-08 | 6 | 0 | 2022-10-08 | 6 | 49.33 | 1.6 | 50.93 | 0
2022-10-08 | 7 | 0 | 2022-10-08 | 7 | 53.19 | 1.87 | 55.06 | 0
2022-10-08 | 8 | 413 | 2022-10-08 | 8 | 91 | 3.97 | 94.97 | 2.856e-05
2022-10-08 | 9 | 3023 | 2022-10-08 | 9 | 65.71 | 3.33 | 69.04 | 0.00015197
2022-10-08 | 10 | 484133 | 2022-10-08 | 10 | 32.64 | 1.64 | 34.28 | 0.012085
2022-10-08 | 11 | 681856 | 2022-10-08 | 11 | 38.53 | 1.47 | 40 | 0.01986
2022-10-08 | 12 | 810178 | 2022-10-08 | 12 | 24.01 | 1.62 | 25.63 | 0.01512
2022-10-08 | 13 | 842755 | 2022-10-08 | 13 | 11.92 | 1.88 | 13.8 | 0.0084685
2022-10-08 | 14 | 839725 | 2022-10-08 | 14 | 15.39 | 1.63 | 17.02 | 0.010407
2022-10-08 | 15 | 783431 | 2022-10-08 | 15 | -7.88 | 1.44 | -6.44 | -0.0036738
2022-10-08 | 16 | 666593 | 2022-10-08 | 16 | 35.24 | 1.43 | 36.67 | 0.017799
2022-10-08 | 17 | 468350 | 2022-10-08 | 17 | 41.23 | 1.52 | 42.75 | 0.014579
2022-10-08 | 18 | 220544 | 2022-10-08 | 18 | 60.26 | 1.8 | 62.06 | 0.0099663
2022-10-08 | 19 | 7 | 2022-10-08 | 19 | 77.75 | 2.78 | 80.53 | 4.1047e-07
2022-10-08 | 20 | 0 | 2022-10-08 | 20 | 58.57 | 1.9 | 60.47 | 0
2022-10-08 | 21 | 0 | 2022-10-08 | 21 | 60.59 | 1.83 | 62.42 | 0
2022-10-08 | 22 | 0 | 2022-10-08 | 22 | 57.26 | 1.85 | 59.11 | 0
2022-10-08 | 23 | 0 | 2022-10-08 | 23 | 44.19 | 1.57 | 45.76 | 0
2022-10-08 | 24 | 0 | 2022-10-08 | 24 | 41.25 | 1.59 | 42.84 | 0
2022-10-09 | 1 | 0 | 2022-10-09 | 1 | 38.44 | 1.89 | 40.33 | 0
2022-10-09 | 2 | 0 | 2022-10-09 | 2 | 36.76 | 1.84 | 38.6 | 0
2022-10-09 | 3 | 0 | 2022-10-09 | 3 | 38.23 | 1.78 | 40.01 | 0
2022-10-09 | 4 | 0 | 2022-10-09 | 4 | 39.27 | 1.8 | 41.07 | 0
2022-10-09 | 5 | 0 | 2022-10-09 | 5 | 41.9 | 1.81 | 43.71 | 0
2022-10-09 | 6 | 0 | 2022-10-09 | 6 | 41.82 | 1.81 | 43.63 | 0
2022-10-09 | 7 | 0 | 2022-10-09 | 7 | 64.96 | 4.16 | 69.12 | 0
2022-10-09 | 8 | 397 | 2022-10-09 | 8 | 55.5 | 2.72 | 58.22 | 1.683e-05
2022-10-09 | 9 | 222663 | 2022-10-09 | 9 | 38.87 | 1.82 | 40.69 | 0.0065972
2022-10-09 | 10 | 409514 | 2022-10-09 | 10 | 35.74 | 1.8 | 37.54 | 0.011194
2022-10-09 | 11 | 709676 | 2022-10-09 | 11 | 44.33 | 1.82 | 46.15 | 0.023848
2022-10-09 | 12 | 810612 | 2022-10-09 | 12 | 37.68 | 2.55 | 40.23 | 0.023746
2022-10-09 | 13 | 821372 | 2022-10-09 | 13 | 28.68 | 2.24 | 30.92 | 0.018493
2022-10-09 | 14 | 832660 | 2022-10-09 | 14 | 37.52 | 1.95 | 39.47 | 0.023931
2022-10-09 | 15 | 786898 | 2022-10-09 | 15 | 45.6 | 1.85 | 47.45 | 0.027188
2022-10-09 | 16 | 633619 | 2022-10-09 | 16 | 46.44 | 1.85 | 48.29 | 0.02228
2022-10-09 | 17 | 442567 | 2022-10-09 | 17 | 84.23 | 2.35 | 86.58 | 0.027901
2022-10-09 | 18 | 447 | 2022-10-09 | 18 | 60.08 | 1.83 | 61.91 | 2.0151e-05
2022-10-09 | 19 | 0 | 2022-10-09 | 19 | 67.58 | 1.99 | 69.57 | 0
2022-10-09 | 20 | 0 | 2022-10-09 | 20 | 77.56 | 2.09 | 79.65 | 0
2022-10-09 | 21 | 0 | 2022-10-09 | 21 | 58.49 | 2 | 60.49 | 0
2022-10-09 | 22 | 0 | 2022-10-09 | 22 | 46.76 | 1.88 | 48.64 | 0
2022-10-09 | 23 | 0 | 2022-10-09 | 23 | 44.19 | 1.93 | 46.12 | 0
2022-10-09 | 24 | 0 | 2022-10-09 | 24 | 41.31 | 2.11 | 43.42 | 0
2022-10-10 | 1 | 0 | 2022-10-10 | 1 | 43.51 | 0.67 | 44.18 | 0
2022-10-10 | 2 | 0 | 2022-10-10 | 2 | 42.74 | 0.67 | 43.41 | 0
2022-10-10 | 3 | 0 | 2022-10-10 | 3 | 41.68 | 0.59 | 42.27 | 0
2022-10-10 | 4 | 0 | 2022-10-10 | 4 | 40.98 | 0.59 | 41.57 | 0
2022-10-10 | 5 | 0 | 2022-10-10 | 5 | 29.25 | 0.8 | 30.05 | 0
2022-10-10 | 6 | 0 | 2022-10-10 | 6 | 35.48 | 0.86 | 36.34 | 0
2022-10-10 | 7 | 0 | 2022-10-10 | 7 | 52.91 | 0.91 | 53.82 | 0
2022-10-10 | 8 | 283 | 2022-10-10 | 8 | 104.2 | 2.16 | 106.36 | 2.1917e-05
2022-10-10 | 9 | 1047 | 2022-10-10 | 9 | 117.46 | 1.98 | 119.44 | 9.1059e-05
2022-10-10 | 10 | 144641 | 2022-10-10 | 10 | 101.61 | 1.68 | 103.29 | 0.010879
2022-10-10 | 11 | 1507 | 2022-10-10 | 11 | 95.72 | 1.52 | 97.24 | 0.0001067
2022-10-10 | 12 | 175457 | 2022-10-10 | 12 | 93.36 | 1.9 | 95.26 | 0.01217
2022-10-10 | 13 | 161275 | 2022-10-10 | 13 | 89.17 | 1.77 | 90.94 | 0.010679
2022-10-10 | 14 | 42396 | 2022-10-10 | 14 | 95.08 | 1.55 | 96.63 | 0.0029831
2022-10-10 | 15 | 302454 | 2022-10-10 | 15 | 95.31 | 2.34 | 97.65 | 0.021506
2022-10-10 | 16 | 244673 | 2022-10-10 | 16 | 105.02 | 1.72 | 106.74 | 0.019017
2022-10-10 | 17 | 136009 | 2022-10-10 | 17 | 106.26 | 1.52 | 107.78 | 0.010674
2022-10-10 | 18 | 237056 | 2022-10-10 | 18 | 109.13 | 1.86 | 110.99 | 0.019158
2022-10-10 | 19 | 0 | 2022-10-10 | 19 | 119.8 | 1.83 | 121.63 | 0
2022-10-10 | 20 | 0 | 2022-10-10 | 20 | 95.27 | 1.72 | 96.99 | 0
2022-10-10 | 21 | 0 | 2022-10-10 | 21 | 93.23 | 2 | 95.23 | 0
2022-10-10 | 22 | 0 | 2022-10-10 | 22 | 83.81 | 1.87 | 85.68 | 0
2022-10-10 | 23 | 0 | 2022-10-10 | 23 | 97.06 | 2.17 | 99.23 | 0
2022-10-10 | 24 | 0 | 2022-10-10 | 24 | 87.57 | 1.98 | 89.55 | 0
2022-10-11 | 1 | 0 | 2022-10-11 | 1 | 56.36 | 1.68 | 58.04 | 0
2022-10-11 | 2 | 0 | 2022-10-11 | 2 | 57.23 | 1 | 58.23 | 0
2022-10-11 | 3 | 0 | 2022-10-11 | 3 | 57.38 | 1 | 58.38 | 0
2022-10-11 | 4 | 0 | 2022-10-11 | 4 | 58.88 | 1.02 | 59.9 | 0
2022-10-11 | 5 | 0 | 2022-10-11 | 5 | 59.07 | 0.98 | 60.05 | 0
2022-10-11 | 6 | 0 | 2022-10-11 | 6 | 60.18 | 1.06 | 61.24 | 0
2022-10-11 | 7 | 0 | 2022-10-11 | 7 | 92.14 | 1.44 | 93.58 | 0
2022-10-11 | 8 | 443 | 2022-10-11 | 8 | 108.07 | 2.93 | 111 | 3.5806e-05
2022-10-11 | 9 | 137559 | 2022-10-11 | 9 | 67.42 | 2.19 | 69.61 | 0.0069725
2022-10-11 | 10 | 205033 | 2022-10-11 | 10 | 53.37 | 1.84 | 55.21 | 0.0082426
2022-10-11 | 11 | 502674 | 2022-10-11 | 11 | 51.09 | 1.82 | 52.91 | 0.019366
2022-10-11 | 12 | 772389 | 2022-10-11 | 12 | 48.21 | 1.86 | 50.07 | 0.02816
2022-10-11 | 13 | 817461 | 2022-10-11 | 13 | 43.07 | 1.85 | 44.92 | 0.026738
2022-10-11 | 14 | 811242 | 2022-10-11 | 14 | 44.81 | 1.83 | 46.64 | 0.027551
2022-10-11 | 15 | 742366 | 2022-10-11 | 15 | 46.29 | 1.86 | 48.15 | 0.026028
2022-10-11 | 16 | 622228 | 2022-10-11 | 16 | 50.57 | 1.79 | 52.36 | 0.023723
2022-10-11 | 17 | 429931 | 2022-10-11 | 17 | 72.06 | 1.96 | 74.02 | 0.023172
2022-10-11 | 18 | 192505 | 2022-10-11 | 18 | 113.21 | 2 | 115.21 | 0.016149
2022-10-11 | 19 | 0 | 2022-10-11 | 19 | 120.34 | 2.25 | 122.59 | 0
2022-10-11 | 20 | 0 | 2022-10-11 | 20 | 89.12 | 1.97 | 91.09 | 0
2022-10-11 | 21 | 0 | 2022-10-11 | 21 | 74.84 | 2.1 | 76.94 | 0
2022-10-11 | 22 | 0 | 2022-10-11 | 22 | 65.23 | 2.29 | 67.52 | 0
2022-10-11 | 23 | 0 | 2022-10-11 | 23 | 60.69 | 2.25 | 62.94 | 0
2022-10-11 | 24 | 0 | 2022-10-11 | 24 | 47.84 | 1.46 | 49.3 | 0
2022-10-12 | 1 | 0 | 2022-10-12 | 1 | 58.74 | 1.75 | 60.49 | 0
2022-10-12 | 2 | 0 | 2022-10-12 | 2 | 46.08 | 1.25 | 47.33 | 0
2022-10-12 | 3 | 0 | 2022-10-12 | 3 | 48.15 | 1.28 | 49.43 | 0
2022-10-12 | 4 | 0 | 2022-10-12 | 4 | 47.84 | 1.27 | 49.11 | 0
2022-10-12 | 5 | 0 | 2022-10-12 | 5 | 48.59 | 1.35 | 49.94 | 0
2022-10-12 | 6 | 0 | 2022-10-12 | 6 | 51.37 | 1.42 | 52.79 | 0
2022-10-12 | 7 | 0 | 2022-10-12 | 7 | 77.74 | 1.88 | 79.62 | 0
2022-10-12 | 8 | 300 | 2022-10-12 | 8 | 101.69 | 3.03 | 104.72 | 2.2876e-05
2022-10-12 | 9 | 172088 | 2022-10-12 | 9 | 69.25 | 2.37 | 71.62 | 0.0089745
2022-10-12 | 10 | 414348 | 2022-10-12 | 10 | 51.17 | 2.25 | 53.42 | 0.016117
2022-10-12 | 11 | 609124 | 2022-10-12 | 11 | 45.26 | 2.09 | 47.35 | 0.021002
2022-10-12 | 12 | 713954 | 2022-10-12 | 12 | 44.53 | 2.06 | 46.59 | 0.024221
2022-10-12 | 13 | 749825 | 2022-10-12 | 13 | 47.13 | 2.09 | 49.22 | 0.026874
2022-10-12 | 14 | 772842 | 2022-10-12 | 14 | 47.85 | 2.08 | 49.93 | 0.028098
2022-10-12 | 15 | 687036 | 2022-10-12 | 15 | 46.12 | 2.06 | 48.18 | 0.024103
2022-10-12 | 16 | 465203 | 2022-10-12 | 16 | 47.66 | 2.13 | 49.79 | 0.016866
2022-10-12 | 17 | 349201 | 2022-10-12 | 17 | 73.19 | 2.25 | 75.44 | 0.019182
2022-10-12 | 18 | 170679 | 2022-10-12 | 18 | 72.06 | 2.21 | 74.27 | 0.0092304
2022-10-12 | 19 | 0 | 2022-10-12 | 19 | 81.11 | 2.18 | 83.29 | 0
2022-10-12 | 20 | 0 | 2022-10-12 | 20 | 88.55 | 2.28 | 90.83 | 0
2022-10-12 | 21 | 0 | 2022-10-12 | 21 | 76.48 | 2.35 | 78.83 | 0
2022-10-12 | 22 | 0 | 2022-10-12 | 22 | 77.15 | 3.01 | 80.16 | 0
2022-10-12 | 23 | 0 | 2022-10-12 | 23 | 54.16 | 2.48 | 56.64 | 0
2022-10-12 | 24 | 0 | 2022-10-12 | 24 | 49.47 | 1.29 | 50.76 | 0
2022-10-13 | 1 | 0 | 2022-10-13 | 1 | 41.82 | 0.57 | 42.39 | 0
2022-10-13 | 2 | 0 | 2022-10-13 | 2 | 43.08 | 0.54 | 43.62 | 0
2022-10-13 | 3 | 0 | 2022-10-13 | 3 | 40.02 | 0.53 | 40.55 | 0
2022-10-13 | 4 | 0 | 2022-10-13 | 4 | 37.8 | 0.95 | 38.75 | 0
2022-10-13 | 5 | 0 | 2022-10-13 | 5 | 39.67 | 0.63 | 40.3 | 0
2022-10-13 | 6 | 0 | 2022-10-13 | 6 | 34.93 | 0.79 | 35.72 | 0
2022-10-13 | 7 | 0 | 2022-10-13 | 7 | 76.01 | 1.3 | 77.31 | 0
2022-10-13 | 8 | 53 | 2022-10-13 | 8 | 91.29 | 2.07 | 93.36 | 3.603e-06
2022-10-13 | 9 | 1133 | 2022-10-13 | 9 | 87.68 | 1.45 | 89.13 | 7.3532e-05
2022-10-13 | 10 | 1703 | 2022-10-13 | 10 | 79.27 | 1.35 | 80.62 | 9.9973e-05
2022-10-13 | 11 | 324444 | 2022-10-13 | 11 | 88.89 | 1.57 | 90.46 | 0.021371
2022-10-13 | 12 | 1430 | 2022-10-13 | 12 | 89.7 | 1.63 | 91.33 | 9.5099e-05
2022-10-13 | 13 | 2050 | 2022-10-13 | 13 | 85.71 | 1.33 | 87.04 | 0.00012993
2022-10-13 | 14 | 1740 | 2022-10-13 | 14 | 66.5 | 1.53 | 68.03 | 8.6194e-05
2022-10-13 | 15 | 1223 | 2022-10-13 | 15 | 50.96 | 1.41 | 52.37 | 4.6637e-05
2022-10-13 | 16 | 1190 | 2022-10-13 | 16 | 54.89 | 1.36 | 56.25 | 4.8741e-05
2022-10-13 | 17 | 173 | 2022-10-13 | 17 | 62.25 | 1.4 | 63.65 | 8.0181e-06
2022-10-13 | 18 | 0 | 2022-10-13 | 18 | 67.29 | 1.33 | 68.62 | 0
2022-10-13 | 19 | 0 | 2022-10-13 | 19 | 80.62 | 1.43 | 82.05 | 0
2022-10-13 | 20 | 0 | 2022-10-13 | 20 | 58.14 | 1.36 | 59.5 | 0
2022-10-13 | 21 | 0 | 2022-10-13 | 21 | 71.68 | 1.73 | 73.41 | 0
2022-10-13 | 22 | 0 | 2022-10-13 | 22 | 62.55 | 1.58 | 64.13 | 0
2022-10-13 | 23 | 0 | 2022-10-13 | 23 | 57.47 | 1.74 | 59.21 | 0
2022-10-13 | 24 | 0 | 2022-10-13 | 24 | 45.73 | 0.58 | 46.31 | 0
2022-10-14 | 1 | 0 | 2022-10-14 | 1 | 47.67 | 0.32 | 47.99 | 0
2022-10-14 | 2 | 0 | 2022-10-14 | 2 | 40.62 | 0.29 | 40.91 | 0
2022-10-14 | 3 | 0 | 2022-10-14 | 3 | 40.51 | 0.28 | 40.79 | 0
2022-10-14 | 4 | 0 | 2022-10-14 | 4 | 41.18 | 0.28 | 41.46 | 0
2022-10-14 | 5 | 0 | 2022-10-14 | 5 | 40.83 | 0.3 | 41.13 | 0
2022-10-14 | 6 | 0 | 2022-10-14 | 6 | 43.74 | 0.37 | 44.11 | 0
2022-10-14 | 7 | 0 | 2022-10-14 | 7 | 53.73 | 0.41 | 54.14 | 0
2022-10-14 | 8 | 0 | 2022-10-14 | 8 | 83.12 | 1.76 | 84.88 | 0
2022-10-14 | 9 | 213 | 2022-10-14 | 9 | 67.19 | 1.37 | 68.56 | 1.0633e-05
2022-10-14 | 10 | 440 | 2022-10-14 | 10 | 57.69 | 1.18 | 58.87 | 1.8861e-05
2022-10-14 | 11 | 1007 | 2022-10-14 | 11 | 61.07 | 1.35 | 62.42 | 4.577e-05
2022-10-14 | 12 | 127290 | 2022-10-14 | 12 | 47.77 | 1.56 | 49.33 | 0.0045723
2022-10-14 | 13 | 178096 | 2022-10-14 | 13 | 45.39 | 1.13 | 46.52 | 0.0060328
2022-10-14 | 14 | 382742 | 2022-10-14 | 14 | 44.38 | 1.1 | 45.48 | 0.012675
2022-10-14 | 15 | 263872 | 2022-10-14 | 15 | 41.71 | 1.12 | 42.83 | 0.0082294
2022-10-14 | 16 | 184859 | 2022-10-14 | 16 | 43.84 | 1.12 | 44.96 | 0.0060519
2022-10-14 | 17 | 31871 | 2022-10-14 | 17 | 46.51 | 1.07 | 47.58 | 0.0011042
2022-10-14 | 18 | 250 | 2022-10-14 | 18 | 47.7 | 1.01 | 48.71 | 8.8671e-06
2022-10-14 | 19 | 0 | 2022-10-14 | 19 | 64.56 | 1.25 | 65.81 | 0
2022-10-14 | 20 | 0 | 2022-10-14 | 20 | 55.03 | 1.22 | 56.25 | 0
2022-10-14 | 21 | 0 | 2022-10-14 | 21 | 48.41 | 1.12 | 49.53 | 0
2022-10-14 | 22 | 0 | 2022-10-14 | 22 | 48.02 | 1.19 | 49.21 | 0
2022-10-14 | 23 | 0 | 2022-10-14 | 23 | 48.06 | 1.36 | 49.42 | 0
2022-10-14 | 24 | 0 | 2022-10-14 | 24 | 43.35 | 0.44 | 43.79 | 0
2022-10-15 | 1 | 0 | 2022-10-15 | 1 | 42.58 | 0.31 | 42.89 | 0
2022-10-15 | 2 | 0 | 2022-10-15 | 2 | 40.93 | 0.35 | 41.28 | 0
2022-10-15 | 3 | 0 | 2022-10-15 | 3 | 39.96 | 0.35 | 40.31 | 0
2022-10-15 | 4 | 0 | 2022-10-15 | 4 | 41.16 | 0.35 | 41.51 | 0
2022-10-15 | 5 | 0 | 2022-10-15 | 5 | 39.56 | 0.34 | 39.9 | 0
2022-10-15 | 6 | 0 | 2022-10-15 | 6 | 37.69 | 0.3 | 37.99 | 0
2022-10-15 | 7 | 0 | 2022-10-15 | 7 | 37.92 | 0.51 | 38.43 | 0
2022-10-15 | 8 | 310 | 2022-10-15 | 8 | 39.73 | 0.33 | 40.06 | 9.0427e-06
2022-10-15 | 9 | 180065 | 2022-10-15 | 9 | 40.59 | 0.39 | 40.98 | 0.0053731
2022-10-15 | 10 | 439561 | 2022-10-15 | 10 | 40.25 | 0.36 | 40.61 | 0.012998
2022-10-15 | 11 | 624964 | 2022-10-15 | 11 | 41.2 | 0.28 | 41.48 | 0.018876
2022-10-15 | 12 | 736302 | 2022-10-15 | 12 | 39.55 | 0.26 | 39.81 | 0.021344
2022-10-15 | 13 | 798788 | 2022-10-15 | 13 | 38.51 | 0.26 | 38.77 | 0.02255
2022-10-15 | 14 | 798449 | 2022-10-15 | 14 | 37.46 | 0.28 | 37.74 | 0.021942
2022-10-15 | 15 | 716109 | 2022-10-15 | 15 | 37.85 | 0.28 | 38.13 | 0.019882
2022-10-15 | 16 | 595429 | 2022-10-15 | 16 | 38.44 | 0.25 | 38.69 | 0.016775
2022-10-15 | 17 | 401317 | 2022-10-15 | 17 | 40.71 | 0.24 | 40.95 | 0.011966
2022-10-15 | 18 | 154337 | 2022-10-15 | 18 | 58.77 | 0.41 | 59.18 | 0.0066507
2022-10-15 | 19 | 0 | 2022-10-15 | 19 | 54.68 | 0.4 | 55.08 | 0
2022-10-15 | 20 | 0 | 2022-10-15 | 20 | 48.21 | 0.28 | 48.49 | 0
2022-10-15 | 21 | 0 | 2022-10-15 | 21 | 47.25 | 0.34 | 47.59 | 0
2022-10-15 | 22 | 0 | 2022-10-15 | 22 | 40.26 | 0.58 | 40.84 | 0
2022-10-15 | 23 | 0 | 2022-10-15 | 23 | 38.72 | 0.37 | 39.09 | 0
2022-10-15 | 24 | 0 | 2022-10-15 | 24 | 38.64 | 0.38 | 39.02 | 0
2022-10-16 | 1 | 0 | 2022-10-16 | 1 | 40.35 | 0.81 | 41.16 | 0
2022-10-16 | 2 | 0 | 2022-10-16 | 2 | 38.26 | 0.71 | 38.97 | 0
2022-10-16 | 3 | 0 | 2022-10-16 | 3 | 38.84 | 0.7 | 39.54 | 0
2022-10-16 | 4 | 0 | 2022-10-16 | 4 | 39.52 | 0.68 | 40.2 | 0
2022-10-16 | 5 | 0 | 2022-10-16 | 5 | 38.34 | 0.7 | 39.04 | 0
2022-10-16 | 6 | 0 | 2022-10-16 | 6 | 40.71 | 0.89 | 41.6 | 0
2022-10-16 | 7 | 0 | 2022-10-16 | 7 | 41.27 | 1.13 | 42.4 | 0
2022-10-16 | 8 | 343 | 2022-10-16 | 8 | 57.25 | 1.08 | 58.33 | 1.4568e-05
2022-10-16 | 9 | 2063 | 2022-10-16 | 9 | 44.76 | 0.69 | 45.45 | 6.8274e-05
2022-10-16 | 10 | 282143 | 2022-10-16 | 10 | 37.69 | 0.68 | 38.37 | 0.0078829
2022-10-16 | 11 | 610033 | 2022-10-16 | 11 | 38.34 | 0.65 | 38.99 | 0.017319
2022-10-16 | 12 | 718104 | 2022-10-16 | 12 | 37.07 | 0.67 | 37.74 | 0.019734
2022-10-16 | 13 | 776989 | 2022-10-16 | 13 | 38.33 | 0.65 | 38.98 | 0.022054
2022-10-16 | 14 | 794457 | 2022-10-16 | 14 | 38.48 | 0.65 | 39.13 | 0.022636
2022-10-16 | 15 | 719184 | 2022-10-16 | 15 | 39.05 | 0.64 | 39.69 | 0.020785
2022-10-16 | 16 | 532292 | 2022-10-16 | 16 | 41.65 | 0.65 | 42.3 | 0.016395
2022-10-16 | 17 | 442493 | 2022-10-16 | 17 | 48.11 | 0.77 | 48.88 | 0.015749
2022-10-16 | 18 | 29619 | 2022-10-16 | 18 | 63.49 | 0.78 | 64.27 | 0.0013861
2022-10-16 | 19 | 0 | 2022-10-16 | 19 | 70.94 | 0.87 | 71.81 | 0
2022-10-16 | 20 | 0 | 2022-10-16 | 20 | 73.87 | 0.8 | 74.67 | 0
2022-10-16 | 21 | 0 | 2022-10-16 | 21 | 61.27 | 0.79 | 62.06 | 0
2022-10-16 | 22 | 0 | 2022-10-16 | 22 | 46.93 | 1.04 | 47.97 | 0
2022-10-16 | 23 | 0 | 2022-10-16 | 23 | 39.02 | 0.72 | 39.74 | 0
2022-10-16 | 24 | 0 | 2022-10-16 | 24 | 39.84 | 0.95 | 40.79 | 0
2022-10-17 | 1 | 0 | 2022-10-17 | 1 | 38.08 | 0.83 | 38.91 | 0
2022-10-17 | 2 | 0 | 2022-10-17 | 2 | 36.94 | 0.76 | 37.7 | 0
2022-10-17 | 3 | 0 | 2022-10-17 | 3 | 35.65 | 0.81 | 36.46 | 0
2022-10-17 | 4 | 0 | 2022-10-17 | 4 | 36.58 | 0.76 | 37.34 | 0
2022-10-17 | 5 | 0 | 2022-10-17 | 5 | 37.81 | 0.75 | 38.56 | 0
2022-10-17 | 6 | 0 | 2022-10-17 | 6 | 38.34 | 0.8 | 39.14 | 0
2022-10-17 | 7 | 0 | 2022-10-17 | 7 | 45.32 | 0.89 | 46.21 | 0
2022-10-17 | 8 | 220 | 2022-10-17 | 8 | 58.94 | 1.7 | 60.64 | 9.7142e-06
2022-10-17 | 9 | 1433 | 2022-10-17 | 9 | 49.23 | 1.57 | 50.8 | 5.3007e-05
2022-10-17 | 10 | 211660 | 2022-10-17 | 10 | 50.44 | 1.54 | 51.98 | 0.0080112
2022-10-17 | 11 | 199303 | 2022-10-17 | 11 | 56.35 | 1.57 | 57.92 | 0.0084056
2022-10-17 | 12 | 72864 | 2022-10-17 | 12 | 85.47 | 1.7 | 87.17 | 0.0046249
2022-10-17 | 13 | 161794 | 2022-10-17 | 13 | 65.2 | 1.59 | 66.79 | 0.0078686
2022-10-17 | 14 | 143071 | 2022-10-17 | 14 | 68.6 | 2 | 70.6 | 0.007355
2022-10-17 | 15 | 1023 | 2022-10-17 | 15 | 65.05 | 1.66 | 66.71 | 4.9693e-05
2022-10-17 | 16 | 3610 | 2022-10-17 | 16 | 52.83 | 1.63 | 54.46 | 0.00014316
2022-10-17 | 17 | 290 | 2022-10-17 | 17 | 53.18 | 1.48 | 54.66 | 1.1542e-05
2022-10-17 | 18 | 0 | 2022-10-17 | 18 | 50.31 | 1.82 | 52.13 | 0
2022-10-17 | 19 | 0 | 2022-10-17 | 19 | 65.99 | 1.54 | 67.53 | 0
2022-10-17 | 20 | 0 | 2022-10-17 | 20 | 56.31 | 1.54 | 57.85 | 0
2022-10-17 | 21 | 0 | 2022-10-17 | 21 | 53.6 | 1.68 | 55.28 | 0
2022-10-17 | 22 | 0 | 2022-10-17 | 22 | 49.54 | 1.64 | 51.18 | 0
2022-10-17 | 23 | 0 | 2022-10-17 | 23 | 43.33 | 1.7 | 45.03 | 0
2022-10-17 | 24 | 0 | 2022-10-17 | 24 | 40.44 | 0.82 | 41.26 | 0
2022-10-18 | 1 | 0 | 2022-10-18 | 1 | 41.41 | 1.38 | 42.79 | 0
2022-10-18 | 2 | 0 | 2022-10-18 | 2 | 38.85 | 1.37 | 40.22 | 0
2022-10-18 | 3 | 0 | 2022-10-18 | 3 | 40.1 | 1.35 | 41.45 | 0
2022-10-18 | 4 | 0 | 2022-10-18 | 4 | 41.27 | 1.38 | 42.65 | 0
2022-10-18 | 5 | 0 | 2022-10-18 | 5 | 41.55 | 1.38 | 42.93 | 0
2022-10-18 | 6 | 0 | 2022-10-18 | 6 | 41.03 | 1.43 | 42.46 | 0
2022-10-18 | 7 | 0 | 2022-10-18 | 7 | 50.54 | 1.71 | 52.25 | 0
2022-10-18 | 8 | 23 | 2022-10-18 | 8 | 61.83 | 2.39 | 64.22 | 1.0755e-06
2022-10-18 | 9 | 423 | 2022-10-18 | 9 | 67.41 | 2.87 | 70.28 | 2.1647e-05
2022-10-18 | 10 | 423 | 2022-10-18 | 10 | 54.89 | 2.3 | 57.19 | 1.7615e-05
2022-10-18 | 11 | 883 | 2022-10-18 | 11 | 63.97 | 2.44 | 66.41 | 4.2699e-05
2022-10-18 | 12 | 181014 | 2022-10-18 | 12 | 68.57 | 2.37 | 70.94 | 0.0093504
2022-10-18 | 13 | 157298 | 2022-10-18 | 13 | 47.45 | 2.18 | 49.63 | 0.0056845
2022-10-18 | 14 | 154646 | 2022-10-18 | 14 | 44.12 | 2.19 | 46.31 | 0.0052148
2022-10-18 | 15 | 822024 | 2022-10-18 | 15 | 43.06 | 2.48 | 45.54 | 0.027259
2022-10-18 | 16 | 605132 | 2022-10-18 | 16 | 42.67 | 2.29 | 44.96 | 0.019811
2022-10-18 | 17 | 389688 | 2022-10-18 | 17 | 44.02 | 2.11 | 46.13 | 0.01309
2022-10-18 | 18 | 134745 | 2022-10-18 | 18 | 50.82 | 2.15 | 52.97 | 0.0051972
2022-10-18 | 19 | 0 | 2022-10-18 | 19 | 66.83 | 2.71 | 69.54 | 0
2022-10-18 | 20 | 0 | 2022-10-18 | 20 | 60.14 | 2.28 | 62.42 | 0
2022-10-18 | 21 | 0 | 2022-10-18 | 21 | 46.65 | 2.12 | 48.77 | 0
2022-10-18 | 22 | 0 | 2022-10-18 | 22 | 47.39 | 2.23 | 49.62 | 0
2022-10-18 | 23 | 0 | 2022-10-18 | 23 | 48.86 | 2.37 | 51.23 | 0
2022-10-18 | 24 | 0 | 2022-10-18 | 24 | 41.08 | 1.41 | 42.49 | 0
2022-10-19 | 1 | 0 | 2022-10-19 | 1 | 41.44 | 0.44 | 41.88 | 0
2022-10-19 | 2 | 0 | 2022-10-19 | 2 | 40 | 0.45 | 40.45 | 0
2022-10-19 | 3 | 0 | 2022-10-19 | 3 | 40.55 | 0.49 | 41.04 | 0
2022-10-19 | 4 | 0 | 2022-10-19 | 4 | 38.19 | 0.48 | 38.67 | 0
2022-10-19 | 5 | 0 | 2022-10-19 | 5 | 39.63 | 0.46 | 40.09 | 0
2022-10-19 | 6 | 0 | 2022-10-19 | 6 | 41.36 | 0.47 | 41.83 | 0
2022-10-19 | 7 | 0 | 2022-10-19 | 7 | 56.25 | 0.97 | 57.22 | 0
2022-10-19 | 8 | 157 | 2022-10-19 | 8 | 67.85 | 1.61 | 69.46 | 7.9407e-06
2022-10-19 | 9 | 165547 | 2022-10-19 | 9 | 56.09 | 1.32 | 57.41 | 0.0069204
2022-10-19 | 10 | 433607 | 2022-10-19 | 10 | 39.53 | 1.23 | 40.76 | 0.012869
2022-10-19 | 11 | 623630 | 2022-10-19 | 11 | 9.09 | 1.53 | 10.62 | 0.0048225
2022-10-19 | 12 | 782329 | 2022-10-19 | 12 | 31.7 | 1.4 | 33.1 | 0.018856
2022-10-19 | 13 | 828361 | 2022-10-19 | 13 | 24.61 | 1.62 | 26.23 | 0.015821
2022-10-19 | 14 | 739342 | 2022-10-19 | 14 | 34.07 | 1.42 | 35.49 | 0.019106
2022-10-19 | 15 | 764142 | 2022-10-19 | 15 | 38.27 | 1.33 | 39.6 | 0.022034
2022-10-19 | 16 | 616408 | 2022-10-19 | 16 | 40.51 | 1.24 | 41.75 | 0.018739
2022-10-19 | 17 | 372311 | 2022-10-19 | 17 | 44.71 | 1.23 | 45.94 | 0.012454
2022-10-19 | 18 | 55552 | 2022-10-19 | 18 | 51.59 | 1.27 | 52.86 | 0.0021382
2022-10-19 | 19 | 0 | 2022-10-19 | 19 | 49.93 | 1.13 | 51.06 | 0
2022-10-19 | 20 | 0 | 2022-10-19 | 20 | 52.2 | 1.2 | 53.4 | 0
2022-10-19 | 21 | 0 | 2022-10-19 | 21 | 48.03 | 1.21 | 49.24 | 0
2022-10-19 | 22 | 0 | 2022-10-19 | 22 | 43.04 | 1.29 | 44.33 | 0
2022-10-19 | 23 | 0 | 2022-10-19 | 23 | 41.03 | 1.38 | 42.41 | 0
2022-10-19 | 24 | 0 | 2022-10-19 | 24 | 37.71 | 0.53 | 38.24 | 0
2022-10-20 | 1 | 0 | 2022-10-20 | 1 | 40.76 | 2.16 | 42.92 | 0
2022-10-20 | 2 | 0 | 2022-10-20 | 2 | 38.07 | 2.11 | 40.18 | 0
2022-10-20 | 3 | 0 | 2022-10-20 | 3 | 38.31 | 2.1 | 40.41 | 0
2022-10-20 | 4 | 0 | 2022-10-20 | 4 | 34.9 | 2.1 | 37 | 0
2022-10-20 | 5 | 0 | 2022-10-20 | 5 | 36.79 | 2.1 | 38.89 | 0
2022-10-20 | 6 | 0 | 2022-10-20 | 6 | 42.53 | 2.16 | 44.69 | 0
2022-10-20 | 7 | 0 | 2022-10-20 | 7 | 55.94 | 2.46 | 58.4 | 0
2022-10-20 | 8 | 160 | 2022-10-20 | 8 | 71.61 | 3.29 | 74.9 | 8.7262e-06
2022-10-20 | 9 | 167713 | 2022-10-20 | 9 | 55 | 2.98 | 57.98 | 0.0070806
2022-10-20 | 10 | 429718 | 2022-10-20 | 10 | 44.65 | 3.01 | 47.66 | 0.014913
2022-10-20 | 11 | 628937 | 2022-10-20 | 11 | 39.85 | 2.94 | 42.79 | 0.019596
2022-10-20 | 12 | 766370 | 2022-10-20 | 12 | -27.4 | 3.34 | -24.06 | -0.013426
2022-10-20 | 13 | 821051 | 2022-10-20 | 13 | 17.73 | 3.11 | 20.84 | 0.012459
2022-10-20 | 14 | 822905 | 2022-10-20 | 14 | 39.01 | 2.98 | 41.99 | 0.025161
2022-10-20 | 15 | 745471 | 2022-10-20 | 15 | 31.8 | 3.1 | 34.9 | 0.018944
2022-10-20 | 16 | 599995 | 2022-10-20 | 16 | 38.98 | 2.98 | 41.96 | 0.018332
2022-10-20 | 17 | 429535 | 2022-10-20 | 17 | 42.49 | 2.91 | 45.4 | 0.0142
2022-10-20 | 18 | 130816 | 2022-10-20 | 18 | 52.32 | 2.9 | 55.22 | 0.00526
2022-10-20 | 19 | 0 | 2022-10-20 | 19 | 53.61 | 2.87 | 56.48 | 0
2022-10-20 | 20 | 0 | 2022-10-20 | 20 | 49.98 | 2.87 | 52.85 | 0
2022-10-20 | 21 | 0 | 2022-10-20 | 21 | 49.77 | 2.96 | 52.73 | 0
2022-10-20 | 22 | 0 | 2022-10-20 | 22 | 43.6 | 2.96 | 46.56 | 0
2022-10-20 | 23 | 0 | 2022-10-20 | 23 | 41.55 | 3.06 | 44.61 | 0
2022-10-20 | 24 | 0 | 2022-10-20 | 24 | 40.22 | 2.18 | 42.4 | 0
2022-10-21 | 1 | 0 | 2022-10-21 | 1 | 38.31 | 1.24 | 39.55 | 0
2022-10-21 | 2 | 0 | 2022-10-21 | 2 | 35.61 | 1.23 | 36.84 | 0
2022-10-21 | 3 | 0 | 2022-10-21 | 3 | 37.75 | 1.24 | 38.99 | 0
2022-10-21 | 4 | 0 | 2022-10-21 | 4 | 37.98 | 1.23 | 39.21 | 0
2022-10-21 | 5 | 0 | 2022-10-21 | 5 | 40.28 | 1.24 | 41.52 | 0
2022-10-21 | 6 | 0 | 2022-10-21 | 6 | 55.23 | 1.38 | 56.61 | 0
2022-10-21 | 7 | 0 | 2022-10-21 | 7 | 63.16 | 1.73 | 64.89 | 0
2022-10-21 | 8 | 313 | 2022-10-21 | 8 | 92.41 | 2.99 | 95.4 | 2.1743e-05
2022-10-21 | 9 | 186038 | 2022-10-21 | 9 | 70.17 | 2.46 | 72.63 | 0.0098388
2022-10-21 | 10 | 407603 | 2022-10-21 | 10 | 47.14 | 2.44 | 49.58 | 0.014715
2022-10-21 | 11 | 602423 | 2022-10-21 | 11 | 38.11 | 2.05 | 40.16 | 0.017617
2022-10-21 | 12 | 729078 | 2022-10-21 | 12 | 36.11 | 2.09 | 38.2 | 0.02028
2022-10-21 | 13 | 789085 | 2022-10-21 | 13 | 35.99 | 2.09 | 38.08 | 0.02188
2022-10-21 | 14 | 782194 | 2022-10-21 | 14 | 36.54 | 2.13 | 38.67 | 0.022025
2022-10-21 | 15 | 733960 | 2022-10-21 | 15 | 37.16 | 2.2 | 39.36 | 0.021035
2022-10-21 | 16 | 591727 | 2022-10-21 | 16 | 37.6 | 2.15 | 39.75 | 0.017127
2022-10-21 | 17 | 388382 | 2022-10-21 | 17 | 54.8 | 2.23 | 57.03 | 0.016128
2022-10-21 | 18 | 126902 | 2022-10-21 | 18 | 70.16 | 2.31 | 72.47 | 0.0066966
2022-10-21 | 19 | 0 | 2022-10-21 | 19 | 61.55 | 2.12 | 63.67 | 0
2022-10-21 | 20 | 0 | 2022-10-21 | 20 | 59.13 | 2.15 | 61.28 | 0
2022-10-21 | 21 | 0 | 2022-10-21 | 21 | 53.85 | 2.39 | 56.24 | 0
2022-10-21 | 22 | 0 | 2022-10-21 | 22 | 40.93 | 2.26 | 43.19 | 0
2022-10-21 | 23 | 0 | 2022-10-21 | 23 | 38.84 | 2.23 | 41.07 | 0
2022-10-21 | 24 | 0 | 2022-10-21 | 24 | 40.41 | 1.3 | 41.71 | 0
2022-10-22 | 1 | 0 | 2022-10-22 | 1 | 36.7 | 0.54 | 37.24 | 0
2022-10-22 | 2 | 0 | 2022-10-22 | 2 | 37.69 | 0.52 | 38.21 | 0
2022-10-22 | 3 | 0 | 2022-10-22 | 3 | 39.82 | 0.52 | 40.34 | 0
2022-10-22 | 4 | 0 | 2022-10-22 | 4 | 39.45 | 0.53 | 39.98 | 0
2022-10-22 | 5 | 0 | 2022-10-22 | 5 | 39.69 | 0.52 | 40.21 | 0
2022-10-22 | 6 | 0 | 2022-10-22 | 6 | 43.44 | 1.12 | 44.56 | 0
2022-10-22 | 7 | 0 | 2022-10-22 | 7 | 47.41 | 0.85 | 48.26 | 0
2022-10-22 | 8 | 167 | 2022-10-22 | 8 | 70.74 | 1.6 | 72.34 | 8.7967e-06
2022-10-22 | 9 | 150760 | 2022-10-22 | 9 | 72.58 | 0.91 | 73.49 | 0.0080675
2022-10-22 | 10 | 406021 | 2022-10-22 | 10 | 45.65 | 0.89 | 46.54 | 0.013759
2022-10-22 | 11 | 599778 | 2022-10-22 | 11 | 36.87 | 0.57 | 37.44 | 0.016351
2022-10-22 | 12 | 711469 | 2022-10-22 | 12 | 39.2 | 0.62 | 39.82 | 0.020629
2022-10-22 | 13 | 766435 | 2022-10-22 | 13 | 39.14 | 0.56 | 39.7 | 0.022156
2022-10-22 | 14 | 763240 | 2022-10-22 | 14 | 38.69 | 0.56 | 39.25 | 0.021814
2022-10-22 | 15 | 691105 | 2022-10-22 | 15 | 41.62 | 0.55 | 42.17 | 0.021221
2022-10-22 | 16 | 568171 | 2022-10-22 | 16 | 41.82 | 0.57 | 42.39 | 0.017537
2022-10-22 | 17 | 371356 | 2022-10-22 | 17 | 43.14 | 0.65 | 43.79 | 0.011841
2022-10-22 | 18 | 119625 | 2022-10-22 | 18 | 71.6 | 0.83 | 72.43 | 0.0063091
2022-10-22 | 19 | 0 | 2022-10-22 | 19 | 68.94 | 0.93 | 69.87 | 0
2022-10-22 | 20 | 0 | 2022-10-22 | 20 | 51.65 | 0.89 | 52.54 | 0
2022-10-22 | 21 | 0 | 2022-10-22 | 21 | 58.19 | 0.88 | 59.07 | 0
2022-10-22 | 22 | 0 | 2022-10-22 | 22 | 47.22 | 2.12 | 49.34 | 0
2022-10-22 | 23 | 0 | 2022-10-22 | 23 | 41.04 | 0.9 | 41.94 | 0
2022-10-22 | 24 | 0 | 2022-10-22 | 24 | 41.14 | 0.95 | 42.09 | 0
2022-10-23 | 1 | 0 | 2022-10-23 | 1 | 39.57 | 1.03 | 40.6 | 0
2022-10-23 | 2 | 0 | 2022-10-23 | 2 | 36.2 | 0.97 | 37.17 | 0
2022-10-23 | 3 | 0 | 2022-10-23 | 3 | 38.34 | 0.92 | 39.26 | 0
2022-10-23 | 4 | 0 | 2022-10-23 | 4 | 35.72 | 0.93 | 36.65 | 0
2022-10-23 | 5 | 0 | 2022-10-23 | 5 | 43.17 | 1.01 | 44.18 | 0
2022-10-23 | 6 | 0 | 2022-10-23 | 6 | 44.25 | 1.07 | 45.32 | 0
2022-10-23 | 7 | 0 | 2022-10-23 | 7 | 32.34 | 0.99 | 33.33 | 0
2022-10-23 | 8 | 157 | 2022-10-23 | 8 | 42.72 | 1.12 | 43.84 | 5.0118e-06
2022-10-23 | 9 | 1237 | 2022-10-23 | 9 | 50.57 | 1.63 | 52.2 | 4.7018e-05
2022-10-23 | 10 | 190756 | 2022-10-23 | 10 | 49.8 | 1.45 | 51.25 | 0.0071186
2022-10-23 | 11 | 251515 | 2022-10-23 | 11 | 42.34 | 0.93 | 43.27 | 0.0079246
2022-10-23 | 12 | 277751 | 2022-10-23 | 12 | 40.31 | 1.2 | 41.51 | 0.0083952
2022-10-23 | 13 | 232494 | 2022-10-23 | 13 | 40.11 | 1.73 | 41.84 | 0.0070832
2022-10-23 | 14 | 191889 | 2022-10-23 | 14 | 41.43 | 1.66 | 43.09 | 0.0060208
2022-10-23 | 15 | 170269 | 2022-10-23 | 15 | 59.29 | 1.39 | 60.68 | 0.0075233
2022-10-23 | 16 | 102652 | 2022-10-23 | 16 | 67.86 | 1.48 | 69.34 | 0.0051829
2022-10-23 | 17 | 263 | 2022-10-23 | 17 | 72.64 | 1.26 | 73.9 | 1.4152e-05
2022-10-23 | 18 | 7 | 2022-10-23 | 18 | 76.65 | 1.31 | 77.96 | 3.9737e-07
2022-10-23 | 19 | 0 | 2022-10-23 | 19 | 86.2 | 2.17 | 88.37 | 0
2022-10-23 | 20 | 0 | 2022-10-23 | 20 | 74.22 | 1.47 | 75.69 | 0
2022-10-23 | 21 | 0 | 2022-10-23 | 21 | 70.56 | 1.05 | 71.61 | 0
2022-10-23 | 22 | 0 | 2022-10-23 | 22 | 59.78 | 1.3 | 61.08 | 0
2022-10-23 | 23 | 0 | 2022-10-23 | 23 | 58.4 | 1.49 | 59.89 | 0
2022-10-23 | 24 | 0 | 2022-10-23 | 24 | 43.48 | 1.21 | 44.69 | 0
2022-10-24 | 1 | 0 | 2022-10-24 | 1 | 38.89 | 1.25 | 40.14 | 0
2022-10-24 | 2 | 0 | 2022-10-24 | 2 | 38.34 | 1.23 | 39.57 | 0
2022-10-24 | 3 | 0 | 2022-10-24 | 3 | 34.84 | 1.23 | 36.07 | 0
2022-10-24 | 4 | 0 | 2022-10-24 | 4 | 33.33 | 1.17 | 34.5 | 0
2022-10-24 | 5 | 0 | 2022-10-24 | 5 | 34.01 | 1.2 | 35.21 | 0
2022-10-24 | 6 | 0 | 2022-10-24 | 6 | 35.28 | 1.23 | 36.51 | 0
2022-10-24 | 7 | 0 | 2022-10-24 | 7 | 47.45 | 1.44 | 48.89 | 0
2022-10-24 | 8 | 10 | 2022-10-24 | 8 | 56.88 | 2.46 | 59.34 | 4.3209e-07
2022-10-24 | 9 | 317 | 2022-10-24 | 9 | 67.66 | 2.37 | 70.03 | 1.6165e-05
2022-10-24 | 10 | 680 | 2022-10-24 | 10 | 61.98 | 2.13 | 64.11 | 3.1744e-05
2022-10-24 | 11 | 172470 | 2022-10-24 | 11 | 59.73 | 1.99 | 61.72 | 0.0077511
2022-10-24 | 12 | 158265 | 2022-10-24 | 12 | 68.14 | 2.04 | 70.18 | 0.0080877
2022-10-24 | 13 | 30266 | 2022-10-24 | 13 | 65.45 | 2.11 | 67.56 | 0.0014889
2022-10-24 | 14 | 800 | 2022-10-24 | 14 | 68.96 | 2.04 | 71 | 4.1359e-05
2022-10-24 | 15 | 460 | 2022-10-24 | 15 | 71.21 | 2.16 | 73.37 | 2.4575e-05
2022-10-24 | 16 | 553 | 2022-10-24 | 16 | 68.48 | 1.97 | 70.45 | 2.8368e-05
2022-10-24 | 17 | 337 | 2022-10-24 | 17 | 66.03 | 2.2 | 68.23 | 1.6743e-05
2022-10-24 | 18 | 10 | 2022-10-24 | 18 | 68 | 1.98 | 69.98 | 5.0956e-07
2022-10-24 | 19 | 0 | 2022-10-24 | 19 | 85.99 | 2.28 | 88.27 | 0
2022-10-24 | 20 | 0 | 2022-10-24 | 20 | 78.95 | 2.24 | 81.19 | 0
2022-10-24 | 21 | 0 | 2022-10-24 | 21 | 65.67 | 2.34 | 68.01 | 0
2022-10-24 | 22 | 0 | 2022-10-24 | 22 | 63.16 | 2.32 | 65.48 | 0
2022-10-24 | 23 | 0 | 2022-10-24 | 23 | 53.44 | 2.45 | 55.89 | 0
2022-10-24 | 24 | 0 | 2022-10-24 | 24 | 40.4 | 1.31 | 41.71 | 0
2022-10-25 | 1 | 0 | 2022-10-25 | 1 | 40.59 | 1.43 | 42.02 | 0
2022-10-25 | 2 | 0 | 2022-10-25 | 2 | 41.67 | 1.43 | 43.1 | 0
2022-10-25 | 3 | 0 | 2022-10-25 | 3 | 42.83 | 1.56 | 44.39 | 0
2022-10-25 | 4 | 0 | 2022-10-25 | 4 | 39.03 | 1.43 | 40.46 | 0
2022-10-25 | 5 | 0 | 2022-10-25 | 5 | 35.77 | 1.47 | 37.24 | 0
2022-10-25 | 6 | 0 | 2022-10-25 | 6 | 41.29 | 1.49 | 42.78 | 0
2022-10-25 | 7 | 0 | 2022-10-25 | 7 | 46.03 | 1.74 | 47.77 | 0
2022-10-25 | 8 | 33 | 2022-10-25 | 8 | 73.56 | 2.88 | 76.44 | 1.8368e-06
2022-10-25 | 9 | 680 | 2022-10-25 | 9 | 56.71 | 2.48 | 59.19 | 2.9308e-05
2022-10-25 | 10 | 1817 | 2022-10-25 | 10 | 44.78 | 2.25 | 47.03 | 6.2224e-05
2022-10-25 | 11 | 109090 | 2022-10-25 | 11 | 43.72 | 2.22 | 45.94 | 0.0036492
2022-10-25 | 12 | 174124 | 2022-10-25 | 12 | 43.45 | 2.21 | 45.66 | 0.0057892
2022-10-25 | 13 | 184655 | 2022-10-25 | 13 | 44.18 | 2.21 | 46.39 | 0.0062375
2022-10-25 | 14 | 105669 | 2022-10-25 | 14 | 43.05 | 2.2 | 45.25 | 0.0034817
2022-10-25 | 15 | 6306 | 2022-10-25 | 15 | 43.45 | 2.2 | 45.65 | 0.00020961
2022-10-25 | 16 | 119300 | 2022-10-25 | 16 | 52.67 | 2.41 | 55.08 | 0.0047847
2022-10-25 | 17 | 613 | 2022-10-25 | 17 | 60.5 | 2.39 | 62.89 | 2.8072e-05
2022-10-25 | 18 | 47 | 2022-10-25 | 18 | 71.33 | 2.3 | 73.63 | 2.5199e-06
2022-10-25 | 19 | 0 | 2022-10-25 | 19 | 66.94 | 2.33 | 69.27 | 0
2022-10-25 | 20 | 0 | 2022-10-25 | 20 | 68.73 | 2.53 | 71.26 | 0
2022-10-25 | 21 | 0 | 2022-10-25 | 21 | 70.11 | 2.74 | 72.85 | 0
2022-10-25 | 22 | 0 | 2022-10-25 | 22 | 50.36 | 2.7 | 53.06 | 0
2022-10-25 | 23 | 0 | 2022-10-25 | 23 | 40.1 | 2.42 | 42.52 | 0
2022-10-25 | 24 | 0 | 2022-10-25 | 24 | 41.67 | 1.48 | 43.15 | 0
2022-10-26 | 1 | 0 | 2022-10-26 | 1 | 39.22 | 0.49 | 39.71 | 0
2022-10-26 | 2 | 0 | 2022-10-26 | 2 | 38.96 | 0.49 | 39.45 | 0
2022-10-26 | 3 | 0 | 2022-10-26 | 3 | 38.86 | 0.49 | 39.35 | 0
2022-10-26 | 4 | 0 | 2022-10-26 | 4 | 40.4 | 0.49 | 40.89 | 0
2022-10-26 | 5 | 0 | 2022-10-26 | 5 | 40.16 | 0.52 | 40.68 | 0
2022-10-26 | 6 | 0 | 2022-10-26 | 6 | 41.57 | 0.53 | 42.1 | 0
2022-10-26 | 7 | 0 | 2022-10-26 | 7 | 41.02 | 0.63 | 41.65 | 0
2022-10-26 | 8 | 0 | 2022-10-26 | 8 | 40.83 | 1.37 | 42.2 | 0
2022-10-26 | 9 | 250 | 2022-10-26 | 9 | 52.85 | 1.4 | 54.25 | 9.8756e-06
2022-10-26 | 10 | 570 | 2022-10-26 | 10 | 50.72 | 1.29 | 52.01 | 2.1587e-05
2022-10-26 | 11 | 710 | 2022-10-26 | 11 | 55.55 | 1.39 | 56.94 | 2.9437e-05
2022-10-26 | 12 | 1050 | 2022-10-26 | 12 | 47.06 | 1.4 | 48.46 | 3.7051e-05
2022-10-26 | 13 | 1023 | 2022-10-26 | 13 | 42.17 | 1.27 | 43.44 | 3.2359e-05
2022-10-26 | 14 | 4703 | 2022-10-26 | 14 | 41.42 | 1.3 | 42.72 | 0.0001463
2022-10-26 | 15 | 1913 | 2022-10-26 | 15 | 40.41 | 1.26 | 41.67 | 5.8045e-05
2022-10-26 | 16 | 1250 | 2022-10-26 | 16 | 44.4 | 1.27 | 45.67 | 4.1569e-05
2022-10-26 | 17 | 36486 | 2022-10-26 | 17 | 47.28 | 1.24 | 48.52 | 0.0012891
2022-10-26 | 18 | 37 | 2022-10-26 | 18 | 56.77 | 1.31 | 58.08 | 1.5648e-06
2022-10-26 | 19 | 0 | 2022-10-26 | 19 | 64.11 | 1.38 | 65.49 | 0
2022-10-26 | 20 | 0 | 2022-10-26 | 20 | 62.34 | 1.37 | 63.71 | 0
2022-10-26 | 21 | 0 | 2022-10-26 | 21 | 62.94 | 1.44 | 64.38 | 0
2022-10-26 | 22 | 0 | 2022-10-26 | 22 | 60.7 | 1.62 | 62.32 | 0
2022-10-26 | 23 | 0 | 2022-10-26 | 23 | 49.44 | 1.56 | 51 | 0
2022-10-26 | 24 | 0 | 2022-10-26 | 24 | 40.3 | 0.63 | 40.93 | 0
2022-10-27 | 1 | 0 | 2022-10-27 | 1 | 48.22 | 0.58 | 48.8 | 0
2022-10-27 | 2 | 0 | 2022-10-27 | 2 | 36.81 | 0.44 | 37.25 | 0
2022-10-27 | 3 | 0 | 2022-10-27 | 3 | 33.86 | 0.4 | 34.26 | 0
2022-10-27 | 4 | 0 | 2022-10-27 | 4 | 36.04 | 0.41 | 36.45 | 0
2022-10-27 | 5 | 0 | 2022-10-27 | 5 | 37.83 | 0.42 | 38.25 | 0
2022-10-27 | 6 | 0 | 2022-10-27 | 6 | 34.35 | 1.45 | 35.8 | 0
2022-10-27 | 7 | 0 | 2022-10-27 | 7 | 38.81 | 0.6 | 39.41 | 0
2022-10-27 | 8 | 60 | 2022-10-27 | 8 | 49.63 | 1.55 | 51.18 | 2.236e-06
2022-10-27 | 9 | 105037 | 2022-10-27 | 9 | 40.61 | 1.29 | 41.9 | 0.0032047
2022-10-27 | 10 | 380121 | 2022-10-27 | 10 | 35.98 | 1.23 | 37.21 | 0.010299
2022-10-27 | 11 | 577795 | 2022-10-27 | 11 | 37.56 | 1.26 | 38.82 | 0.016333
2022-10-27 | 12 | 726752 | 2022-10-27 | 12 | 34.39 | 1.27 | 35.66 | 0.018871
2022-10-27 | 13 | 795807 | 2022-10-27 | 13 | 32.91 | 1.29 | 34.2 | 0.019818
2022-10-27 | 14 | 799673 | 2022-10-27 | 14 | 34.79 | 1.31 | 36.1 | 0.021021
2022-10-27 | 15 | 727869 | 2022-10-27 | 15 | 35.1 | 1.29 | 36.39 | 0.019287
2022-10-27 | 16 | 580430 | 2022-10-27 | 16 | 37.05 | 1.26 | 38.31 | 0.016191
2022-10-27 | 17 | 361777 | 2022-10-27 | 17 | 36.99 | 1.21 | 38.2 | 0.010063
2022-10-27 | 18 | 38608 | 2022-10-27 | 18 | 46.41 | 1.21 | 47.62 | 0.0013387
2022-10-27 | 19 | 0 | 2022-10-27 | 19 | 59.92 | 1.6 | 61.52 | 0
2022-10-27 | 20 | 0 | 2022-10-27 | 20 | 57.23 | 1.5 | 58.73 | 0
2022-10-27 | 21 | 0 | 2022-10-27 | 21 | 51.63 | 1.5 | 53.13 | 0
2022-10-27 | 22 | 0 | 2022-10-27 | 22 | 40.11 | 1.33 | 41.44 | 0
2022-10-27 | 23 | 0 | 2022-10-27 | 23 | 37.99 | 1.37 | 39.36 | 0
2022-10-27 | 24 | 0 | 2022-10-27 | 24 | 37.94 | 0.81 | 38.75 | 0
2022-10-28 | 1 | 0 | 2022-10-28 | 1 | 37.23 | 0.75 | 37.98 | 0
2022-10-28 | 2 | 0 | 2022-10-28 | 2 | 35.67 | 0.71 | 36.38 | 0
2022-10-28 | 3 | 0 | 2022-10-28 | 3 | 35.65 | 0.7 | 36.35 | 0
2022-10-28 | 4 | 0 | 2022-10-28 | 4 | 35.45 | 0.72 | 36.17 | 0
2022-10-28 | 5 | 0 | 2022-10-28 | 5 | 36.9 | 0.73 | 37.63 | 0
2022-10-28 | 6 | 0 | 2022-10-28 | 6 | 42.67 | 1.02 | 43.69 | 0
2022-10-28 | 7 | 0 | 2022-10-28 | 7 | 52.03 | 1.54 | 53.57 | 0
2022-10-28 | 8 | 183 | 2022-10-28 | 8 | 61.18 | 1.71 | 62.89 | 8.3803e-06
2022-10-28 | 9 | 122494 | 2022-10-28 | 9 | 60.64 | 1.73 | 62.37 | 0.0055631
2022-10-28 | 10 | 328636 | 2022-10-28 | 10 | 41.25 | 1.61 | 42.86 | 0.010256
2022-10-28 | 11 | 537924 | 2022-10-28 | 11 | 40.59 | 1.56 | 42.15 | 0.01651
2022-10-28 | 12 | 632122 | 2022-10-28 | 12 | 39.23 | 1.58 | 40.81 | 0.018784
2022-10-28 | 13 | 654955 | 2022-10-28 | 13 | 40.62 | 1.58 | 42.2 | 0.020126
2022-10-28 | 14 | 569146 | 2022-10-28 | 14 | 40.03 | 1.59 | 41.62 | 0.017248
2022-10-28 | 15 | 613184 | 2022-10-28 | 15 | 37.77 | 1.62 | 39.39 | 0.017587
2022-10-28 | 16 | 498736 | 2022-10-28 | 16 | 41.08 | 1.8 | 42.88 | 0.015572
2022-10-28 | 17 | 290826 | 2022-10-28 | 17 | 53.8 | 1.72 | 55.52 | 0.011757
2022-10-28 | 18 | 127 | 2022-10-28 | 18 | 75.54 | 2.24 | 77.78 | 7.1928e-06
2022-10-28 | 19 | 0 | 2022-10-28 | 19 | 73.74 | 1.86 | 75.6 | 0
2022-10-28 | 20 | 0 | 2022-10-28 | 20 | 66.22 | 1.66 | 67.88 | 0
2022-10-28 | 21 | 0 | 2022-10-28 | 21 | 64.73 | 1.66 | 66.39 | 0
2022-10-28 | 22 | 0 | 2022-10-28 | 22 | 64.85 | 1.88 | 66.73 | 0
2022-10-28 | 23 | 0 | 2022-10-28 | 23 | 62.61 | 2.68 | 65.29 | 0
2022-10-28 | 24 | 0 | 2022-10-28 | 24 | 56.59 | 1.16 | 57.75 | 0
2022-10-29 | 1 | 0 | 2022-10-29 | 1 | 56.73 | 1.37 | 58.1 | 0
2022-10-29 | 2 | 0 | 2022-10-29 | 2 | 45.22 | 0.94 | 46.16 | 0
2022-10-29 | 3 | 0 | 2022-10-29 | 3 | 44.14 | 0.96 | 45.1 | 0
2022-10-29 | 4 | 0 | 2022-10-29 | 4 | 41.9 | 0.92 | 42.82 | 0
2022-10-29 | 5 | 0 | 2022-10-29 | 5 | 44.46 | 0.88 | 45.34 | 0
2022-10-29 | 6 | 0 | 2022-10-29 | 6 | 51.93 | 0.93 | 52.86 | 0
2022-10-29 | 7 | 0 | 2022-10-29 | 7 | 71.03 | 2.38 | 73.41 | 0
2022-10-29 | 8 | 87 | 2022-10-29 | 8 | 81.59 | 2.97 | 84.56 | 5.3568e-06
2022-10-29 | 9 | 2013 | 2022-10-29 | 9 | 61.11 | 1.3 | 62.41 | 9.1479e-05
2022-10-29 | 10 | 345099 | 2022-10-29 | 10 | 47.51 | 0.99 | 48.5 | 0.012187
2022-10-29 | 11 | 606032 | 2022-10-29 | 11 | 38.88 | 0.93 | 39.81 | 0.017568
2022-10-29 | 12 | 716088 | 2022-10-29 | 12 | 36.16 | 0.88 | 37.04 | 0.019314
2022-10-29 | 13 | 779389 | 2022-10-29 | 13 | 35.83 | 0.87 | 36.7 | 0.020828
2022-10-29 | 14 | 768411 | 2022-10-29 | 14 | 33.53 | 0.86 | 34.39 | 0.019242
2022-10-29 | 15 | 699889 | 2022-10-29 | 15 | 32.46 | 0.86 | 33.32 | 0.016981
2022-10-29 | 16 | 562000 | 2022-10-29 | 16 | 37.61 | 0.89 | 38.5 | 0.015755
2022-10-29 | 17 | 338350 | 2022-10-29 | 17 | 49.05 | 1 | 50.05 | 0.012331
2022-10-29 | 18 | 9747 | 2022-10-29 | 18 | 63.92 | 1.09 | 65.01 | 0.0004614
2022-10-29 | 19 | 0 | 2022-10-29 | 19 | 63.2 | 1.15 | 64.35 | 0
2022-10-29 | 20 | 0 | 2022-10-29 | 20 | 58.8 | 1.06 | 59.86 | 0
2022-10-29 | 21 | 0 | 2022-10-29 | 21 | 59.78 | 1.12 | 60.9 | 0
2022-10-29 | 22 | 0 | 2022-10-29 | 22 | 54.25 | 1.21 | 55.46 | 0
2022-10-29 | 23 | 0 | 2022-10-29 | 23 | 62.4 | 1.79 | 64.19 | 0
2022-10-29 | 24 | 0 | 2022-10-29 | 24 | 46.3 | 1.32 | 47.62 | 0
2022-10-30 | 1 | 0 | 2022-10-30 | 1 | 34.12 | 1.34 | 35.46 | 0
2022-10-30 | 2 | 0 | 2022-10-30 | 2 | 34.25 | 1.29 | 35.54 | 0
2022-10-30 | 3 | 0 | 2022-10-30 | 3 | 57.09 | 2.22 | 59.31 | 0
2022-10-30 | 4 | 0 | 2022-10-30 | 4 | 36.11 | 1.37 | 37.48 | 0
2022-10-30 | 5 | 0 | 2022-10-30 | 5 | 37.48 | 1.3 | 38.78 | 0
2022-10-30 | 6 | 0 | 2022-10-30 | 6 | 34.31 | 1.38 | 35.69 | 0
2022-10-30 | 7 | 0 | 2022-10-30 | 7 | 32.67 | 1.36 | 34.03 | 0
2022-10-30 | 8 | 87 | 2022-10-30 | 8 | 36.84 | 1.41 | 38.25 | 2.4231e-06
2022-10-30 | 9 | 104105 | 2022-10-30 | 9 | 50.46 | 1.69 | 52.15 | 0.0039532
2022-10-30 | 10 | 386386 | 2022-10-30 | 10 | 33.2 | 1.31 | 34.51 | 0.0097094
2022-10-30 | 11 | 596511 | 2022-10-30 | 11 | 34.46 | 1.31 | 35.77 | 0.015537
2022-10-30 | 12 | 724179 | 2022-10-30 | 12 | 37.63 | 1.33 | 38.96 | 0.020544
2022-10-30 | 13 | 764915 | 2022-10-30 | 13 | 48.91 | 2.08 | 50.99 | 0.0284
2022-10-30 | 14 | 748526 | 2022-10-30 | 14 | 40.33 | 1.36 | 41.69 | 0.022723
2022-10-30 | 15 | 686880 | 2022-10-30 | 15 | 38.09 | 1.29 | 39.38 | 0.019696
2022-10-30 | 16 | 508220 | 2022-10-30 | 16 | 34.8 | 1.28 | 36.08 | 0.013352
2022-10-30 | 17 | 330346 | 2022-10-30 | 17 | 50.54 | 1.5 | 52.04 | 0.012518
2022-10-30 | 18 | 42116 | 2022-10-30 | 18 | 66.33 | 1.57 | 67.9 | 0.0020823
2022-10-30 | 19 | 0 | 2022-10-30 | 19 | 65.03 | 1.53 | 66.56 | 0
2022-10-30 | 20 | 0 | 2022-10-30 | 20 | 53.21 | 1.36 | 54.57 | 0
2022-10-30 | 21 | 0 | 2022-10-30 | 21 | 46.12 | 1.28 | 47.4 | 0
2022-10-30 | 22 | 0 | 2022-10-30 | 22 | 41.87 | 1.37 | 43.24 | 0
2022-10-30 | 23 | 0 | 2022-10-30 | 23 | 38.04 | 1.36 | 39.4 | 0
2022-10-30 | 24 | 0 | 2022-10-30 | 24 | 33.95 | 1.32 | 35.27 | 0
2022-10-31 | 1 | 0 | 2022-10-31 | 1 | 37.36 | 0.75 | 38.11 | 0
2022-10-31 | 2 | 0 | 2022-10-31 | 2 | 41.44 | 0.82 | 42.26 | 0
2022-10-31 | 3 | 0 | 2022-10-31 | 3 | 36.96 | 0.76 | 37.72 | 0
2022-10-31 | 4 | 0 | 2022-10-31 | 4 | 40.5 | 0.75 | 41.25 | 0
2022-10-31 | 5 | 0 | 2022-10-31 | 5 | 39.04 | 0.72 | 39.76 | 0
2022-10-31 | 6 | 0 | 2022-10-31 | 6 | 42.85 | 0.78 | 43.63 | 0
2022-10-31 | 7 | 0 | 2022-10-31 | 7 | 61.1 | 1.22 | 62.32 | 0
2022-10-31 | 8 | 77 | 2022-10-31 | 8 | 79.3 | 2.55 | 81.85 | 4.5892e-06
2022-10-31 | 9 | 1773 | 2022-10-31 | 9 | 56.2 | 1.78 | 57.98 | 7.4853e-05
2022-10-31 | 10 | 368747 | 2022-10-31 | 10 | 42.85 | 1.6 | 44.45 | 0.011935
2022-10-31 | 11 | 554377 | 2022-10-31 | 11 | 40.41 | 1.58 | 41.99 | 0.01695
2022-10-31 | 12 | 669951 | 2022-10-31 | 12 | 40.82 | 1.77 | 42.59 | 0.020777
2022-10-31 | 13 | 678196 | 2022-10-31 | 13 | 42.84 | 1.78 | 44.62 | 0.022035
2022-10-31 | 14 | 497689 | 2022-10-31 | 14 | 45.34 | 1.56 | 46.9 | 0.016996
2022-10-31 | 15 | 674557 | 2022-10-31 | 15 | 46.41 | 1.62 | 48.03 | 0.023592
2022-10-31 | 16 | 191647 | 2022-10-31 | 16 | 47.51 | 1.62 | 49.13 | 0.006856
2022-10-31 | 17 | 1217 | 2022-10-31 | 17 | 67.44 | 1.65 | 69.09 | 6.1225e-05
2022-10-31 | 18 | 100 | 2022-10-31 | 18 | 46.57 | 1.56 | 48.13 | 3.5046e-06
2022-10-31 | 19 | 0 | 2022-10-31 | 19 | 46.33 | 1.69 | 48.02 | 0
2022-10-31 | 20 | 0 | 2022-10-31 | 20 | 43.88 | 1.57 | 45.45 | 0
2022-10-31 | 21 | 0 | 2022-10-31 | 21 | 46.39 | 1.55 | 47.94 | 0
2022-10-31 | 22 | 0 | 2022-10-31 | 22 | 44.94 | 1.79 | 46.73 | 0
2022-10-31 | 23 | 0 | 2022-10-31 | 23 | 44.28 | 1.85 | 46.13 | 0
2022-10-31 | 24 | 0 | 2022-10-31 | 24 | 43.15 | 1.05 | 44.2 | 0
2022-11-01 | 1 | 0 | 2022-11-01 | 1 | 35.81 | 1.15 | 36.96 | 0
2022-11-01 | 2 | 0 | 2022-11-01 | 2 | 40.9 | 1.33 | 42.23 | 0
2022-11-01 | 3 | 0 | 2022-11-01 | 3 | 42.76 | 1.54 | 44.3 | 0
2022-11-01 | 4 | 0 | 2022-11-01 | 4 | 38.53 | 1.41 | 39.94 | 0
2022-11-01 | 5 | 0 | 2022-11-01 | 5 | 40.28 | 1.17 | 41.45 | 0
2022-11-01 | 6 | 0 | 2022-11-01 | 6 | 52.63 | 1.74 | 54.37 | 0
2022-11-01 | 7 | 0 | 2022-11-01 | 7 | 47.98 | 1.67 | 49.65 | 0
2022-11-01 | 8 | 0 | 2022-11-01 | 8 | 46.03 | 2.12 | 48.15 | 0
2022-11-01 | 9 | 427 | 2022-11-01 | 9 | 54.55 | 1.98 | 56.53 | 1.7576e-05
2022-11-01 | 10 | 950 | 2022-11-01 | 10 | 66.59 | 2 | 68.59 | 4.7447e-05
2022-11-01 | 11 | 2037 | 2022-11-01 | 11 | 72.85 | 2.14 | 74.99 | 0.00011123
2022-11-01 | 12 | 72009 | 2022-11-01 | 12 | 66.89 | 2.19 | 69.08 | 0.0036221
2022-11-01 | 13 | 175400 | 2022-11-01 | 13 | 67.76 | 2.42 | 70.18 | 0.0089633
2022-11-01 | 14 | 155979 | 2022-11-01 | 14 | 55.56 | 1.93 | 57.49 | 0.0065296
2022-11-01 | 15 | 153515 | 2022-11-01 | 15 | 47.62 | 1.93 | 49.55 | 0.0055388
2022-11-01 | 16 | 195569 | 2022-11-01 | 16 | 53.01 | 2.06 | 55.07 | 0.0078422
2022-11-01 | 17 | 18347 | 2022-11-01 | 17 | 53.25 | 1.88 | 55.13 | 0.00073651
2022-11-01 | 18 | 120 | 2022-11-01 | 18 | 67.63 | 2.36 | 69.99 | 6.1156e-06
2022-11-01 | 19 | 0 | 2022-11-01 | 19 | 66.51 | 2.06 | 68.57 | 0
2022-11-01 | 20 | 0 | 2022-11-01 | 20 | 54.31 | 2.27 | 56.58 | 0
2022-11-01 | 21 | 0 | 2022-11-01 | 21 | 44.65 | 1.97 | 46.62 | 0
2022-11-01 | 22 | 0 | 2022-11-01 | 22 | 37.81 | 1.96 | 39.77 | 0
2022-11-01 | 23 | 0 | 2022-11-01 | 23 | 36.66 | 2.14 | 38.8 | 0
2022-11-01 | 24 | 0 | 2022-11-01 | 24 | 35.17 | 1.24 | 36.41 | 0
2022-11-02 | 1 | 0 | 2022-11-02 | 1 | 34.12 | 0.64 | 34.76 | 0
2022-11-02 | 2 | 0 | 2022-11-02 | 2 | 35.2 | 0.5 | 35.7 | 0
2022-11-02 | 3 | 0 | 2022-11-02 | 3 | 32.84 | 0.47 | 33.31 | 0
2022-11-02 | 4 | 0 | 2022-11-02 | 4 | 30.29 | 0.52 | 30.81 | 0
2022-11-02 | 5 | 0 | 2022-11-02 | 5 | 34.4 | 0.51 | 34.91 | 0
2022-11-02 | 6 | 0 | 2022-11-02 | 6 | 38.26 | 0.62 | 38.88 | 0
2022-11-02 | 7 | 0 | 2022-11-02 | 7 | 48.68 | 1.59 | 50.27 | 0
2022-11-02 | 8 | 63 | 2022-11-02 | 8 | 57.95 | 2.05 | 60 | 2.7524e-06
2022-11-02 | 9 | 1483 | 2022-11-02 | 9 | 45.33 | 1.44 | 46.77 | 5.0505e-05
2022-11-02 | 10 | 356418 | 2022-11-02 | 10 | 35.76 | 1.33 | 37.09 | 0.0096259
2022-11-02 | 11 | 576102 | 2022-11-02 | 11 | 33.93 | 1.36 | 35.29 | 0.014804
2022-11-02 | 12 | 702979 | 2022-11-02 | 12 | 35.55 | 1.38 | 36.93 | 0.018904
2022-11-02 | 13 | 770349 | 2022-11-02 | 13 | 36.65 | 1.38 | 38.03 | 0.021332
2022-11-02 | 14 | 740784 | 2022-11-02 | 14 | 35.51 | 1.37 | 36.88 | 0.019893
2022-11-02 | 15 | 693405 | 2022-11-02 | 15 | 36.18 | 1.36 | 37.54 | 0.018954
2022-11-02 | 16 | 373666 | 2022-11-02 | 16 | 40.7 | 1.35 | 42.05 | 0.011441
2022-11-02 | 17 | 363901 | 2022-11-02 | 17 | 60.16 | 1.5 | 61.66 | 0.016338
2022-11-02 | 18 | 43 | 2022-11-02 | 18 | 70.34 | 1.49 | 71.83 | 2.2491e-06
2022-11-02 | 19 | 0 | 2022-11-02 | 19 | 68.85 | 1.65 | 70.5 | 0
2022-11-02 | 20 | 0 | 2022-11-02 | 20 | 57.18 | 1.51 | 58.69 | 0
2022-11-02 | 21 | 0 | 2022-11-02 | 21 | 48.45 | 1.39 | 49.84 | 0
2022-11-02 | 22 | 0 | 2022-11-02 | 22 | 40.4 | 1.4 | 41.8 | 0
2022-11-02 | 23 | 0 | 2022-11-02 | 23 | 42.53 | 1.6 | 44.13 | 0
2022-11-02 | 24 | 0 | 2022-11-02 | 24 | 43.36 | 0.8 | 44.16 | 0
2022-11-03 | 1 | 0 | 2022-11-03 | 1 | 36.91 | 0.71 | 37.62 | 0
2022-11-03 | 2 | 0 | 2022-11-03 | 2 | 36.56 | 0.7 | 37.26 | 0
2022-11-03 | 3 | 0 | 2022-11-03 | 3 | 36.47 | 0.7 | 37.17 | 0
2022-11-03 | 4 | 0 | 2022-11-03 | 4 | 37.79 | 0.7 | 38.49 | 0
2022-11-03 | 5 | 0 | 2022-11-03 | 5 | 36.69 | 0.67 | 37.36 | 0
2022-11-03 | 6 | 0 | 2022-11-03 | 6 | 41.07 | 0.83 | 41.9 | 0
2022-11-03 | 7 | 0 | 2022-11-03 | 7 | 59.13 | 1.15 | 60.28 | 0
2022-11-03 | 8 | 57 | 2022-11-03 | 8 | 82.58 | 2.37 | 84.95 | 3.5258e-06
2022-11-03 | 9 | 1520 | 2022-11-03 | 9 | 73.22 | 1.91 | 75.13 | 8.3154e-05
2022-11-03 | 10 | 354711 | 2022-11-03 | 10 | 47.76 | 1.63 | 49.39 | 0.012757
2022-11-03 | 11 | 559267 | 2022-11-03 | 11 | 33.94 | 1.5 | 35.44 | 0.014432
2022-11-03 | 12 | 675168 | 2022-11-03 | 12 | 36.49 | 1.54 | 38.03 | 0.018697
2022-11-03 | 13 | 798139 | 2022-11-03 | 13 | 37.75 | 1.54 | 39.29 | 0.022834
2022-11-03 | 14 | 721236 | 2022-11-03 | 14 | 37.3 | 1.55 | 38.85 | 0.020403
2022-11-03 | 15 | 648939 | 2022-11-03 | 15 | 43.28 | 1.65 | 44.93 | 0.021231
2022-11-03 | 16 | 514339 | 2022-11-03 | 16 | 48.84 | 1.67 | 50.51 | 0.018917
2022-11-03 | 17 | 287385 | 2022-11-03 | 17 | 61.27 | 1.6 | 62.87 | 0.013156
2022-11-03 | 18 | 43 | 2022-11-03 | 18 | 71.73 | 1.83 | 73.56 | 2.3032e-06
2022-11-03 | 19 | 0 | 2022-11-03 | 19 | 71.44 | 1.93 | 73.37 | 0
2022-11-03 | 20 | 0 | 2022-11-03 | 20 | 58.93 | 1.62 | 60.55 | 0
2022-11-03 | 21 | 0 | 2022-11-03 | 21 | 51.49 | 1.72 | 53.21 | 0
2022-11-03 | 22 | 0 | 2022-11-03 | 22 | 41.6 | 1.67 | 43.27 | 0
2022-11-03 | 23 | 0 | 2022-11-03 | 23 | 38.83 | 1.91 | 40.74 | 0
2022-11-03 | 24 | 0 | 2022-11-03 | 24 | 34.83 | 0.81 | 35.64 | 0
2022-11-04 | 1 | 0 | 2022-11-04 | 1 | 32.02 | 0.77 | 32.79 | 0
2022-11-04 | 2 | 0 | 2022-11-04 | 2 | 30.59 | 0.75 | 31.34 | 0
2022-11-04 | 3 | 0 | 2022-11-04 | 3 | 31.75 | 0.75 | 32.5 | 0
2022-11-04 | 4 | 0 | 2022-11-04 | 4 | 31.89 | 0.74 | 32.63 | 0
2022-11-04 | 5 | 0 | 2022-11-04 | 5 | 33.18 | 1.3 | 34.48 | 0
2022-11-04 | 6 | 0 | 2022-11-04 | 6 | 37.82 | 1.03 | 38.85 | 0
2022-11-04 | 7 | 0 | 2022-11-04 | 7 | 48.4 | 1.23 | 49.63 | 0
2022-11-04 | 8 | 60 | 2022-11-04 | 8 | 76.7 | 3.7 | 80.4 | 3.5126e-06
2022-11-04 | 9 | 1420 | 2022-11-04 | 9 | 62.81 | 2.09 | 64.9 | 6.7105e-05
2022-11-04 | 10 | 330031 | 2022-11-04 | 10 | 55.4 | 1.75 | 57.15 | 0.013734
2022-11-04 | 11 | 540216 | 2022-11-04 | 11 | 44.54 | 1.91 | 46.45 | 0.018272
2022-11-04 | 12 | 647373 | 2022-11-04 | 12 | 27.96 | 1.71 | 29.67 | 0.013986
2022-11-04 | 13 | 716571 | 2022-11-04 | 13 | 28.04 | 1.63 | 29.67 | 0.015481
2022-11-04 | 14 | 618189 | 2022-11-04 | 14 | 30.08 | 1.64 | 31.72 | 0.014278
2022-11-04 | 15 | 656506 | 2022-11-04 | 15 | 28.78 | 1.61 | 30.39 | 0.014528
2022-11-04 | 16 | 510906 | 2022-11-04 | 16 | 30.54 | 1.66 | 32.2 | 0.011979
2022-11-04 | 17 | 277920 | 2022-11-04 | 17 | 49.97 | 1.69 | 51.66 | 0.010454
2022-11-04 | 18 | 40 | 2022-11-04 | 18 | 63.05 | 2.01 | 65.06 | 1.895e-06
2022-11-04 | 19 | 0 | 2022-11-04 | 19 | 52.47 | 1.7 | 54.17 | 0
2022-11-04 | 20 | 0 | 2022-11-04 | 20 | 41.35 | 1.68 | 43.03 | 0
2022-11-04 | 21 | 0 | 2022-11-04 | 21 | 31.82 | 1.72 | 33.54 | 0
2022-11-04 | 22 | 0 | 2022-11-04 | 22 | 27.56 | 1.69 | 29.25 | 0
2022-11-04 | 23 | 0 | 2022-11-04 | 23 | 23.37 | 2.39 | 25.76 | 0
2022-11-04 | 24 | 0 | 2022-11-04 | 24 | 23.01 | 0.99 | 24 | 0
2022-11-05 | 1 | 0 | 2022-11-05 | 1 | 18.95 | 0.51 | 19.46 | 0
2022-11-05 | 2 | 0 | 2022-11-05 | 2 | 16.79 | 0.49 | 17.28 | 0
2022-11-05 | 3 | 0 | 2022-11-05 | 3 | 13.39 | 0.45 | 13.84 | 0
2022-11-05 | 4 | 0 | 2022-11-05 | 4 | 13.39 | 0.63 | 14.02 | 0
2022-11-05 | 5 | 0 | 2022-11-05 | 5 | 12.23 | 0.47 | 12.7 | 0
2022-11-05 | 6 | 0 | 2022-11-05 | 6 | 14.9 | 0.45 | 15.35 | 0
2022-11-05 | 7 | 0 | 2022-11-05 | 7 | 17.48 | 0.71 | 18.19 | 0
2022-11-05 | 8 | 77 | 2022-11-05 | 8 | 18.13 | 0.66 | 18.79 | 1.0535e-06
2022-11-05 | 9 | 1430 | 2022-11-05 | 9 | 19.61 | 0.76 | 20.37 | 2.1211e-05
2022-11-05 | 10 | 295799 | 2022-11-05 | 10 | 20.9 | 0.55 | 21.45 | 0.0046201
2022-11-05 | 11 | 506529 | 2022-11-05 | 11 | 17.18 | 0.51 | 17.69 | 0.0065246
2022-11-05 | 12 | 632174 | 2022-11-05 | 12 | 19.04 | 0.5 | 19.54 | 0.0089947
2022-11-05 | 13 | 727008 | 2022-11-05 | 13 | 19.24 | 0.51 | 19.75 | 0.010455
2022-11-05 | 14 | 489163 | 2022-11-05 | 14 | 20.37 | 0.52 | 20.89 | 0.0074408
2022-11-05 | 15 | 506951 | 2022-11-05 | 15 | 23.87 | 0.5 | 24.37 | 0.0089959
2022-11-05 | 16 | 549223 | 2022-11-05 | 16 | 39.48 | 0.62 | 40.1 | 0.016037
2022-11-05 | 17 | 188277 | 2022-11-05 | 17 | 36.91 | 0.52 | 37.43 | 0.0051315
2022-11-05 | 18 | 60 | 2022-11-05 | 18 | 45.7 | 0.95 | 46.65 | 2.0381e-06
2022-11-05 | 19 | 0 | 2022-11-05 | 19 | 42.75 | 1.23 | 43.98 | 0
2022-11-05 | 20 | 0 | 2022-11-05 | 20 | 40.04 | 0.62 | 40.66 | 0
2022-11-05 | 21 | 0 | 2022-11-05 | 21 | 47.06 | 0.56 | 47.62 | 0
2022-11-05 | 22 | 0 | 2022-11-05 | 22 | 46.71 | 1.16 | 47.87 | 0
2022-11-05 | 23 | 0 | 2022-11-05 | 23 | 43.94 | 0.9 | 44.84 | 0
2022-11-05 | 24 | 0 | 2022-11-05 | 24 | 52.25 | 1.44 | 53.69 | 0
2022-11-06 | 1 | 0 | 2022-11-06 | 1 | 26.62 | 0.95 | 27.57 | 0
2022-11-06 | 2 | 0 | 2022-11-06 | 2 | 23.58 | 1.38 | 24.96 | 0
2022-11-06 | 2 | 0 | 2022-11-06 | 2 | 18.13 | 0.86 | 18.99 | 0
2022-11-06 | 3 | 0 | 2022-11-06 | 3 | 22.34 | 0.79 | 23.13 | 0
2022-11-06 | 4 | 0 | 2022-11-06 | 4 | 23 | 0.81 | 23.81 | 0
2022-11-06 | 5 | 0 | 2022-11-06 | 5 | 26.54 | 0.79 | 27.33 | 0
2022-11-06 | 6 | 0 | 2022-11-06 | 6 | 27.97 | 0.86 | 28.83 | 0
2022-11-06 | 7 | 137 | 2022-11-06 | 7 | 28.41 | 1.04 | 29.45 | 2.9379e-06
2022-11-06 | 8 | 1023 | 2022-11-06 | 8 | 19.65 | 0.97 | 20.62 | 1.536e-05
2022-11-06 | 9 | 47578 | 2022-11-06 | 9 | 24.46 | 0.95 | 25.41 | 0.00088031
2022-11-06 | 10 | 199977 | 2022-11-06 | 10 | 25.19 | 0.91 | 26.1 | 0.0038005
2022-11-06 | 11 | 537244 | 2022-11-06 | 11 | 24.69 | 1.53 | 26.22 | 0.010257
2022-11-06 | 12 | 234954 | 2022-11-06 | 12 | 39.2 | 0.94 | 40.14 | 0.0068673
2022-11-06 | 13 | 250633 | 2022-11-06 | 13 | 47.42 | 0.9 | 48.32 | 0.0088184
2022-11-06 | 14 | 124810 | 2022-11-06 | 14 | 43.14 | 1.21 | 44.35 | 0.0040306
2022-11-06 | 15 | 943 | 2022-11-06 | 15 | 45.93 | 1.03 | 46.96 | 3.2245e-05
2022-11-06 | 16 | 370 | 2022-11-06 | 16 | 43.79 | 0.9 | 44.69 | 1.204e-05
2022-11-06 | 17 | 20 | 2022-11-06 | 17 | 49.16 | 1.4 | 50.56 | 7.3631e-07
2022-11-06 | 18 | 0 | 2022-11-06 | 18 | 64.49 | 1.06 | 65.55 | 0
2022-11-06 | 19 | 0 | 2022-11-06 | 19 | 68.46 | 1.11 | 69.57 | 0
2022-11-06 | 20 | 0 | 2022-11-06 | 20 | 60.84 | 0.84 | 61.68 | 0
2022-11-06 | 21 | 0 | 2022-11-06 | 21 | 49.75 | 1.06 | 50.81 | 0
2022-11-06 | 22 | 0 | 2022-11-06 | 22 | 69.29 | 0.78 | 70.07 | 0
2022-11-06 | 23 | 0 | 2022-11-06 | 23 | 59.84 | 1.29 | 61.13 | 0
2022-11-06 | 24 | 0 | 2022-11-06 | 24 | 63.37 | 1.9 | 65.27 | 0
2022-11-07 | 1 | 0 | 2022-11-07 | 1 | 48.16 | 6.69 | 54.85 | 0
2022-11-07 | 2 | 0 | 2022-11-07 | 2 | 31.04 | 6.34 | 37.38 | 0
2022-11-07 | 3 | 0 | 2022-11-07 | 3 | 30.46 | 5.95 | 36.41 | 0
2022-11-07 | 4 | 0 | 2022-11-07 | 4 | 34.04 | 6.44 | 40.48 | 0
2022-11-07 | 5 | 0 | 2022-11-07 | 5 | 37.9 | 5.93 | 43.83 | 0
2022-11-07 | 6 | 0 | 2022-11-07 | 6 | 39.67 | 6.02 | 45.69 | 0
2022-11-07 | 7 | 0 | 2022-11-07 | 7 | 59.66 | 7.02 | 66.68 | 0
2022-11-07 | 8 | 380 | 2022-11-07 | 8 | 81.15 | 8.74 | 89.89 | 2.4873e-05
2022-11-07 | 9 | 3883 | 2022-11-07 | 9 | 34.56 | 6.93 | 41.49 | 0.00011731
2022-11-07 | 10 | 500725 | 2022-11-07 | 10 | 30.09 | 6.73 | 36.82 | 0.013425
2022-11-07 | 11 | 652718 | 2022-11-07 | 11 | 30.6 | 6.66 | 37.26 | 0.017709
2022-11-07 | 12 | 722234 | 2022-11-07 | 12 | 30.53 | 6.65 | 37.18 | 0.019553
2022-11-07 | 13 | 716466 | 2022-11-07 | 13 | 37.2 | 7 | 44.2 | 0.023059
2022-11-07 | 14 | 650670 | 2022-11-07 | 14 | 34.23 | 6.7 | 40.93 | 0.019392
2022-11-07 | 15 | 511508 | 2022-11-07 | 15 | 40.35 | 6.84 | 47.19 | 0.017576
2022-11-07 | 16 | 284295 | 2022-11-07 | 16 | 60.09 | 6.7 | 66.79 | 0.013826
2022-11-07 | 17 | 20 | 2022-11-07 | 17 | 66.13 | 6.92 | 73.05 | 1.0638e-06
2022-11-07 | 18 | 0 | 2022-11-07 | 18 | 202.29 | 18.15 | 220.44 | 0
2022-11-07 | 19 | 0 | 2022-11-07 | 19 | 85.25 | 10.37 | 95.62 | 0
2022-11-07 | 20 | 0 | 2022-11-07 | 20 | 45.51 | 6.93 | 52.44 | 0
2022-11-07 | 21 | 0 | 2022-11-07 | 21 | 31.02 | 6.85 | 37.87 | 0
2022-11-07 | 22 | 0 | 2022-11-07 | 22 | 23.93 | 6.88 | 30.81 | 0
2022-11-07 | 23 | 0 | 2022-11-07 | 23 | 19 | 7.1 | 26.1 | 0
2022-11-07 | 24 | 0 | 2022-11-07 | 24 | 13.8 | 6.6 | 20.4 | 0
2022-11-08 | 1 | 0 | 2022-11-08 | 1 | 21.06 | 1.09 | 22.15 | 0
2022-11-08 | 2 | 0 | 2022-11-08 | 2 | 21.31 | 1.07 | 22.38 | 0
2022-11-08 | 3 | 0 | 2022-11-08 | 3 | 20.97 | 1.06 | 22.03 | 0
2022-11-08 | 4 | 0 | 2022-11-08 | 4 | 19.56 | 1.52 | 21.08 | 0
2022-11-08 | 5 | 0 | 2022-11-08 | 5 | 20.96 | 1.13 | 22.09 | 0
2022-11-08 | 6 | 0 | 2022-11-08 | 6 | 19.53 | 1.1 | 20.63 | 0
2022-11-08 | 7 | 30 | 2022-11-08 | 7 | 20.5 | 1.75 | 22.25 | 4.8604e-07
2022-11-08 | 8 | 1197 | 2022-11-08 | 8 | 16.82 | 2.42 | 19.24 | 1.677e-05
2022-11-08 | 9 | 319761 | 2022-11-08 | 9 | 4.47 | 2.29 | 6.76 | 0.001574
2022-11-08 | 10 | 568875 | 2022-11-08 | 10 | 13.18 | 2.26 | 15.44 | 0.0063957
2022-11-08 | 11 | 708224 | 2022-11-08 | 11 | 27.4 | 2.1 | 29.5 | 0.015213
2022-11-08 | 12 | 758132 | 2022-11-08 | 12 | 28.02 | 1.97 | 29.99 | 0.016556
2022-11-08 | 13 | 778022 | 2022-11-08 | 13 | 27.47 | 2.24 | 29.71 | 0.016831
2022-11-08 | 14 | 700511 | 2022-11-08 | 14 | 28.78 | 2.09 | 30.87 | 0.015746
2022-11-08 | 15 | 524681 | 2022-11-08 | 15 | 32.39 | 1.94 | 34.33 | 0.013116
2022-11-08 | 16 | 296481 | 2022-11-08 | 16 | 39.2 | 1.84 | 41.04 | 0.0088599
2022-11-08 | 17 | 37 | 2022-11-08 | 17 | 54.6 | 1.85 | 56.45 | 1.5209e-06
2022-11-08 | 18 | 0 | 2022-11-08 | 18 | 70.56 | 2.09 | 72.65 | 0
2022-11-08 | 19 | 0 | 2022-11-08 | 19 | 67.99 | 1.94 | 69.93 | 0
2022-11-08 | 20 | 0 | 2022-11-08 | 20 | 62.61 | 2.04 | 64.65 | 0
2022-11-08 | 21 | 0 | 2022-11-08 | 21 | 49.53 | 2.57 | 52.1 | 0
2022-11-08 | 22 | 0 | 2022-11-08 | 22 | 36.31 | 2 | 38.31 | 0
2022-11-08 | 23 | 0 | 2022-11-08 | 23 | 30.59 | 2.06 | 32.65 | 0
2022-11-08 | 24 | 0 | 2022-11-08 | 24 | 29.96 | 1.07 | 31.03 | 0
2022-11-09 | 1 | 0 | 2022-11-09 | 1 | 31.02 | 0.6 | 31.62 | 0
2022-11-09 | 2 | 0 | 2022-11-09 | 2 | 30.13 | 0.56 | 30.69 | 0
2022-11-09 | 3 | 0 | 2022-11-09 | 3 | 30.32 | 0.61 | 30.93 | 0
2022-11-09 | 4 | 0 | 2022-11-09 | 4 | 29.04 | 0.56 | 29.6 | 0
2022-11-09 | 5 | 0 | 2022-11-09 | 5 | 27.68 | 0.59 | 28.27 | 0
2022-11-09 | 6 | 0 | 2022-11-09 | 6 | 30.89 | 0.67 | 31.56 | 0
2022-11-09 | 7 | 40 | 2022-11-09 | 7 | 49.65 | 1.51 | 51.16 | 1.4901e-06
2022-11-09 | 8 | 1240 | 2022-11-09 | 8 | 57.11 | 2.5 | 59.61 | 5.3823e-05
2022-11-09 | 9 | 321402 | 2022-11-09 | 9 | 42.09 | 2.64 | 44.73 | 0.010468
2022-11-09 | 10 | 554409 | 2022-11-09 | 10 | 27.54 | 1.75 | 29.29 | 0.011824
2022-11-09 | 11 | 687655 | 2022-11-09 | 11 | 29.61 | 1.6 | 31.21 | 0.015627
2022-11-09 | 12 | 745308 | 2022-11-09 | 12 | 29.72 | 1.53 | 31.25 | 0.016959
2022-11-09 | 13 | 736670 | 2022-11-09 | 13 | 29.63 | 1.53 | 31.16 | 0.016715
2022-11-09 | 14 | 666424 | 2022-11-09 | 14 | 31.23 | 1.52 | 32.75 | 0.015892
2022-11-09 | 15 | 503334 | 2022-11-09 | 15 | 37.11 | 1.52 | 38.63 | 0.014158
2022-11-09 | 16 | 275968 | 2022-11-09 | 16 | 47.77 | 1.57 | 49.34 | 0.0099148
2022-11-09 | 17 | 27 | 2022-11-09 | 17 | 50.81 | 1.49 | 52.3 | 1.0282e-06
2022-11-09 | 18 | 0 | 2022-11-09 | 18 | 70.03 | 1.66 | 71.69 | 0
2022-11-09 | 19 | 0 | 2022-11-09 | 19 | 62.07 | 1.82 | 63.89 | 0
2022-11-09 | 20 | 0 | 2022-11-09 | 20 | 58.78 | 1.56 | 60.34 | 0
2022-11-09 | 21 | 0 | 2022-11-09 | 21 | 46.54 | 1.42 | 47.96 | 0
2022-11-09 | 22 | 0 | 2022-11-09 | 22 | 44.48 | 1.51 | 45.99 | 0
2022-11-09 | 23 | 0 | 2022-11-09 | 23 | 36.7 | 3.21 | 39.91 | 0
2022-11-09 | 24 | 0 | 2022-11-09 | 24 | 32.62 | 1.74 | 34.36 | 0
2022-11-10 | 1 | 0 | 2022-11-10 | 1 | 25.85 | 0.71 | 26.56 | 0
2022-11-10 | 2 | 0 | 2022-11-10 | 2 | 25.51 | 0.97 | 26.48 | 0
2022-11-10 | 3 | 0 | 2022-11-10 | 3 | 25.56 | 0.6 | 26.16 | 0
2022-11-10 | 4 | 0 | 2022-11-10 | 4 | 26.29 | 0.59 | 26.88 | 0
2022-11-10 | 5 | 0 | 2022-11-10 | 5 | 26.39 | 0.59 | 26.98 | 0
2022-11-10 | 6 | 0 | 2022-11-10 | 6 | 34.76 | 0.76 | 35.52 | 0
2022-11-10 | 7 | 53 | 2022-11-10 | 7 | 38.07 | 0.73 | 38.8 | 1.4974e-06
2022-11-10 | 8 | 1110 | 2022-11-10 | 8 | 38.83 | 2.62 | 41.45 | 3.3502e-05
2022-11-10 | 9 | 298900 | 2022-11-10 | 9 | 31.91 | 2.39 | 34.3 | 0.0074653
2022-11-10 | 10 | 585741 | 2022-11-10 | 10 | 28.46 | 1.63 | 30.09 | 0.012834
2022-11-10 | 11 | 648109 | 2022-11-10 | 11 | 25.44 | 1.48 | 26.92 | 0.012704
2022-11-10 | 12 | 708190 | 2022-11-10 | 12 | 24.44 | 1.5 | 25.94 | 0.013377
2022-11-10 | 13 | 704015 | 2022-11-10 | 13 | 24.67 | 1.48 | 26.15 | 0.013405
2022-11-10 | 14 | 634515 | 2022-11-10 | 14 | 27.89 | 1.46 | 29.35 | 0.01356
2022-11-10 | 15 | 470773 | 2022-11-10 | 15 | 32.45 | 1.42 | 33.87 | 0.011611
2022-11-10 | 16 | 255652 | 2022-11-10 | 16 | 38.47 | 1.47 | 39.94 | 0.007435
2022-11-10 | 17 | 10 | 2022-11-10 | 17 | 45.28 | 1.62 | 46.9 | 3.4151e-07
2022-11-10 | 18 | 0 | 2022-11-10 | 18 | 39.45 | 1.53 | 40.98 | 0
2022-11-10 | 19 | 0 | 2022-11-10 | 19 | 47 | 1.61 | 48.61 | 0
2022-11-10 | 20 | 0 | 2022-11-10 | 20 | 38.27 | 1.57 | 39.84 | 0
2022-11-10 | 21 | 0 | 2022-11-10 | 21 | 33.55 | 1.58 | 35.13 | 0
2022-11-10 | 22 | 0 | 2022-11-10 | 22 | 30.27 | 1.56 | 31.83 | 0
2022-11-10 | 23 | 0 | 2022-11-10 | 23 | 26.08 | 1.66 | 27.74 | 0
2022-11-10 | 24 | 0 | 2022-11-10 | 24 | 23.55 | 0.79 | 24.34 | 0
2022-11-11 | 1 | 0 | 2022-11-11 | 1 | 25.92 | 0.72 | 26.64 | 0
2022-11-11 | 2 | 0 | 2022-11-11 | 2 | 29.03 | 0.68 | 29.71 | 0
2022-11-11 | 3 | 0 | 2022-11-11 | 3 | 28.25 | 0.64 | 28.89 | 0
2022-11-11 | 4 | 0 | 2022-11-11 | 4 | 27.95 | 0.64 | 28.59 | 0
2022-11-11 | 5 | 0 | 2022-11-11 | 5 | 30.45 | 0.66 | 31.11 | 0
2022-11-11 | 6 | 0 | 2022-11-11 | 6 | 41.95 | 0.75 | 42.7 | 0
2022-11-11 | 7 | 37 | 2022-11-11 | 7 | 34.39 | 0.87 | 35.26 | 9.4997e-07
2022-11-11 | 8 | 1237 | 2022-11-11 | 8 | 36.06 | 1.68 | 37.74 | 3.3994e-05
2022-11-11 | 9 | 179062 | 2022-11-11 | 9 | 34.97 | 2.36 | 37.33 | 0.0048673
2022-11-11 | 10 | 325508 | 2022-11-11 | 10 | 33.2 | 1.66 | 34.86 | 0.0082625
2022-11-11 | 11 | 336810 | 2022-11-11 | 11 | 43.77 | 1.53 | 45.3 | 0.01111
2022-11-11 | 12 | 248934 | 2022-11-11 | 12 | 42.67 | 1.64 | 44.31 | 0.0080318
2022-11-11 | 13 | 459746 | 2022-11-11 | 13 | 54.29 | 1.63 | 55.92 | 0.01872
2022-11-11 | 14 | 211509 | 2022-11-11 | 14 | 68.9 | 1.82 | 70.72 | 0.010892
2022-11-11 | 15 | 527 | 2022-11-11 | 15 | 60.11 | 2.03 | 62.14 | 2.3846e-05
2022-11-11 | 16 | 67 | 2022-11-11 | 16 | 57.08 | 1.57 | 58.65 | 2.8613e-06
2022-11-11 | 17 | 0 | 2022-11-11 | 17 | 58.61 | 1.77 | 60.38 | 0
2022-11-11 | 18 | 0 | 2022-11-11 | 18 | 62.92 | 2.09 | 65.01 | 0
2022-11-11 | 19 | 0 | 2022-11-11 | 19 | 56.11 | 1.86 | 57.97 | 0
2022-11-11 | 20 | 0 | 2022-11-11 | 20 | 44.26 | 1.73 | 45.99 | 0
2022-11-11 | 21 | 0 | 2022-11-11 | 21 | 41.6 | 1.66 | 43.26 | 0
2022-11-11 | 22 | 0 | 2022-11-11 | 22 | 41.57 | 1.79 | 43.36 | 0
2022-11-11 | 23 | 0 | 2022-11-11 | 23 | 35.99 | 2.34 | 38.33 | 0
2022-11-11 | 24 | 0 | 2022-11-11 | 24 | 31.65 | 1.35 | 33 | 0
2022-11-12 | 1 | 0 | 2022-11-12 | 1 | 36.66 | 0.49 | 37.15 | 0
2022-11-12 | 2 | 0 | 2022-11-12 | 2 | 31.9 | 0.37 | 32.27 | 0
2022-11-12 | 3 | 0 | 2022-11-12 | 3 | 30.78 | 0.35 | 31.13 | 0
2022-11-12 | 4 | 0 | 2022-11-12 | 4 | 29.14 | 0.33 | 29.47 | 0
2022-11-12 | 5 | 0 | 2022-11-12 | 5 | 29.67 | 0.32 | 29.99 | 0
2022-11-12 | 6 | 0 | 2022-11-12 | 6 | 30.19 | 0.33 | 30.52 | 0
2022-11-12 | 7 | 0 | 2022-11-12 | 7 | 32.09 | 0.4 | 32.49 | 0
2022-11-12 | 8 | 280 | 2022-11-12 | 8 | 30.73 | 0.39 | 31.12 | 6.3449e-06
2022-11-12 | 9 | 363 | 2022-11-12 | 9 | 30.47 | 0.42 | 30.89 | 8.1649e-06
2022-11-12 | 10 | 134901 | 2022-11-12 | 10 | 25.44 | 0.33 | 25.77 | 0.0025314
2022-11-12 | 11 | 577249 | 2022-11-12 | 11 | 26.23 | 0.33 | 26.56 | 0.011164
2022-11-12 | 12 | 717744 | 2022-11-12 | 12 | 27.26 | 0.37 | 27.63 | 0.01444
2022-11-12 | 13 | 237484 | 2022-11-12 | 13 | 28.5 | 0.36 | 28.86 | 0.0049906
2022-11-12 | 14 | 349660 | 2022-11-12 | 14 | 29.05 | 0.34 | 29.39 | 0.0074829
2022-11-12 | 15 | 32266 | 2022-11-12 | 15 | 28.16 | 0.39 | 28.55 | 0.00067077
2022-11-12 | 16 | 260 | 2022-11-12 | 16 | 37.56 | 0.44 | 38 | 7.1942e-06
2022-11-12 | 17 | 7 | 2022-11-12 | 17 | 34.2 | 0.43 | 34.63 | 1.7651e-07
2022-11-12 | 18 | 0 | 2022-11-12 | 18 | 38.63 | 0.47 | 39.1 | 0
2022-11-12 | 19 | 0 | 2022-11-12 | 19 | 43.84 | 0.38 | 44.22 | 0
2022-11-12 | 20 | 0 | 2022-11-12 | 20 | 42.9 | 0.42 | 43.32 | 0
2022-11-12 | 21 | 0 | 2022-11-12 | 21 | 29.18 | 0.36 | 29.54 | 0
2022-11-12 | 22 | 0 | 2022-11-12 | 22 | 34.65 | 0.57 | 35.22 | 0
2022-11-12 | 23 | 0 | 2022-11-12 | 23 | 27.33 | 0.54 | 27.87 | 0
2022-11-12 | 24 | 0 | 2022-11-12 | 24 | 20 | 0.82 | 20.82 | 0
2022-11-13 | 1 | 0 | 2022-11-13 | 1 | 22.44 | 0.62 | 23.06 | 0
2022-11-13 | 2 | 0 | 2022-11-13 | 2 | 23.92 | 0.47 | 24.39 | 0
2022-11-13 | 3 | 0 | 2022-11-13 | 3 | 19.18 | 0.41 | 19.59 | 0
2022-11-13 | 4 | 0 | 2022-11-13 | 4 | 17.68 | 0.46 | 18.14 | 0
2022-11-13 | 5 | 0 | 2022-11-13 | 5 | 22.36 | 0.42 | 22.78 | 0
2022-11-13 | 6 | 0 | 2022-11-13 | 6 | 16.1 | 0.5 | 16.6 | 0
2022-11-13 | 7 | 0 | 2022-11-13 | 7 | 19.06 | 0.43 | 19.49 | 0
2022-11-13 | 8 | 67 | 2022-11-13 | 8 | 23.22 | 0.35 | 23.57 | 1.1499e-06
2022-11-13 | 9 | 243 | 2022-11-13 | 9 | 31.72 | 0.47 | 32.19 | 5.6958e-06
2022-11-13 | 10 | 287 | 2022-11-13 | 10 | 45.03 | 0.9 | 45.93 | 9.5985e-06
2022-11-13 | 11 | 473 | 2022-11-13 | 11 | 44.07 | 0.35 | 44.42 | 1.5299e-05
2022-11-13 | 12 | 597 | 2022-11-13 | 12 | 43.78 | 0.31 | 44.09 | 1.9166e-05
2022-11-13 | 13 | 543 | 2022-11-13 | 13 | 37.12 | 0.28 | 37.4 | 1.4788e-05
2022-11-13 | 14 | 18868 | 2022-11-13 | 14 | 31.8 | 0.29 | 32.09 | 0.00044088
2022-11-13 | 15 | 657 | 2022-11-13 | 15 | 32.73 | 0.3 | 33.03 | 1.5802e-05
2022-11-13 | 16 | 167 | 2022-11-13 | 16 | 34.02 | 0.28 | 34.3 | 4.171e-06
2022-11-13 | 17 | 0 | 2022-11-13 | 17 | 39.66 | 0.29 | 39.95 | 0
2022-11-13 | 18 | 0 | 2022-11-13 | 18 | 55.93 | 0.45 | 56.38 | 0
2022-11-13 | 19 | 0 | 2022-11-13 | 19 | 48.51 | 0.6 | 49.11 | 0
2022-11-13 | 20 | 0 | 2022-11-13 | 20 | 35.68 | 0.36 | 36.04 | 0
2022-11-13 | 21 | 0 | 2022-11-13 | 21 | 30.78 | 0.27 | 31.05 | 0
2022-11-13 | 22 | 0 | 2022-11-13 | 22 | 30.52 | 0.27 | 30.79 | 0
2022-11-13 | 23 | 0 | 2022-11-13 | 23 | 31.68 | 0.42 | 32.1 | 0
2022-11-13 | 24 | 0 | 2022-11-13 | 24 | 28.03 | 0.48 | 28.51 | 0
2022-11-14 | 1 | 0 | 2022-11-14 | 1 | 22.57 | 0.99 | 23.56 | 0
2022-11-14 | 2 | 0 | 2022-11-14 | 2 | 26.93 | 0.95 | 27.88 | 0
2022-11-14 | 3 | 0 | 2022-11-14 | 3 | 25.21 | 0.99 | 26.2 | 0
2022-11-14 | 4 | 0 | 2022-11-14 | 4 | 20.25 | 1.46 | 21.71 | 0
2022-11-14 | 5 | 0 | 2022-11-14 | 5 | 21.11 | 1.6 | 22.71 | 0
2022-11-14 | 6 | 0 | 2022-11-14 | 6 | 25.03 | 1.13 | 26.16 | 0
2022-11-14 | 7 | 30 | 2022-11-14 | 7 | 49.31 | 1.28 | 50.59 | 1.1051e-06
2022-11-14 | 8 | 857 | 2022-11-14 | 8 | 55.13 | 2.32 | 57.45 | 3.5851e-05
2022-11-14 | 9 | 131178 | 2022-11-14 | 9 | 32.14 | 1.9 | 34.04 | 0.0032514
2022-11-14 | 10 | 201708 | 2022-11-14 | 10 | 22.33 | 1.85 | 24.18 | 0.0035514
2022-11-14 | 11 | 797218 | 2022-11-14 | 11 | 28.98 | 2.4 | 31.38 | 0.018216
2022-11-14 | 12 | 779090 | 2022-11-14 | 12 | 16.06 | 1.91 | 17.97 | 0.010194
2022-11-14 | 13 | 769789 | 2022-11-14 | 13 | 8.63 | 2.26 | 10.89 | 0.0061041
2022-11-14 | 14 | 685694 | 2022-11-14 | 14 | 31.26 | 1.87 | 33.13 | 0.016542
2022-11-14 | 15 | 499933 | 2022-11-14 | 15 | 34.87 | 1.78 | 36.65 | 0.013342
2022-11-14 | 16 | 260348 | 2022-11-14 | 16 | 57.84 | 1.78 | 59.62 | 0.011302
2022-11-14 | 17 | 30 | 2022-11-14 | 17 | 84.94 | 1.87 | 86.81 | 1.8963e-06
2022-11-14 | 18 | 0 | 2022-11-14 | 18 | 152.28 | 3.65 | 155.93 | 0
2022-11-14 | 19 | 0 | 2022-11-14 | 19 | 130.79 | 3.11 | 133.9 | 0
2022-11-14 | 20 | 0 | 2022-11-14 | 20 | 106.26 | 2.19 | 108.45 | 0
2022-11-14 | 21 | 0 | 2022-11-14 | 21 | 73.91 | 2.09 | 76 | 0
2022-11-14 | 22 | 0 | 2022-11-14 | 22 | 77.12 | 1.96 | 79.08 | 0
2022-11-14 | 23 | 0 | 2022-11-14 | 23 | 62.18 | 2.25 | 64.43 | 0
2022-11-14 | 24 | 0 | 2022-11-14 | 24 | 45.68 | 1.56 | 47.24 | 0
2022-11-15 | 1 | 0 | 2022-11-15 | 1 | 51.59 | 2.9 | 54.49 | 0
2022-11-15 | 2 | 0 | 2022-11-15 | 2 | 51.41 | 2.84 | 54.25 | 0
2022-11-15 | 3 | 0 | 2022-11-15 | 3 | 51.66 | 2.81 | 54.47 | 0
2022-11-15 | 4 | 0 | 2022-11-15 | 4 | 52.46 | 2.82 | 55.28 | 0
2022-11-15 | 5 | 0 | 2022-11-15 | 5 | 57.67 | 2.88 | 60.55 | 0
2022-11-15 | 6 | 0 | 2022-11-15 | 6 | 78.29 | 3.39 | 81.68 | 0
2022-11-15 | 7 | 20 | 2022-11-15 | 7 | 113.81 | 3.66 | 117.47 | 1.7107e-06
2022-11-15 | 8 | 863 | 2022-11-15 | 8 | 123.32 | 5.2 | 128.52 | 8.0762e-05
2022-11-15 | 9 | 279285 | 2022-11-15 | 9 | 73.78 | 4.53 | 78.31 | 0.015925
2022-11-15 | 10 | 535816 | 2022-11-15 | 10 | 45.88 | 3.76 | 49.64 | 0.019367
2022-11-15 | 11 | 691799 | 2022-11-15 | 11 | 49.87 | 3.65 | 53.52 | 0.02696
2022-11-15 | 12 | 703470 | 2022-11-15 | 12 | 52.31 | 3.62 | 55.93 | 0.028649
2022-11-15 | 13 | 665597 | 2022-11-15 | 13 | 53.17 | 3.64 | 56.81 | 0.027533
2022-11-15 | 14 | 375335 | 2022-11-15 | 14 | 58.78 | 3.63 | 62.41 | 0.017057
2022-11-15 | 15 | 152394 | 2022-11-15 | 15 | 80.74 | 3.91 | 84.65 | 0.0093933
2022-11-15 | 16 | 317 | 2022-11-15 | 16 | 96.31 | 3.92 | 100.23 | 2.3136e-05
2022-11-15 | 17 | 10 | 2022-11-15 | 17 | 124.93 | 4.16 | 129.09 | 9.3998e-07
2022-11-15 | 18 | 0 | 2022-11-15 | 18 | 141.2 | 4.33 | 145.53 | 0
2022-11-15 | 19 | 0 | 2022-11-15 | 19 | 85.3 | 3.76 | 89.06 | 0
2022-11-15 | 20 | 0 | 2022-11-15 | 20 | 99.87 | 3.84 | 103.71 | 0
2022-11-15 | 21 | 0 | 2022-11-15 | 21 | 80.62 | 3.61 | 84.23 | 0
2022-11-15 | 22 | 0 | 2022-11-15 | 22 | 64.01 | 3.61 | 67.62 | 0
2022-11-15 | 23 | 0 | 2022-11-15 | 23 | 59.96 | 3.88 | 63.84 | 0
2022-11-15 | 24 | 0 | 2022-11-15 | 24 | 57.61 | 2.98 | 60.59 | 0
2022-11-16 | 1 | 0 | 2022-11-16 | 1 | 53.37 | 1.24 | 54.61 | 0
2022-11-16 | 2 | 0 | 2022-11-16 | 2 | 54.6 | 1.22 | 55.82 | 0
2022-11-16 | 3 | 0 | 2022-11-16 | 3 | 50.3 | 1.21 | 51.51 | 0
2022-11-16 | 4 | 0 | 2022-11-16 | 4 | 48.37 | 1.21 | 49.58 | 0
2022-11-16 | 5 | 0 | 2022-11-16 | 5 | 50.44 | 1.19 | 51.63 | 0
2022-11-16 | 6 | 0 | 2022-11-16 | 6 | 53.02 | 1.31 | 54.33 | 0
2022-11-16 | 7 | 0 | 2022-11-16 | 7 | 64.47 | 1.46 | 65.93 | 0
2022-11-16 | 8 | 93 | 2022-11-16 | 8 | 88.52 | 2.48 | 91 | 6.1624e-06
2022-11-16 | 9 | 400 | 2022-11-16 | 9 | 90.74 | 2.23 | 92.97 | 2.7079e-05
2022-11-16 | 10 | 847 | 2022-11-16 | 10 | 102.73 | 2.21 | 104.94 | 6.4722e-05
2022-11-16 | 11 | 967 | 2022-11-16 | 11 | 105.68 | 2.15 | 107.83 | 7.5926e-05
2022-11-16 | 12 | 10157 | 2022-11-16 | 12 | 88.42 | 2.16 | 90.58 | 0.00066992
2022-11-16 | 13 | 32650 | 2022-11-16 | 13 | 82.02 | 2.18 | 84.2 | 0.0020018
2022-11-16 | 14 | 957 | 2022-11-16 | 14 | 72.38 | 2.02 | 74.4 | 5.1845e-05
2022-11-16 | 15 | 1060 | 2022-11-16 | 15 | 60.95 | 2 | 62.95 | 4.8588e-05
2022-11-16 | 16 | 32583 | 2022-11-16 | 16 | 70.64 | 1.97 | 72.61 | 0.0017227
2022-11-16 | 17 | 13 | 2022-11-16 | 17 | 95.16 | 2.11 | 97.27 | 9.2076e-07
2022-11-16 | 18 | 0 | 2022-11-16 | 18 | 123.52 | 2.42 | 125.94 | 0
2022-11-16 | 19 | 0 | 2022-11-16 | 19 | 96.98 | 2.23 | 99.21 | 0
2022-11-16 | 20 | 0 | 2022-11-16 | 20 | 72.19 | 2.04 | 74.23 | 0
2022-11-16 | 21 | 0 | 2022-11-16 | 21 | 62.56 | 1.98 | 64.54 | 0
2022-11-16 | 22 | 0 | 2022-11-16 | 22 | 95.76 | 2.63 | 98.39 | 0
2022-11-16 | 23 | 0 | 2022-11-16 | 23 | 55.09 | 2.43 | 57.52 | 0
2022-11-16 | 24 | 0 | 2022-11-16 | 24 | 50.46 | 1.39 | 51.85 | 0
2022-11-17 | 1 | 0 | 2022-11-17 | 1 | 48.33 | 1.8 | 50.13 | 0
2022-11-17 | 2 | 0 | 2022-11-17 | 2 | 47.52 | 1.79 | 49.31 | 0
2022-11-17 | 3 | 0 | 2022-11-17 | 3 | 45.43 | 1.82 | 47.25 | 0
2022-11-17 | 4 | 0 | 2022-11-17 | 4 | 47.37 | 1.8 | 49.17 | 0
2022-11-17 | 5 | 0 | 2022-11-17 | 5 | 48 | 1.81 | 49.81 | 0
2022-11-17 | 6 | 0 | 2022-11-17 | 6 | 74.75 | 2.11 | 76.86 | 0
2022-11-17 | 7 | 13 | 2022-11-17 | 7 | 97.98 | 2.65 | 100.63 | 9.5257e-07
2022-11-17 | 8 | 737 | 2022-11-17 | 8 | 105.44 | 3.96 | 109.4 | 5.871e-05
2022-11-17 | 9 | 2193 | 2022-11-17 | 9 | 76.71 | 3.6 | 80.31 | 0.00012824
2022-11-17 | 10 | 322154 | 2022-11-17 | 10 | 52.26 | 2.67 | 54.93 | 0.012885
2022-11-17 | 11 | 291442 | 2022-11-17 | 11 | 65.24 | 2.66 | 67.9 | 0.014409
2022-11-17 | 12 | 454082 | 2022-11-17 | 12 | 73.53 | 2.67 | 76.2 | 0.025195
2022-11-17 | 13 | 237926 | 2022-11-17 | 13 | 62.4 | 2.6 | 65 | 0.011261
2022-11-17 | 14 | 684440 | 2022-11-17 | 14 | 87.42 | 2.77 | 90.19 | 0.044949
2022-11-17 | 15 | 350804 | 2022-11-17 | 15 | 73.94 | 2.65 | 76.59 | 0.019564
2022-11-17 | 16 | 71022 | 2022-11-17 | 16 | 85.61 | 2.68 | 88.29 | 0.0045659
2022-11-17 | 17 | 20 | 2022-11-17 | 17 | 104 | 2.69 | 106.69 | 1.5537e-06
2022-11-17 | 18 | 0 | 2022-11-17 | 18 | 169.28 | 3.6 | 172.88 | 0
2022-11-17 | 19 | 0 | 2022-11-17 | 19 | 108.77 | 3.81 | 112.58 | 0
2022-11-17 | 20 | 0 | 2022-11-17 | 20 | 127.54 | 3.52 | 131.06 | 0
2022-11-17 | 21 | 0 | 2022-11-17 | 21 | 113.53 | 2.92 | 116.45 | 0
2022-11-17 | 22 | 0 | 2022-11-17 | 22 | 94.39 | 3.47 | 97.86 | 0
2022-11-17 | 23 | 0 | 2022-11-17 | 23 | 82.78 | 3.31 | 86.09 | 0
2022-11-17 | 24 | 0 | 2022-11-17 | 24 | 67.54 | 2.13 | 69.67 | 0
2022-11-18 | 1 | 0 | 2022-11-18 | 1 | 59.97 | 0.67 | 60.64 | 0
2022-11-18 | 2 | 0 | 2022-11-18 | 2 | 55.12 | 0.77 | 55.89 | 0
2022-11-18 | 3 | 0 | 2022-11-18 | 3 | 54.04 | 0.63 | 54.67 | 0
2022-11-18 | 4 | 0 | 2022-11-18 | 4 | 72.11 | 0.7 | 72.81 | 0
2022-11-18 | 5 | 0 | 2022-11-18 | 5 | 68.27 | 0.65 | 68.92 | 0
2022-11-18 | 6 | 0 | 2022-11-18 | 6 | 88.46 | 1.08 | 89.54 | 0
2022-11-18 | 7 | 10 | 2022-11-18 | 7 | 65.54 | 0.86 | 66.4 | 4.835e-07
2022-11-18 | 8 | 410 | 2022-11-18 | 8 | 64.64 | 1.52 | 66.16 | 1.9752e-05
2022-11-18 | 9 | 2627 | 2022-11-18 | 9 | 70.33 | 1.57 | 71.9 | 0.00013754
2022-11-18 | 10 | 91827 | 2022-11-18 | 10 | 59.78 | 1.45 | 61.23 | 0.0040941
2022-11-18 | 11 | 677854 | 2022-11-18 | 11 | 63.17 | 1.46 | 64.63 | 0.0319
2022-11-18 | 12 | 783138 | 2022-11-18 | 12 | 58.05 | 1.47 | 59.52 | 0.033941
2022-11-18 | 13 | 763437 | 2022-11-18 | 13 | 57.67 | 1.48 | 59.15 | 0.032882
2022-11-18 | 14 | 494359 | 2022-11-18 | 14 | 62.11 | 1.46 | 63.57 | 0.022883
2022-11-18 | 15 | 88165 | 2022-11-18 | 15 | 68.14 | 1.63 | 69.77 | 0.0044791
2022-11-18 | 16 | 258058 | 2022-11-18 | 16 | 81.25 | 1.7 | 82.95 | 0.015587
2022-11-18 | 17 | 17 | 2022-11-18 | 17 | 102.71 | 1.46 | 104.17 | 1.2895e-06
2022-11-18 | 18 | 0 | 2022-11-18 | 18 | 113.8 | 1.76 | 115.56 | 0
2022-11-18 | 19 | 0 | 2022-11-18 | 19 | 120.56 | 1.8 | 122.36 | 0
2022-11-18 | 20 | 0 | 2022-11-18 | 20 | 95.98 | 1.57 | 97.55 | 0
2022-11-18 | 21 | 0 | 2022-11-18 | 21 | 82.5 | 1.49 | 83.99 | 0
2022-11-18 | 22 | 0 | 2022-11-18 | 22 | 82.39 | 1.56 | 83.95 | 0
2022-11-18 | 23 | 0 | 2022-11-18 | 23 | 80.71 | 2.03 | 82.74 | 0
2022-11-18 | 24 | 0 | 2022-11-18 | 24 | 68.54 | 1.69 | 70.23 | 0
2022-11-19 | 1 | 0 | 2022-11-19 | 1 | 77.05 | 0.82 | 77.87 | 0
2022-11-19 | 2 | 0 | 2022-11-19 | 2 | 80.22 | 1.02 | 81.24 | 0
2022-11-19 | 3 | 0 | 2022-11-19 | 3 | 85.77 | 0.71 | 86.48 | 0
2022-11-19 | 4 | 0 | 2022-11-19 | 4 | 86.57 | 0.89 | 87.46 | 0
2022-11-19 | 5 | 0 | 2022-11-19 | 5 | 77.38 | 0.73 | 78.11 | 0
2022-11-19 | 6 | 0 | 2022-11-19 | 6 | 80.17 | 0.89 | 81.06 | 0
2022-11-19 | 7 | 10 | 2022-11-19 | 7 | 106.84 | 1.46 | 108.3 | 7.8859e-07
2022-11-19 | 8 | 710 | 2022-11-19 | 8 | 119.23 | 0.86 | 120.09 | 6.2085e-05
2022-11-19 | 9 | 240616 | 2022-11-19 | 9 | 76.45 | 1.18 | 77.63 | 0.013601
2022-11-19 | 10 | 483145 | 2022-11-19 | 10 | 75.64 | 0.99 | 76.63 | 0.026959
2022-11-19 | 11 | 657254 | 2022-11-19 | 11 | 76.18 | 0.81 | 76.99 | 0.036846
2022-11-19 | 12 | 723009 | 2022-11-19 | 12 | 46.82 | 0.92 | 47.74 | 0.025133
2022-11-19 | 13 | 725827 | 2022-11-19 | 13 | 67.66 | 0.62 | 68.28 | 0.036087
2022-11-19 | 14 | 645388 | 2022-11-19 | 14 | 73.44 | 0.64 | 74.08 | 0.034813
2022-11-19 | 15 | 455935 | 2022-11-19 | 15 | 81.08 | 0.68 | 81.76 | 0.027144
2022-11-19 | 16 | 216326 | 2022-11-19 | 16 | 86.25 | 0.69 | 86.94 | 0.013695
2022-11-19 | 17 | 17 | 2022-11-19 | 17 | 162.02 | 1 | 163.02 | 2.018e-06
2022-11-19 | 18 | 0 | 2022-11-19 | 18 | 182.28 | 1.15 | 183.43 | 0
2022-11-19 | 19 | 0 | 2022-11-19 | 19 | 132.14 | 1.18 | 133.32 | 0
2022-11-19 | 20 | 0 | 2022-11-19 | 20 | 145.96 | 1.48 | 147.44 | 0
2022-11-19 | 21 | 0 | 2022-11-19 | 21 | 128.33 | 1.6 | 129.93 | 0
2022-11-19 | 22 | 0 | 2022-11-19 | 22 | 110.87 | 0.99 | 111.86 | 0
2022-11-19 | 23 | 0 | 2022-11-19 | 23 | 111.53 | 1.24 | 112.77 | 0
2022-11-19 | 24 | 0 | 2022-11-19 | 24 | 152.43 | 2.49 | 154.92 | 0
2022-11-20 | 1 | 0 | 2022-11-20 | 1 | 152.03 | 1.21 | 153.24 | 0
2022-11-20 | 2 | 0 | 2022-11-20 | 2 | 147.19 | 0.92 | 148.11 | 0
2022-11-20 | 3 | 0 | 2022-11-20 | 3 | 146 | 0.93 | 146.93 | 0
2022-11-20 | 4 | 0 | 2022-11-20 | 4 | 147.34 | 0.91 | 148.25 | 0
2022-11-20 | 5 | 0 | 2022-11-20 | 5 | 135.11 | 1.03 | 136.14 | 0
2022-11-20 | 6 | 0 | 2022-11-20 | 6 | 113.24 | 1.07 | 114.31 | 0
2022-11-20 | 7 | 7 | 2022-11-20 | 7 | 108.33 | 1.25 | 109.58 | 5.5854e-07
2022-11-20 | 8 | 703 | 2022-11-20 | 8 | 100.44 | 1.43 | 101.87 | 5.2147e-05
2022-11-20 | 9 | 228567 | 2022-11-20 | 9 | 92.5 | 1.25 | 93.75 | 0.015603
2022-11-20 | 10 | 482385 | 2022-11-20 | 10 | 102.09 | 1.2 | 103.29 | 0.036281
2022-11-20 | 11 | 672972 | 2022-11-20 | 11 | 99.4 | 0.85 | 100.25 | 0.049125
2022-11-20 | 12 | 767538 | 2022-11-20 | 12 | 106.43 | 1.09 | 107.52 | 0.060092
2022-11-20 | 13 | 762754 | 2022-11-20 | 13 | 142.72 | 1.38 | 144.1 | 0.080034
2022-11-20 | 14 | 569693 | 2022-11-20 | 14 | 172.19 | 1.89 | 174.08 | 0.072213
2022-11-20 | 15 | 486566 | 2022-11-20 | 15 | 193.2 | 1.73 | 194.93 | 0.069063
2022-11-20 | 16 | 229080 | 2022-11-20 | 16 | 191.58 | 1.26 | 192.84 | 0.032167
2022-11-20 | 17 | 13 | 2022-11-20 | 17 | 254.4 | 1.45 | 255.85 | 2.4219e-06
2022-11-20 | 18 | 0 | 2022-11-20 | 18 | 385.27 | 2.34 | 387.61 | 0
2022-11-20 | 19 | 0 | 2022-11-20 | 19 | 347.46 | 2.06 | 349.52 | 0
2022-11-20 | 20 | 0 | 2022-11-20 | 20 | 353.83 | 1.99 | 355.82 | 0
2022-11-20 | 21 | 0 | 2022-11-20 | 21 | 283.66 | 1.3 | 284.96 | 0
2022-11-20 | 22 | 0 | 2022-11-20 | 22 | 378.63 | 2.51 | 381.14 | 0
2022-11-20 | 23 | 0 | 2022-11-20 | 23 | 285.07 | 5.47 | 290.54 | 0
2022-11-20 | 24 | 0 | 2022-11-20 | 24 | 150.88 | 4.74 | 155.62 | 0
2022-11-21 | 1 | 0 | 2022-11-21 | 1 | 169.59 | 1.86 | 171.45 | 0
2022-11-21 | 2 | 0 | 2022-11-21 | 2 | 186.4 | 1.46 | 187.86 | 0
2022-11-21 | 3 | 0 | 2022-11-21 | 3 | 213.42 | 1.17 | 214.59 | 0
2022-11-21 | 4 | 0 | 2022-11-21 | 4 | 198.86 | 0.99 | 199.85 | 0
2022-11-21 | 5 | 0 | 2022-11-21 | 5 | 210.81 | 1.12 | 211.93 | 0
2022-11-21 | 6 | 0 | 2022-11-21 | 6 | 259.47 | 2.03 | 261.5 | 0
2022-11-21 | 7 | 7 | 2022-11-21 | 7 | 411.4 | 6.72 | 418.12 | 2.1312e-06
2022-11-21 | 8 | 650 | 2022-11-21 | 8 | 313.9 | 5.24 | 319.14 | 0.00015105
2022-11-21 | 9 | 260721 | 2022-11-21 | 9 | 205.4 | 2.69 | 208.09 | 0.039505
2022-11-21 | 10 | 350833 | 2022-11-21 | 10 | 157.39 | 1.92 | 159.31 | 0.040698
2022-11-21 | 11 | 451004 | 2022-11-21 | 11 | 147.77 | 1.77 | 149.54 | 0.049109
2022-11-21 | 12 | 771456 | 2022-11-21 | 12 | 146.61 | 1.66 | 148.27 | 0.083289
2022-11-21 | 13 | 637163 | 2022-11-21 | 13 | 152.66 | 1.78 | 154.44 | 0.071653
2022-11-21 | 14 | 634766 | 2022-11-21 | 14 | 148.92 | 1.68 | 150.6 | 0.069609
2022-11-21 | 15 | 425765 | 2022-11-21 | 15 | 162.4 | 1.71 | 164.11 | 0.050878
2022-11-21 | 16 | 131844 | 2022-11-21 | 16 | 195.75 | 2.05 | 197.8 | 0.018989
2022-11-21 | 17 | 27 | 2022-11-21 | 17 | 223.91 | 2.08 | 225.99 | 4.443e-06
2022-11-21 | 18 | 0 | 2022-11-21 | 18 | 221.51 | 1.83 | 223.34 | 0
2022-11-21 | 19 | 0 | 2022-11-21 | 19 | 257.92 | 2.15 | 260.07 | 0
2022-11-21 | 20 | 0 | 2022-11-21 | 20 | 274.27 | 2.7 | 276.97 | 0
2022-11-21 | 21 | 0 | 2022-11-21 | 21 | 234.07 | 3.28 | 237.35 | 0
2022-11-21 | 22 | 0 | 2022-11-21 | 22 | 320.74 | 3.22 | 323.96 | 0
2022-11-21 | 23 | 0 | 2022-11-21 | 23 | 229.27 | 4.23 | 233.5 | 0
2022-11-21 | 24 | 0 | 2022-11-21 | 24 | 96.67 | 2.05 | 98.72 | 0
2022-11-22 | 1 | 0 | 2022-11-22 | 1 | 87.99 | 0.81 | 88.8 | 0
2022-11-22 | 2 | 0 | 2022-11-22 | 2 | 113.91 | 0.67 | 114.58 | 0
2022-11-22 | 3 | 0 | 2022-11-22 | 3 | 114.61 | 0.77 | 115.38 | 0
2022-11-22 | 4 | 0 | 2022-11-22 | 4 | 104.43 | 1.42 | 105.85 | 0
2022-11-22 | 5 | 0 | 2022-11-22 | 5 | 94.32 | 0.85 | 95.17 | 0
2022-11-22 | 6 | 0 | 2022-11-22 | 6 | 99.91 | 0.9 | 100.81 | 0
2022-11-22 | 7 | 7 | 2022-11-22 | 7 | 183.84 | 1.45 | 185.29 | 9.4444e-07
2022-11-22 | 8 | 523 | 2022-11-22 | 8 | 172.31 | 2.18 | 174.49 | 6.645e-05
2022-11-22 | 9 | 221306 | 2022-11-22 | 9 | 106.56 | 1.77 | 108.33 | 0.017457
2022-11-22 | 10 | 464635 | 2022-11-22 | 10 | 72.3 | 1.37 | 73.67 | 0.024925
2022-11-22 | 11 | 638684 | 2022-11-22 | 11 | 76.42 | 1.18 | 77.6 | 0.036089
2022-11-22 | 12 | 713576 | 2022-11-22 | 12 | 78.18 | 1.23 | 79.41 | 0.041261
2022-11-22 | 13 | 708033 | 2022-11-22 | 13 | 73.52 | 1.38 | 74.9 | 0.038615
2022-11-22 | 14 | 612754 | 2022-11-22 | 14 | 73.63 | 1.39 | 75.02 | 0.033472
2022-11-22 | 15 | 442725 | 2022-11-22 | 15 | 75.11 | 1.38 | 76.49 | 0.024658
2022-11-22 | 16 | 174534 | 2022-11-22 | 16 | 96.35 | 1.42 | 97.77 | 0.012425
2022-11-22 | 17 | 27 | 2022-11-22 | 17 | 112.08 | 1.42 | 113.5 | 2.2314e-06
2022-11-22 | 18 | 0 | 2022-11-22 | 18 | 138.33 | 1.93 | 140.26 | 0
2022-11-22 | 19 | 0 | 2022-11-22 | 19 | 102.56 | 1.38 | 103.94 | 0
2022-11-22 | 20 | 0 | 2022-11-22 | 20 | 106.67 | 1.67 | 108.34 | 0
2022-11-22 | 21 | 0 | 2022-11-22 | 21 | 89.36 | 1.31 | 90.67 | 0
2022-11-22 | 22 | 0 | 2022-11-22 | 22 | 100.55 | 1.71 | 102.26 | 0
2022-11-22 | 23 | 0 | 2022-11-22 | 23 | 86.61 | 1.8 | 88.41 | 0
2022-11-22 | 24 | 0 | 2022-11-22 | 24 | 60.93 | 1 | 61.93 | 0
2022-11-23 | 1 | 0 | 2022-11-23 | 1 | 57.35 | 0.84 | 58.19 | 0
2022-11-23 | 2 | 0 | 2022-11-23 | 2 | 58.56 | 0.85 | 59.41 | 0
2022-11-23 | 3 | 0 | 2022-11-23 | 3 | 58.18 | 0.88 | 59.06 | 0
2022-11-23 | 4 | 0 | 2022-11-23 | 4 | 56.25 | 0.91 | 57.16 | 0
2022-11-23 | 5 | 0 | 2022-11-23 | 5 | 53.84 | 0.87 | 54.71 | 0
2022-11-23 | 6 | 0 | 2022-11-23 | 6 | 67.09 | 1.36 | 68.45 | 0
2022-11-23 | 7 | 7 | 2022-11-23 | 7 | 103.23 | 1.61 | 104.84 | 5.3438e-07
2022-11-23 | 8 | 487 | 2022-11-23 | 8 | 111.2 | 2.79 | 113.99 | 4.0422e-05
2022-11-23 | 9 | 214356 | 2022-11-23 | 9 | 103.85 | 2.13 | 105.98 | 0.016542
2022-11-23 | 10 | 197983 | 2022-11-23 | 10 | 98.02 | 1.85 | 99.87 | 0.014398
2022-11-23 | 11 | 203608 | 2022-11-23 | 11 | 69.2 | 1.74 | 70.94 | 0.010517
2022-11-23 | 12 | 248866 | 2022-11-23 | 12 | 65.01 | 1.7 | 66.71 | 0.012089
2022-11-23 | 13 | 699273 | 2022-11-23 | 13 | 63.96 | 1.7 | 65.66 | 0.033433
2022-11-23 | 14 | 159424 | 2022-11-23 | 14 | 64.78 | 1.7 | 66.48 | 0.0077174
2022-11-23 | 15 | 65066 | 2022-11-23 | 15 | 82.94 | 1.87 | 84.81 | 0.0040181
2022-11-23 | 16 | 273 | 2022-11-23 | 16 | 84.67 | 1.86 | 86.53 | 1.7201e-05
2022-11-23 | 17 | 0 | 2022-11-23 | 17 | 89.12 | 1.72 | 90.84 | 0
2022-11-23 | 18 | 0 | 2022-11-23 | 18 | 87.61 | 1.59 | 89.2 | 0
2022-11-23 | 19 | 0 | 2022-11-23 | 19 | 79.87 | 1.56 | 81.43 | 0
2022-11-23 | 20 | 0 | 2022-11-23 | 20 | 79.37 | 1.6 | 80.97 | 0
2022-11-23 | 21 | 0 | 2022-11-23 | 21 | 78.94 | 1.63 | 80.57 | 0
2022-11-23 | 22 | 0 | 2022-11-23 | 22 | 128.58 | 2.69 | 131.27 | 0
2022-11-23 | 23 | 0 | 2022-11-23 | 23 | 107.4 | 3.77 | 111.17 | 0
2022-11-23 | 24 | 0 | 2022-11-23 | 24 | 76.04 | 2.57 | 78.61 | 0
2022-11-24 | 1 | 0 | 2022-11-24 | 1 | 55.26 | 0.87 | 56.13 | 0
2022-11-24 | 2 | 0 | 2022-11-24 | 2 | 54.14 | 0.5 | 54.64 | 0
2022-11-24 | 3 | 0 | 2022-11-24 | 3 | 55.16 | 0.4 | 55.56 | 0
2022-11-24 | 4 | 0 | 2022-11-24 | 4 | 55.52 | 0.35 | 55.87 | 0
2022-11-24 | 5 | 0 | 2022-11-24 | 5 | 58.51 | 0.36 | 58.87 | 0
2022-11-24 | 6 | 0 | 2022-11-24 | 6 | 70.86 | 0.55 | 71.41 | 0
2022-11-24 | 7 | 7 | 2022-11-24 | 7 | 93.31 | 0.9 | 94.21 | 4.802e-07
2022-11-24 | 8 | 500 | 2022-11-24 | 8 | 116.7 | 0.81 | 117.51 | 4.2783e-05
2022-11-24 | 9 | 203789 | 2022-11-24 | 9 | 73.81 | 0.49 | 74.3 | 0.011025
2022-11-24 | 10 | 439832 | 2022-11-24 | 10 | 62.82 | 0.36 | 63.18 | 0.020234
2022-11-24 | 11 | 597928 | 2022-11-24 | 11 | 59.6 | 0.39 | 59.99 | 0.026119
2022-11-24 | 12 | 678022 | 2022-11-24 | 12 | 59.47 | 1.1 | 60.57 | 0.029904
2022-11-24 | 13 | 683081 | 2022-11-24 | 13 | 59.2 | 0.57 | 59.77 | 0.029729
2022-11-24 | 14 | 576205 | 2022-11-24 | 14 | 58.8 | 0.41 | 59.21 | 0.024843
2022-11-24 | 15 | 394496 | 2022-11-24 | 15 | 64.01 | 0.48 | 64.49 | 0.018525
2022-11-24 | 16 | 195610 | 2022-11-24 | 16 | 86.07 | 0.81 | 86.88 | 0.012375
2022-11-24 | 17 | 13 | 2022-11-24 | 17 | 83.38 | 0.55 | 83.93 | 7.9448e-07
2022-11-24 | 18 | 0 | 2022-11-24 | 18 | 68 | 0.52 | 68.52 | 0
2022-11-24 | 19 | 0 | 2022-11-24 | 19 | 61.52 | 0.41 | 61.93 | 0
2022-11-24 | 20 | 0 | 2022-11-24 | 20 | 62.59 | 0.36 | 62.95 | 0
2022-11-24 | 21 | 0 | 2022-11-24 | 21 | 65.22 | 0.53 | 65.75 | 0
2022-11-24 | 22 | 0 | 2022-11-24 | 22 | 63.69 | 0.45 | 64.14 | 0
2022-11-24 | 23 | 0 | 2022-11-24 | 23 | 99.02 | 1.85 | 100.87 | 0
2022-11-24 | 24 | 0 | 2022-11-24 | 24 | 90.98 | 1.93 | 92.91 | 0
2022-11-25 | 1 | 0 | 2022-11-25 | 1 | 70.13 | 1.34 | 71.47 | 0
2022-11-25 | 2 | 0 | 2022-11-25 | 2 | 65.19 | 1.22 | 66.41 | 0
2022-11-25 | 3 | 0 | 2022-11-25 | 3 | 86.82 | 1.27 | 88.09 | 0
2022-11-25 | 4 | 0 | 2022-11-25 | 4 | 88.32 | 1.25 | 89.57 | 0
2022-11-25 | 5 | 0 | 2022-11-25 | 5 | 79.97 | 1.19 | 81.16 | 0
2022-11-25 | 6 | 0 | 2022-11-25 | 6 | 89.12 | 1.92 | 91.04 | 0
2022-11-25 | 7 | 0 | 2022-11-25 | 7 | 57.81 | 1.93 | 59.74 | 0
2022-11-25 | 8 | 13 | 2022-11-25 | 8 | 67.07 | 2.53 | 69.6 | 6.5884e-07
2022-11-25 | 9 | 477 | 2022-11-25 | 9 | 84.39 | 3.39 | 87.78 | 3.0489e-05
2022-11-25 | 10 | 537 | 2022-11-25 | 10 | 103.36 | 2.44 | 105.8 | 4.137e-05
2022-11-25 | 11 | 677 | 2022-11-25 | 11 | 116.13 | 2.23 | 118.36 | 5.8347e-05
2022-11-25 | 12 | 17912 | 2022-11-25 | 12 | 124.86 | 2.55 | 127.41 | 0.0016618
2022-11-25 | 13 | 493 | 2022-11-25 | 13 | 122.78 | 2.54 | 125.32 | 4.4988e-05
2022-11-25 | 14 | 747 | 2022-11-25 | 14 | 92.63 | 2.33 | 94.96 | 5.1652e-05
2022-11-25 | 15 | 800 | 2022-11-25 | 15 | 75.03 | 2.14 | 77.17 | 4.4953e-05
2022-11-25 | 16 | 350 | 2022-11-25 | 16 | 68.69 | 2.07 | 70.76 | 1.8034e-05
2022-11-25 | 17 | 0 | 2022-11-25 | 17 | 95.2 | 2.19 | 97.39 | 0
2022-11-25 | 18 | 0 | 2022-11-25 | 18 | 102.08 | 2.2 | 104.28 | 0
2022-11-25 | 19 | 0 | 2022-11-25 | 19 | 97.58 | 2.89 | 100.47 | 0
2022-11-25 | 20 | 0 | 2022-11-25 | 20 | 89.15 | 2.53 | 91.68 | 0
2022-11-25 | 21 | 0 | 2022-11-25 | 21 | 57.18 | 2.06 | 59.24 | 0
2022-11-25 | 22 | 0 | 2022-11-25 | 22 | 59.91 | 2.08 | 61.99 | 0
2022-11-25 | 23 | 0 | 2022-11-25 | 23 | 56.52 | 2.2 | 58.72 | 0
2022-11-25 | 24 | 0 | 2022-11-25 | 24 | 64.5 | 1.38 | 65.88 | 0
2022-11-26 | 1 | 0 | 2022-11-26 | 1 | 60.55 | 0.51 | 61.06 | 0
2022-11-26 | 2 | 0 | 2022-11-26 | 2 | 57.56 | 0.49 | 58.05 | 0
2022-11-26 | 3 | 0 | 2022-11-26 | 3 | 54.54 | 0.63 | 55.17 | 0
2022-11-26 | 4 | 0 | 2022-11-26 | 4 | 54.58 | 0.49 | 55.07 | 0
2022-11-26 | 5 | 0 | 2022-11-26 | 5 | 58.5 | 0.7 | 59.2 | 0
2022-11-26 | 6 | 0 | 2022-11-26 | 6 | 53.93 | 0.52 | 54.45 | 0
2022-11-26 | 7 | 0 | 2022-11-26 | 7 | 53.82 | 0.55 | 54.37 | 0
2022-11-26 | 8 | 277 | 2022-11-26 | 8 | 52.5 | 1.19 | 53.69 | 1.0829e-05
2022-11-26 | 9 | 1583 | 2022-11-26 | 9 | 46.81 | 0.64 | 47.45 | 5.4694e-05
2022-11-26 | 10 | 493456 | 2022-11-26 | 10 | 42.02 | 0.61 | 42.63 | 0.015318
2022-11-26 | 11 | 607269 | 2022-11-26 | 11 | 45.3 | 0.52 | 45.82 | 0.020261
2022-11-26 | 12 | 691160 | 2022-11-26 | 12 | 44.04 | 0.56 | 44.6 | 0.022446
2022-11-26 | 13 | 680515 | 2022-11-26 | 13 | 43.14 | 1.17 | 44.31 | 0.021957
2022-11-26 | 14 | 582169 | 2022-11-26 | 14 | 45.59 | 0.63 | 46.22 | 0.019593
2022-11-26 | 15 | 272670 | 2022-11-26 | 15 | 48.95 | 0.58 | 49.53 | 0.009834
2022-11-26 | 16 | 190719 | 2022-11-26 | 16 | 61.66 | 0.79 | 62.45 | 0.0086726
2022-11-26 | 17 | 7 | 2022-11-26 | 17 | 94.05 | 0.99 | 95.04 | 4.8443e-07
2022-11-26 | 18 | 0 | 2022-11-26 | 18 | 113.4 | 0.86 | 114.26 | 0
2022-11-26 | 19 | 0 | 2022-11-26 | 19 | 106.42 | 0.71 | 107.13 | 0
2022-11-26 | 20 | 0 | 2022-11-26 | 20 | 90.94 | 1 | 91.94 | 0
2022-11-26 | 21 | 0 | 2022-11-26 | 21 | 79.68 | 0.94 | 80.62 | 0
2022-11-26 | 22 | 0 | 2022-11-26 | 22 | 62.54 | 0.55 | 63.09 | 0
2022-11-26 | 23 | 0 | 2022-11-26 | 23 | 54.41 | 0.63 | 55.04 | 0
2022-11-26 | 24 | 0 | 2022-11-26 | 24 | 48.08 | 0.84 | 48.92 | 0
2022-11-27 | 1 | 0 | 2022-11-27 | 1 | 49.1 | 0.92 | 50.02 | 0
2022-11-27 | 2 | 0 | 2022-11-27 | 2 | 49.13 | 0.65 | 49.78 | 0
2022-11-27 | 3 | 0 | 2022-11-27 | 3 | 58.01 | 0.68 | 58.69 | 0
2022-11-27 | 4 | 0 | 2022-11-27 | 4 | 56.08 | 0.61 | 56.69 | 0
2022-11-27 | 5 | 0 | 2022-11-27 | 5 | 50.67 | 0.68 | 51.35 | 0
2022-11-27 | 6 | 0 | 2022-11-27 | 6 | 63.79 | 0.66 | 64.45 | 0
2022-11-27 | 7 | 0 | 2022-11-27 | 7 | 54.73 | 0.91 | 55.64 | 0
2022-11-27 | 8 | 433 | 2022-11-27 | 8 | 57.94 | 0.86 | 58.8 | 1.8539e-05
2022-11-27 | 9 | 104898 | 2022-11-27 | 9 | 57.01 | 0.67 | 57.68 | 0.0044057
2022-11-27 | 10 | 393080 | 2022-11-27 | 10 | 61.07 | 0.62 | 61.69 | 0.017657
2022-11-27 | 11 | 197894 | 2022-11-27 | 11 | 61.34 | 0.63 | 61.97 | 0.0089297
2022-11-27 | 12 | 179099 | 2022-11-27 | 12 | 60.03 | 0.62 | 60.65 | 0.0079095
2022-11-27 | 13 | 178431 | 2022-11-27 | 13 | 67.12 | 0.66 | 67.78 | 0.0088064
2022-11-27 | 14 | 1003 | 2022-11-27 | 14 | 84.14 | 0.75 | 84.89 | 6.1999e-05
2022-11-27 | 15 | 333 | 2022-11-27 | 15 | 102.13 | 0.97 | 103.1 | 2.4999e-05
2022-11-27 | 16 | 0 | 2022-11-27 | 16 | 113.68 | 1.27 | 114.95 | 0
2022-11-27 | 17 | 0 | 2022-11-27 | 17 | 105.67 | 1.28 | 106.95 | 0
2022-11-27 | 18 | 0 | 2022-11-27 | 18 | 79.71 | 0.81 | 80.52 | 0
2022-11-27 | 19 | 0 | 2022-11-27 | 19 | 97.48 | 0.9 | 98.38 | 0
2022-11-27 | 20 | 0 | 2022-11-27 | 20 | 93.57 | 1.03 | 94.6 | 0
2022-11-27 | 21 | 0 | 2022-11-27 | 21 | 64.53 | 0.85 | 65.38 | 0
2022-11-27 | 22 | 0 | 2022-11-27 | 22 | 59.08 | 0.68 | 59.76 | 0
2022-11-27 | 23 | 0 | 2022-11-27 | 23 | 58.06 | 0.8 | 58.86 | 0
2022-11-27 | 24 | 0 | 2022-11-27 | 24 | 52.79 | 0.75 | 53.54 | 0
2022-11-28 | 1 | 0 | 2022-11-28 | 1 | 54.2 | 0.8 | 55 | 0
2022-11-28 | 2 | 0 | 2022-11-28 | 2 | 53.4 | 0.76 | 54.16 | 0
2022-11-28 | 3 | 0 | 2022-11-28 | 3 | 55.58 | 0.77 | 56.35 | 0
2022-11-28 | 4 | 0 | 2022-11-28 | 4 | 56.15 | 0.78 | 56.93 | 0
2022-11-28 | 5 | 0 | 2022-11-28 | 5 | 57.67 | 0.78 | 58.45 | 0
2022-11-28 | 6 | 0 | 2022-11-28 | 6 | 58.08 | 0.9 | 58.98 | 0
2022-11-28 | 7 | 0 | 2022-11-28 | 7 | 57.86 | 0.99 | 58.85 | 0
2022-11-28 | 8 | 223 | 2022-11-28 | 8 | 71.64 | 1.85 | 73.49 | 1.1933e-05
2022-11-28 | 9 | 3070 | 2022-11-28 | 9 | 70.02 | 1.74 | 71.76 | 0.00016042
2022-11-28 | 10 | 382010 | 2022-11-28 | 10 | 66.05 | 1.74 | 67.79 | 0.018857
2022-11-28 | 11 | 555620 | 2022-11-28 | 11 | 57.98 | 1.63 | 59.61 | 0.024117
2022-11-28 | 12 | 290525 | 2022-11-28 | 12 | 54.77 | 1.78 | 56.55 | 0.011963
2022-11-28 | 13 | 587631 | 2022-11-28 | 13 | 54.25 | 1.55 | 55.8 | 0.023876
2022-11-28 | 14 | 607347 | 2022-11-28 | 14 | 54.49 | 1.6 | 56.09 | 0.024805
2022-11-28 | 15 | 349037 | 2022-11-28 | 15 | 53.67 | 1.66 | 55.33 | 0.014062
2022-11-28 | 16 | 79452 | 2022-11-28 | 16 | 71.09 | 1.66 | 72.75 | 0.0042088
2022-11-28 | 17 | 0 | 2022-11-28 | 17 | 76.86 | 1.55 | 78.41 | 0
2022-11-28 | 18 | 0 | 2022-11-28 | 18 | 101.05 | 2.53 | 103.58 | 0
2022-11-28 | 19 | 0 | 2022-11-28 | 19 | 83.73 | 2.57 | 86.3 | 0
2022-11-28 | 20 | 0 | 2022-11-28 | 20 | 82.37 | 1.77 | 84.14 | 0
2022-11-28 | 21 | 0 | 2022-11-28 | 21 | 64 | 1.61 | 65.61 | 0
2022-11-28 | 22 | 0 | 2022-11-28 | 22 | 70.89 | 2.66 | 73.55 | 0
2022-11-28 | 23 | 0 | 2022-11-28 | 23 | 80.64 | 3.46 | 84.1 | 0
2022-11-28 | 24 | 0 | 2022-11-28 | 24 | 52.98 | 1.25 | 54.23 | 0
2022-11-29 | 1 | 0 | 2022-11-29 | 1 | 48.52 | 0.62 | 49.14 | 0
2022-11-29 | 2 | 0 | 2022-11-29 | 2 | 46.38 | 0.41 | 46.79 | 0
2022-11-29 | 3 | 0 | 2022-11-29 | 3 | 50.11 | 0.54 | 50.65 | 0
2022-11-29 | 4 | 0 | 2022-11-29 | 4 | 50.51 | 0.37 | 50.88 | 0
2022-11-29 | 5 | 0 | 2022-11-29 | 5 | 55.84 | 0.38 | 56.22 | 0
2022-11-29 | 6 | 0 | 2022-11-29 | 6 | 65.86 | 0.84 | 66.7 | 0
2022-11-29 | 7 | 0 | 2022-11-29 | 7 | 73.7 | 1.04 | 74.74 | 0
2022-11-29 | 8 | 490 | 2022-11-29 | 8 | 61.26 | 1.83 | 63.09 | 2.251e-05
2022-11-29 | 9 | 3610 | 2022-11-29 | 9 | 58.65 | 1.29 | 59.94 | 0.00015756
2022-11-29 | 10 | 68933 | 2022-11-29 | 10 | 52.88 | 1.18 | 54.06 | 0.0027135
2022-11-29 | 11 | 174979 | 2022-11-29 | 11 | 54.19 | 1.16 | 55.35 | 0.0070523
2022-11-29 | 12 | 185741 | 2022-11-29 | 12 | 52.05 | 1.18 | 53.23 | 0.0071993
2022-11-29 | 13 | 218207 | 2022-11-29 | 13 | 52.09 | 1.18 | 53.27 | 0.008464
2022-11-29 | 14 | 353658 | 2022-11-29 | 14 | 53.52 | 1.18 | 54.7 | 0.014086
2022-11-29 | 15 | 149498 | 2022-11-29 | 15 | 55.47 | 1.17 | 56.64 | 0.0061657
2022-11-29 | 16 | 457 | 2022-11-29 | 16 | 67.91 | 1.36 | 69.27 | 2.3051e-05
2022-11-29 | 17 | 0 | 2022-11-29 | 17 | 87.44 | 1.72 | 89.16 | 0
2022-11-29 | 18 | 0 | 2022-11-29 | 18 | 85.18 | 1.37 | 86.55 | 0
2022-11-29 | 19 | 0 | 2022-11-29 | 19 | 95.26 | 1.51 | 96.77 | 0
2022-11-29 | 20 | 0 | 2022-11-29 | 20 | 77.1 | 1.32 | 78.42 | 0
2022-11-29 | 21 | 0 | 2022-11-29 | 21 | 72.16 | 1.36 | 73.52 | 0
2022-11-29 | 22 | 0 | 2022-11-29 | 22 | 57.92 | 1.19 | 59.11 | 0
2022-11-29 | 23 | 0 | 2022-11-29 | 23 | 50.85 | 1.28 | 52.13 | 0
2022-11-29 | 24 | 0 | 2022-11-29 | 24 | 50.77 | 0.46 | 51.23 | 0
2022-11-30 | 1 | 0 | 2022-11-30 | 1 | 60.41 | 0.76 | 61.17 | 0
2022-11-30 | 2 | 0 | 2022-11-30 | 2 | 59.32 | 0.73 | 60.05 | 0
2022-11-30 | 3 | 0 | 2022-11-30 | 3 | 57.48 | 0.73 | 58.21 | 0
2022-11-30 | 4 | 0 | 2022-11-30 | 4 | 59.36 | 0.73 | 60.09 | 0
2022-11-30 | 5 | 0 | 2022-11-30 | 5 | 62.18 | 0.75 | 62.93 | 0
2022-11-30 | 6 | 0 | 2022-11-30 | 6 | 56.75 | 0.85 | 57.6 | 0
2022-11-30 | 7 | 0 | 2022-11-30 | 7 | 73.07 | 1.23 | 74.3 | 0
2022-11-30 | 8 | 7 | 2022-11-30 | 8 | 80.07 | 3.01 | 83.08 | 4.2347e-07
2022-11-30 | 9 | 187 | 2022-11-30 | 9 | 80.94 | 1.87 | 82.81 | 1.1276e-05
2022-11-30 | 10 | 330 | 2022-11-30 | 10 | 93.59 | 2.3 | 95.89 | 2.3042e-05
2022-11-30 | 11 | 610 | 2022-11-30 | 11 | 95.86 | 1.91 | 97.77 | 4.3427e-05
2022-11-30 | 12 | 413 | 2022-11-30 | 12 | 100.53 | 2.16 | 102.69 | 3.0882e-05
2022-11-30 | 13 | 393 | 2022-11-30 | 13 | 86.62 | 1.72 | 88.34 | 2.528e-05
2022-11-30 | 14 | 127 | 2022-11-30 | 14 | 82.46 | 1.73 | 84.19 | 7.7855e-06
2022-11-30 | 15 | 73 | 2022-11-30 | 15 | 81.27 | 2.96 | 84.23 | 4.4773e-06
2022-11-30 | 16 | 17 | 2022-11-30 | 16 | 88.25 | 2.07 | 90.32 | 1.118e-06
2022-11-30 | 17 | 0 | 2022-11-30 | 17 | 87.54 | 1.61 | 89.15 | 0
2022-11-30 | 18 | 0 | 2022-11-30 | 18 | 101.21 | 2.25 | 103.46 | 0
2022-11-30 | 19 | 0 | 2022-11-30 | 19 | 92.02 | 2.63 | 94.65 | 0
2022-11-30 | 20 | 0 | 2022-11-30 | 20 | 67.41 | 1.98 | 69.39 | 0
2022-11-30 | 21 | 0 | 2022-11-30 | 21 | 53.18 | 1.67 | 54.85 | 0
2022-11-30 | 22 | 0 | 2022-11-30 | 22 | 56.96 | 1.68 | 58.64 | 0
2022-11-30 | 23 | 0 | 2022-11-30 | 23 | 55.74 | 1.81 | 57.55 | 0
2022-11-30 | 24 | 0 | 2022-11-30 | 24 | 50.73 | 1.78 | 52.51 | 0
2022-12-01 | 1 | 0 | 2022-12-01 | 1 | 56.73 | 2.15 | 58.88 | 0
2022-12-01 | 2 | 0 | 2022-12-01 | 2 | 50.85 | 1.98 | 52.83 | 0
2022-12-01 | 3 | 0 | 2022-12-01 | 3 | 45.66 | 2.05 | 47.71 | 0
2022-12-01 | 4 | 0 | 2022-12-01 | 4 | 44.04 | 2.01 | 46.05 | 0
2022-12-01 | 5 | 0 | 2022-12-01 | 5 | 41.87 | 2.05 | 43.92 | 0
2022-12-01 | 6 | 0 | 2022-12-01 | 6 | 45.46 | 2.16 | 47.62 | 0
2022-12-01 | 7 | 0 | 2022-12-01 | 7 | 48.52 | 2.29 | 50.81 | 0
2022-12-01 | 8 | 317 | 2022-12-01 | 8 | 57.73 | 3.52 | 61.25 | 1.4138e-05
2022-12-01 | 9 | 3567 | 2022-12-01 | 9 | 44.19 | 2.85 | 47.04 | 0.00012218
2022-12-01 | 10 | 401504 | 2022-12-01 | 10 | 41.15 | 2.86 | 44.01 | 0.012867
2022-12-01 | 11 | 605765 | 2022-12-01 | 11 | 66.48 | 2.82 | 69.3 | 0.030568
2022-12-01 | 12 | 330455 | 2022-12-01 | 12 | 62.65 | 2.83 | 65.48 | 0.015756
2022-12-01 | 13 | 142079 | 2022-12-01 | 13 | 63.44 | 2.84 | 66.28 | 0.006857
2022-12-01 | 14 | 177585 | 2022-12-01 | 14 | 68.24 | 2.83 | 71.07 | 0.00919
2022-12-01 | 15 | 118228 | 2022-12-01 | 15 | 72.12 | 2.81 | 74.93 | 0.0064506
2022-12-01 | 16 | 380 | 2022-12-01 | 16 | 93.32 | 2.8 | 96.12 | 2.6596e-05
2022-12-01 | 17 | 0 | 2022-12-01 | 17 | 146.01 | 4.05 | 150.06 | 0
2022-12-01 | 18 | 0 | 2022-12-01 | 18 | 143.38 | 3.97 | 147.35 | 0
2022-12-01 | 19 | 0 | 2022-12-01 | 19 | 105.99 | 2.91 | 108.9 | 0
2022-12-01 | 20 | 0 | 2022-12-01 | 20 | 111.57 | 2.9 | 114.47 | 0
2022-12-01 | 21 | 0 | 2022-12-01 | 21 | 94.29 | 2.85 | 97.14 | 0
2022-12-01 | 22 | 0 | 2022-12-01 | 22 | 76.88 | 2.76 | 79.64 | 0
2022-12-01 | 23 | 0 | 2022-12-01 | 23 | 69.65 | 2.81 | 72.46 | 0
2022-12-01 | 24 | 0 | 2022-12-01 | 24 | 66.01 | 2.08 | 68.09 | 0
2022-12-02 | 1 | 0 | 2022-12-02 | 1 | 59.77 | 0.54 | 60.31 | 0
2022-12-02 | 2 | 0 | 2022-12-02 | 2 | 59.36 | 0.44 | 59.8 | 0
2022-12-02 | 3 | 0 | 2022-12-02 | 3 | 52.38 | 0.67 | 53.05 | 0
2022-12-02 | 4 | 0 | 2022-12-02 | 4 | 51.75 | 1.12 | 52.87 | 0
2022-12-02 | 5 | 0 | 2022-12-02 | 5 | 54.24 | 1.14 | 55.38 | 0
2022-12-02 | 6 | 0 | 2022-12-02 | 6 | 61.44 | 0.95 | 62.39 | 0
2022-12-02 | 7 | 0 | 2022-12-02 | 7 | 80.75 | 0.85 | 81.6 | 0
2022-12-02 | 8 | 370 | 2022-12-02 | 8 | 85.83 | 1.63 | 87.46 | 2.3563e-05
2022-12-02 | 9 | 226573 | 2022-12-02 | 9 | 86.19 | 1.3 | 87.49 | 0.014434
2022-12-02 | 10 | 395133 | 2022-12-02 | 10 | 70.91 | 1.29 | 72.2 | 0.020773
2022-12-02 | 11 | 564396 | 2022-12-02 | 11 | 50.11 | 1.26 | 51.37 | 0.021111
2022-12-02 | 12 | 662971 | 2022-12-02 | 12 | 48.72 | 1.28 | 50 | 0.024137
2022-12-02 | 13 | 602446 | 2022-12-02 | 13 | 49.84 | 1.58 | 51.42 | 0.022557
2022-12-02 | 14 | 341832 | 2022-12-02 | 14 | 48.42 | 1.28 | 49.7 | 0.012371
2022-12-02 | 15 | 396997 | 2022-12-02 | 15 | 69.44 | 1.32 | 70.76 | 0.020455
2022-12-02 | 16 | 227978 | 2022-12-02 | 16 | 78.62 | 1.4 | 80.02 | 0.013284
2022-12-02 | 17 | 0 | 2022-12-02 | 17 | 83.94 | 1.42 | 85.36 | 0
2022-12-02 | 18 | 0 | 2022-12-02 | 18 | 95.13 | 1.5 | 96.63 | 0
2022-12-02 | 19 | 0 | 2022-12-02 | 19 | 91.18 | 1.66 | 92.84 | 0
2022-12-02 | 20 | 0 | 2022-12-02 | 20 | 63.39 | 1.53 | 64.92 | 0
2022-12-02 | 21 | 0 | 2022-12-02 | 21 | 49.96 | 1.21 | 51.17 | 0
2022-12-02 | 22 | 0 | 2022-12-02 | 22 | 47.45 | 1.81 | 49.26 | 0
2022-12-02 | 23 | 0 | 2022-12-02 | 23 | 46.32 | 1.53 | 47.85 | 0
2022-12-02 | 24 | 0 | 2022-12-02 | 24 | 43.89 | 0.77 | 44.66 | 0
2022-12-03 | 1 | 0 | 2022-12-03 | 1 | 29.68 | 0.3 | 29.98 | 0
2022-12-03 | 2 | 0 | 2022-12-03 | 2 | 17.44 | 0.29 | 17.73 | 0
2022-12-03 | 3 | 0 | 2022-12-03 | 3 | 14.42 | 0.46 | 14.88 | 0
2022-12-03 | 4 | 0 | 2022-12-03 | 4 | 24.6 | 0.31 | 24.91 | 0
2022-12-03 | 5 | 0 | 2022-12-03 | 5 | 25.13 | 0.27 | 25.4 | 0
2022-12-03 | 6 | 0 | 2022-12-03 | 6 | 18.99 | 0.44 | 19.43 | 0
2022-12-03 | 7 | 0 | 2022-12-03 | 7 | 27.79 | 0.33 | 28.12 | 0
2022-12-03 | 8 | 0 | 2022-12-03 | 8 | 27.18 | 0.34 | 27.52 | 0
2022-12-03 | 9 | 130 | 2022-12-03 | 9 | 38.16 | 0.48 | 38.64 | 3.6577e-06
2022-12-03 | 10 | 200 | 2022-12-03 | 10 | 38.91 | 0.85 | 39.76 | 5.7903e-06
2022-12-03 | 11 | 363 | 2022-12-03 | 11 | 45.26 | 0.29 | 45.55 | 1.204e-05
2022-12-03 | 12 | 473 | 2022-12-03 | 12 | 45.78 | 0.92 | 46.7 | 1.6084e-05
2022-12-03 | 13 | 637 | 2022-12-03 | 13 | 42.77 | 0.31 | 43.08 | 1.9982e-05
2022-12-03 | 14 | 450 | 2022-12-03 | 14 | 42.71 | 0.25 | 42.96 | 1.4077e-05
2022-12-03 | 15 | 313 | 2022-12-03 | 15 | 41.07 | 0.43 | 41.5 | 9.4584e-06
2022-12-03 | 16 | 100 | 2022-12-03 | 16 | 35.21 | 0.24 | 35.45 | 2.5813e-06
2022-12-03 | 17 | 0 | 2022-12-03 | 17 | 32.19 | 0.27 | 32.46 | 0
2022-12-03 | 18 | 0 | 2022-12-03 | 18 | 37.22 | 0.39 | 37.61 | 0
2022-12-03 | 19 | 0 | 2022-12-03 | 19 | 33.79 | 0.36 | 34.15 | 0
2022-12-03 | 20 | 0 | 2022-12-03 | 20 | 31.52 | 0.36 | 31.88 | 0
2022-12-03 | 21 | 0 | 2022-12-03 | 21 | 28.3 | 0.42 | 28.72 | 0
2022-12-03 | 22 | 0 | 2022-12-03 | 22 | 27.79 | 0.47 | 28.26 | 0
2022-12-03 | 23 | 0 | 2022-12-03 | 23 | 28.09 | 0.39 | 28.48 | 0
2022-12-03 | 24 | 0 | 2022-12-03 | 24 | 14.72 | 0.39 | 15.11 | 0
2022-12-04 | 1 | 0 | 2022-12-04 | 1 | 23.8 | 0.58 | 24.38 | 0
2022-12-04 | 2 | 0 | 2022-12-04 | 2 | 16.62 | 0.38 | 17 | 0
2022-12-04 | 3 | 0 | 2022-12-04 | 3 | 13.08 | 0.32 | 13.4 | 0
2022-12-04 | 4 | 0 | 2022-12-04 | 4 | -0.01 | 0.83 | 0.82 | 0
2022-12-04 | 5 | 0 | 2022-12-04 | 5 | 17.66 | 0.85 | 18.51 | 0
2022-12-04 | 6 | 0 | 2022-12-04 | 6 | 32.46 | 0.31 | 32.77 | 0
2022-12-04 | 7 | 0 | 2022-12-04 | 7 | 44.19 | 0.72 | 44.91 | 0
2022-12-04 | 8 | 367 | 2022-12-04 | 8 | 64.88 | 2.05 | 66.93 | 1.7886e-05
2022-12-04 | 9 | 1730 | 2022-12-04 | 9 | 44.39 | 1.42 | 45.81 | 5.7707e-05
2022-12-04 | 10 | 6797 | 2022-12-04 | 10 | 23.63 | 0.61 | 24.24 | 0.00011997
2022-12-04 | 11 | 617124 | 2022-12-04 | 11 | 16.77 | 0.79 | 17.56 | 0.0078908
2022-12-04 | 12 | 799350 | 2022-12-04 | 12 | 1.74 | 0.69 | 2.43 | 0.0014144
2022-12-04 | 13 | 265725 | 2022-12-04 | 13 | 39.28 | 0.54 | 39.82 | 0.0077047
2022-12-04 | 14 | 572191 | 2022-12-04 | 14 | 43.23 | 0.48 | 43.71 | 0.018212
2022-12-04 | 15 | 206217 | 2022-12-04 | 15 | 46.41 | 0.34 | 46.75 | 0.0070199
2022-12-04 | 16 | 310 | 2022-12-04 | 16 | 42.28 | 0.44 | 42.72 | 9.6431e-06
2022-12-04 | 17 | 0 | 2022-12-04 | 17 | 48.28 | 0.31 | 48.59 | 0
2022-12-04 | 18 | 0 | 2022-12-04 | 18 | 51.75 | 0.26 | 52.01 | 0
2022-12-04 | 19 | 0 | 2022-12-04 | 19 | 50.14 | 0.27 | 50.41 | 0
2022-12-04 | 20 | 0 | 2022-12-04 | 20 | 52.64 | 0.27 | 52.91 | 0
2022-12-04 | 21 | 0 | 2022-12-04 | 21 | 49.84 | 0.28 | 50.12 | 0
2022-12-04 | 22 | 0 | 2022-12-04 | 22 | 47.21 | 0.27 | 47.48 | 0
2022-12-04 | 23 | 0 | 2022-12-04 | 23 | 41.24 | 0.39 | 41.63 | 0
2022-12-04 | 24 | 0 | 2022-12-04 | 24 | 38.93 | 0.4 | 39.33 | 0
2022-12-05 | 1 | 0 | 2022-12-05 | 1 | 40.92 | 0.68 | 41.6 | 0
2022-12-05 | 2 | 0 | 2022-12-05 | 2 | 39.15 | 0.65 | 39.8 | 0
2022-12-05 | 3 | 0 | 2022-12-05 | 3 | 34.65 | 0.71 | 35.36 | 0
2022-12-05 | 4 | 0 | 2022-12-05 | 4 | 35.45 | 0.73 | 36.18 | 0
2022-12-05 | 5 | 0 | 2022-12-05 | 5 | 32.95 | 0.69 | 33.64 | 0
2022-12-05 | 6 | 0 | 2022-12-05 | 6 | 33.87 | 0.94 | 34.81 | 0
2022-12-05 | 7 | 0 | 2022-12-05 | 7 | 60.59 | 1.29 | 61.88 | 0
2022-12-05 | 8 | 260 | 2022-12-05 | 8 | 53.84 | 1.57 | 55.41 | 1.049e-05
2022-12-05 | 9 | 137825 | 2022-12-05 | 9 | 57.78 | 1.66 | 59.44 | 0.0059653
2022-12-05 | 10 | 370098 | 2022-12-05 | 10 | 38.75 | 1.61 | 40.36 | 0.010877
2022-12-05 | 11 | 543724 | 2022-12-05 | 11 | 16.97 | 2.1 | 19.07 | 0.0075501
2022-12-05 | 12 | 647539 | 2022-12-05 | 12 | 23.78 | 2.21 | 25.99 | 0.012255
2022-12-05 | 13 | 645167 | 2022-12-05 | 13 | 39.79 | 1.72 | 41.51 | 0.019501
2022-12-05 | 14 | 526927 | 2022-12-05 | 14 | 42.44 | 1.43 | 43.87 | 0.016832
2022-12-05 | 15 | 256437 | 2022-12-05 | 15 | 48.64 | 1.48 | 50.12 | 0.0093587
2022-12-05 | 16 | 28973 | 2022-12-05 | 16 | 42.96 | 1.51 | 44.47 | 0.00093818
2022-12-05 | 17 | 0 | 2022-12-05 | 17 | 53.17 | 1.8 | 54.97 | 0
2022-12-05 | 18 | 0 | 2022-12-05 | 18 | 79.39 | 2.01 | 81.4 | 0
2022-12-05 | 19 | 0 | 2022-12-05 | 19 | 73.61 | 2.01 | 75.62 | 0
2022-12-05 | 20 | 0 | 2022-12-05 | 20 | 65.07 | 1.72 | 66.79 | 0
2022-12-05 | 21 | 0 | 2022-12-05 | 21 | 59.8 | 1.56 | 61.36 | 0
2022-12-05 | 22 | 0 | 2022-12-05 | 22 | 45.12 | 1.54 | 46.66 | 0
2022-12-05 | 23 | 0 | 2022-12-05 | 23 | 40.34 | 1.58 | 41.92 | 0
2022-12-05 | 24 | 0 | 2022-12-05 | 24 | 35.74 | 0.82 | 36.56 | 0
2022-12-06 | 1 | 0 | 2022-12-06 | 1 | 39.15 | 0.72 | 39.87 | 0
2022-12-06 | 2 | 0 | 2022-12-06 | 2 | 38.72 | 0.64 | 39.36 | 0
2022-12-06 | 3 | 0 | 2022-12-06 | 3 | 37.13 | 0.66 | 37.79 | 0
2022-12-06 | 4 | 0 | 2022-12-06 | 4 | 38.09 | 0.67 | 38.76 | 0
2022-12-06 | 5 | 0 | 2022-12-06 | 5 | 34.62 | 0.62 | 35.24 | 0
2022-12-06 | 6 | 0 | 2022-12-06 | 6 | 34.07 | 0.75 | 34.82 | 0
2022-12-06 | 7 | 0 | 2022-12-06 | 7 | 41.35 | 0.86 | 42.21 | 0
2022-12-06 | 8 | 80 | 2022-12-06 | 8 | 41.04 | 1.53 | 42.57 | 2.4798e-06
2022-12-06 | 9 | 1200 | 2022-12-06 | 9 | 52.39 | 1.52 | 53.91 | 4.7106e-05
2022-12-06 | 10 | 129840 | 2022-12-06 | 10 | 46.33 | 1.52 | 47.85 | 0.0045239
2022-12-06 | 11 | 215765 | 2022-12-06 | 11 | 37.54 | 1.38 | 38.92 | 0.0061147
2022-12-06 | 12 | 314931 | 2022-12-06 | 12 | 36.78 | 1.38 | 38.16 | 0.0087508
2022-12-06 | 13 | 202694 | 2022-12-06 | 13 | 37.24 | 1.88 | 39.12 | 0.0057738
2022-12-06 | 14 | 102270 | 2022-12-06 | 14 | 43.44 | 1.44 | 44.88 | 0.0033421
2022-12-06 | 15 | 300 | 2022-12-06 | 15 | 47.26 | 1.62 | 48.88 | 1.0678e-05
2022-12-06 | 16 | 73 | 2022-12-06 | 16 | 43.4 | 1.43 | 44.83 | 2.383e-06
2022-12-06 | 17 | 0 | 2022-12-06 | 17 | 55.76 | 1.56 | 57.32 | 0
2022-12-06 | 18 | 0 | 2022-12-06 | 18 | 59.48 | 1.62 | 61.1 | 0
2022-12-06 | 19 | 0 | 2022-12-06 | 19 | 51.18 | 1.53 | 52.71 | 0
2022-12-06 | 20 | 0 | 2022-12-06 | 20 | 43.95 | 1.57 | 45.52 | 0
2022-12-06 | 21 | 0 | 2022-12-06 | 21 | 51.26 | 1.63 | 52.89 | 0
2022-12-06 | 22 | 0 | 2022-12-06 | 22 | 43.95 | 1.43 | 45.38 | 0
2022-12-06 | 23 | 0 | 2022-12-06 | 23 | 65.53 | 2.21 | 67.74 | 0
2022-12-06 | 24 | 0 | 2022-12-06 | 24 | 61.05 | 2.03 | 63.08 | 0
2022-12-07 | 1 | 0 | 2022-12-07 | 1 | 59.2 | 1.77 | 60.97 | 0
2022-12-07 | 2 | 0 | 2022-12-07 | 2 | 35.78 | 1.59 | 37.37 | 0
2022-12-07 | 3 | 0 | 2022-12-07 | 3 | 36.74 | 1.62 | 38.36 | 0
2022-12-07 | 4 | 0 | 2022-12-07 | 4 | 35.73 | 1.62 | 37.35 | 0
2022-12-07 | 5 | 0 | 2022-12-07 | 5 | 56.4 | 1.81 | 58.21 | 0
2022-12-07 | 6 | 0 | 2022-12-07 | 6 | 50.7 | 2.86 | 53.56 | 0
2022-12-07 | 7 | 0 | 2022-12-07 | 7 | 40.69 | 2.39 | 43.08 | 0
2022-12-07 | 8 | 0 | 2022-12-07 | 8 | 39.34 | 2.59 | 41.93 | 0
2022-12-07 | 9 | 83 | 2022-12-07 | 9 | 40.27 | 2.51 | 42.78 | 2.5855e-06
2022-12-07 | 10 | 227 | 2022-12-07 | 10 | 47.17 | 2.58 | 49.75 | 8.2233e-06
2022-12-07 | 11 | 363 | 2022-12-07 | 11 | 62.33 | 2.76 | 65.09 | 1.7205e-05
2022-12-07 | 12 | 637 | 2022-12-07 | 12 | 51.04 | 2.61 | 53.65 | 2.4885e-05
2022-12-07 | 13 | 400 | 2022-12-07 | 13 | 43.02 | 3.35 | 46.37 | 1.3506e-05
2022-12-07 | 14 | 240 | 2022-12-07 | 14 | 36.24 | 2.48 | 38.72 | 6.7666e-06
2022-12-07 | 15 | 37 | 2022-12-07 | 15 | 40 | 2.39 | 42.39 | 1.1421e-06
2022-12-07 | 16 | 7 | 2022-12-07 | 16 | 37.46 | 2.37 | 39.83 | 2.0302e-07
2022-12-07 | 17 | 0 | 2022-12-07 | 17 | 64.09 | 2.86 | 66.95 | 0
2022-12-07 | 18 | 0 | 2022-12-07 | 18 | 45.08 | 2.55 | 47.63 | 0
2022-12-07 | 19 | 0 | 2022-12-07 | 19 | 43.39 | 2.4 | 45.79 | 0
2022-12-07 | 20 | 0 | 2022-12-07 | 20 | 41.32 | 3.18 | 44.5 | 0
2022-12-07 | 21 | 0 | 2022-12-07 | 21 | 36.89 | 2.81 | 39.7 | 0
2022-12-07 | 22 | 0 | 2022-12-07 | 22 | 40.28 | 2.59 | 42.87 | 0
2022-12-07 | 23 | 0 | 2022-12-07 | 23 | 50.74 | 3.38 | 54.12 | 0
2022-12-07 | 24 | 0 | 2022-12-07 | 24 | 46.65 | 2.59 | 49.24 | 0
2022-12-08 | 1 | 0 | 2022-12-08 | 1 | 39.33 | 1.33 | 40.66 | 0
2022-12-08 | 2 | 0 | 2022-12-08 | 2 | 40.67 | 0.99 | 41.66 | 0
2022-12-08 | 3 | 0 | 2022-12-08 | 3 | 38.56 | 1.17 | 39.73 | 0
2022-12-08 | 4 | 0 | 2022-12-08 | 4 | 31.06 | 1 | 32.06 | 0
2022-12-08 | 5 | 0 | 2022-12-08 | 5 | 35.81 | 1 | 36.81 | 0
2022-12-08 | 6 | 0 | 2022-12-08 | 6 | 36.77 | 1.95 | 38.72 | 0
2022-12-08 | 7 | 0 | 2022-12-08 | 7 | 37.56 | 1.22 | 38.78 | 0
2022-12-08 | 8 | 127 | 2022-12-08 | 8 | 80.69 | 3.99 | 84.68 | 7.8309e-06
2022-12-08 | 9 | 131146 | 2022-12-08 | 9 | 50.94 | 2.1 | 53.04 | 0.005065
2022-12-08 | 10 | 361744 | 2022-12-08 | 10 | 34.6 | 1.86 | 36.46 | 0.0096038
2022-12-08 | 11 | 245323 | 2022-12-08 | 11 | 38.38 | 1.81 | 40.19 | 0.0071793
2022-12-08 | 12 | 636879 | 2022-12-08 | 12 | 37.39 | 1.82 | 39.21 | 0.018184
2022-12-08 | 13 | 638291 | 2022-12-08 | 13 | 42.87 | 1.87 | 44.74 | 0.020794
2022-12-08 | 14 | 549459 | 2022-12-08 | 14 | 45.24 | 1.91 | 47.15 | 0.018864
2022-12-08 | 15 | 409346 | 2022-12-08 | 15 | 46.64 | 1.91 | 48.55 | 0.014471
2022-12-08 | 16 | 204219 | 2022-12-08 | 16 | 42.01 | 1.84 | 43.85 | 0.0065206
2022-12-08 | 17 | 7 | 2022-12-08 | 17 | 50.94 | 2.14 | 53.08 | 2.7055e-07
2022-12-08 | 18 | 0 | 2022-12-08 | 18 | 72.15 | 2.41 | 74.56 | 0
2022-12-08 | 19 | 0 | 2022-12-08 | 19 | 59.29 | 1.98 | 61.27 | 0
2022-12-08 | 20 | 0 | 2022-12-08 | 20 | 49.33 | 1.72 | 51.05 | 0
2022-12-08 | 21 | 0 | 2022-12-08 | 21 | 41.49 | 1.77 | 43.26 | 0
2022-12-08 | 22 | 0 | 2022-12-08 | 22 | 45.51 | 1.91 | 47.42 | 0
2022-12-08 | 23 | 0 | 2022-12-08 | 23 | 48.1 | 1.99 | 50.09 | 0
2022-12-08 | 24 | 0 | 2022-12-08 | 24 | 36.8 | 1.13 | 37.93 | 0
2022-12-09 | 1 | 0 | 2022-12-09 | 1 | 35.88 | 0.49 | 36.37 | 0
2022-12-09 | 2 | 0 | 2022-12-09 | 2 | 35.8 | 0.52 | 36.32 | 0
2022-12-09 | 3 | 0 | 2022-12-09 | 3 | 35.33 | 0.64 | 35.97 | 0
2022-12-09 | 4 | 0 | 2022-12-09 | 4 | 35.68 | 0.56 | 36.24 | 0
2022-12-09 | 5 | 0 | 2022-12-09 | 5 | 37.54 | 0.7 | 38.24 | 0
2022-12-09 | 6 | 0 | 2022-12-09 | 6 | 37.93 | 0.95 | 38.88 | 0
2022-12-09 | 7 | 0 | 2022-12-09 | 7 | 38.37 | 0.84 | 39.21 | 0
2022-12-09 | 8 | 197 | 2022-12-09 | 8 | 40.21 | 1.48 | 41.69 | 5.9803e-06
2022-12-09 | 9 | 168982 | 2022-12-09 | 9 | 50.8 | 1.48 | 52.28 | 0.0064328
2022-12-09 | 10 | 382793 | 2022-12-09 | 10 | 61.44 | 2.38 | 63.82 | 0.017789
2022-12-09 | 11 | 570064 | 2022-12-09 | 11 | 46.42 | 1.49 | 47.91 | 0.019887
2022-12-09 | 12 | 665404 | 2022-12-09 | 12 | 42.01 | 1.32 | 43.33 | 0.020994
2022-12-09 | 13 | 664553 | 2022-12-09 | 13 | 42.54 | 1.42 | 43.96 | 0.021272
2022-12-09 | 14 | 577781 | 2022-12-09 | 14 | 43.66 | 1.41 | 45.07 | 0.018962
2022-12-09 | 15 | 428037 | 2022-12-09 | 15 | 45.67 | 1.39 | 47.06 | 0.014668
2022-12-09 | 16 | 186084 | 2022-12-09 | 16 | 46.36 | 1.25 | 47.61 | 0.0064511
2022-12-09 | 17 | 10 | 2022-12-09 | 17 | 46.93 | 1.43 | 48.36 | 3.5214e-07
2022-12-09 | 18 | 0 | 2022-12-09 | 18 | 48.73 | 1.26 | 49.99 | 0
2022-12-09 | 19 | 0 | 2022-12-09 | 19 | 42.9 | 1.89 | 44.79 | 0
2022-12-09 | 20 | 0 | 2022-12-09 | 20 | 45.71 | 1.97 | 47.68 | 0
2022-12-09 | 21 | 0 | 2022-12-09 | 21 | 40.05 | 1.39 | 41.44 | 0
2022-12-09 | 22 | 0 | 2022-12-09 | 22 | 40.93 | 1.27 | 42.2 | 0
2022-12-09 | 23 | 0 | 2022-12-09 | 23 | 36.06 | 1.55 | 37.61 | 0
2022-12-09 | 24 | 0 | 2022-12-09 | 24 | 31.19 | 0.56 | 31.75 | 0
2022-12-10 | 1 | 0 | 2022-12-10 | 1 | 41.36 | 0.76 | 42.12 | 0
2022-12-10 | 2 | 0 | 2022-12-10 | 2 | 34.58 | 0.79 | 35.37 | 0
2022-12-10 | 3 | 0 | 2022-12-10 | 3 | 40.57 | 0.75 | 41.32 | 0
2022-12-10 | 4 | 0 | 2022-12-10 | 4 | 38.4 | 0.72 | 39.12 | 0
2022-12-10 | 5 | 0 | 2022-12-10 | 5 | 36.1 | 0.72 | 36.82 | 0
2022-12-10 | 6 | 0 | 2022-12-10 | 6 | 37.99 | 0.81 | 38.8 | 0
2022-12-10 | 7 | 0 | 2022-12-10 | 7 | 38.82 | 0.94 | 39.76 | 0
2022-12-10 | 8 | 223 | 2022-12-10 | 8 | 47.94 | 1.35 | 49.29 | 8.0037e-06
2022-12-10 | 9 | 2240 | 2022-12-10 | 9 | 50.3 | 1.01 | 51.31 | 8.369e-05
2022-12-10 | 10 | 226407 | 2022-12-10 | 10 | 46.75 | 1.11 | 47.86 | 0.0078902
2022-12-10 | 11 | 225306 | 2022-12-10 | 11 | 57.17 | 0.89 | 58.06 | 0.0095252
2022-12-10 | 12 | 310609 | 2022-12-10 | 12 | 51.65 | 1.3 | 52.95 | 0.011976
2022-12-10 | 13 | 543632 | 2022-12-10 | 13 | -14.32 | 1.43 | -12.89 | -0.0051025
2022-12-10 | 14 | 300072 | 2022-12-10 | 14 | 25.75 | 1.23 | 26.98 | 0.0058951
2022-12-10 | 15 | 155985 | 2022-12-10 | 15 | 68.08 | 0.79 | 68.87 | 0.0078224
2022-12-10 | 16 | 38569 | 2022-12-10 | 16 | 99.44 | 1.28 | 100.72 | 0.0028286
2022-12-10 | 17 | 7 | 2022-12-10 | 17 | 105.34 | 1.05 | 106.39 | 5.4228e-07
2022-12-10 | 18 | 0 | 2022-12-10 | 18 | 120.28 | 0.85 | 121.13 | 0
2022-12-10 | 19 | 0 | 2022-12-10 | 19 | 81.89 | 1.02 | 82.91 | 0
2022-12-10 | 20 | 0 | 2022-12-10 | 20 | 66.64 | 0.84 | 67.48 | 0
2022-12-10 | 21 | 0 | 2022-12-10 | 21 | 72.12 | 1.21 | 73.33 | 0
2022-12-10 | 22 | 0 | 2022-12-10 | 22 | 88.16 | 2.17 | 90.33 | 0
2022-12-10 | 23 | 0 | 2022-12-10 | 23 | 60.12 | 1.54 | 61.66 | 0
2022-12-10 | 24 | 0 | 2022-12-10 | 24 | 40.82 | 1.18 | 42 | 0
2022-12-11 | 1 | 0 | 2022-12-11 | 1 | 40.81 | 0.58 | 41.39 | 0
2022-12-11 | 2 | 0 | 2022-12-11 | 2 | 43 | 0.41 | 43.41 | 0
2022-12-11 | 3 | 0 | 2022-12-11 | 3 | 46.02 | 0.36 | 46.38 | 0
2022-12-11 | 4 | 0 | 2022-12-11 | 4 | 44.2 | 0.35 | 44.55 | 0
2022-12-11 | 5 | 0 | 2022-12-11 | 5 | 46.08 | 0.33 | 46.41 | 0
2022-12-11 | 6 | 0 | 2022-12-11 | 6 | 43.62 | 0.38 | 44 | 0
2022-12-11 | 7 | 0 | 2022-12-11 | 7 | 41.15 | 0.93 | 42.08 | 0
2022-12-11 | 8 | 100 | 2022-12-11 | 8 | 48.43 | 0.5 | 48.93 | 3.5629e-06
2022-12-11 | 9 | 640 | 2022-12-11 | 9 | 51.28 | 0.94 | 52.22 | 2.4336e-05
2022-12-11 | 10 | 131437 | 2022-12-11 | 10 | 57.33 | 0.75 | 58.08 | 0.0055586
2022-12-11 | 11 | 134164 | 2022-12-11 | 11 | 99.97 | 0.45 | 100.42 | 0.0098103
2022-12-11 | 12 | 129236 | 2022-12-11 | 12 | 90.44 | 0.96 | 91.4 | 0.0086011
2022-12-11 | 13 | 161761 | 2022-12-11 | 13 | 83.46 | 0.43 | 83.89 | 0.0098812
2022-12-11 | 14 | 241501 | 2022-12-11 | 14 | 73.15 | 0.41 | 73.56 | 0.012936
2022-12-11 | 15 | 63192 | 2022-12-11 | 15 | 93.3 | 0.5 | 93.8 | 0.0043161
2022-12-11 | 16 | 80 | 2022-12-11 | 16 | 92.98 | 0.54 | 93.52 | 5.4478e-06
2022-12-11 | 17 | 0 | 2022-12-11 | 17 | 113.33 | 0.61 | 113.94 | 0
2022-12-11 | 18 | 0 | 2022-12-11 | 18 | 163.88 | 0.99 | 164.87 | 0
2022-12-11 | 19 | 0 | 2022-12-11 | 19 | 148.44 | 0.48 | 148.92 | 0
2022-12-11 | 20 | 0 | 2022-12-11 | 20 | 124.08 | 1.22 | 125.3 | 0
2022-12-11 | 21 | 0 | 2022-12-11 | 21 | 116.67 | 0.77 | 117.44 | 0
2022-12-11 | 22 | 0 | 2022-12-11 | 22 | 133.1 | 0.8 | 133.9 | 0
2022-12-11 | 23 | 0 | 2022-12-11 | 23 | 117.96 | 0.94 | 118.9 | 0
2022-12-11 | 24 | 0 | 2022-12-11 | 24 | 76.28 | 1.28 | 77.56 | 0
2022-12-12 | 1 | 0 | 2022-12-12 | 1 | 95.06 | 3.48 | 98.54 | 0
2022-12-12 | 2 | 0 | 2022-12-12 | 2 | 102.26 | 2.76 | 105.02 | 0
2022-12-12 | 3 | 0 | 2022-12-12 | 3 | 151.81 | 2.48 | 154.29 | 0
2022-12-12 | 4 | 0 | 2022-12-12 | 4 | 145.8 | 2.4 | 148.2 | 0
2022-12-12 | 5 | 0 | 2022-12-12 | 5 | 106.83 | 2.44 | 109.27 | 0
2022-12-12 | 6 | 0 | 2022-12-12 | 6 | 107.91 | 3.67 | 111.58 | 0
2022-12-12 | 7 | 0 | 2022-12-12 | 7 | 180.48 | 3.68 | 184.16 | 0
2022-12-12 | 8 | 0 | 2022-12-12 | 8 | 256.83 | 4.87 | 261.7 | 0
2022-12-12 | 9 | 143 | 2022-12-12 | 9 | 274.51 | 4.48 | 278.99 | 2.905e-05
2022-12-12 | 10 | 553 | 2022-12-12 | 10 | 260.81 | 4.01 | 264.82 | 0.00010664
2022-12-12 | 11 | 1130 | 2022-12-12 | 11 | 320.73 | 4.78 | 325.51 | 0.00026784
2022-12-12 | 12 | 4540 | 2022-12-12 | 12 | 253.04 | 3.58 | 256.62 | 0.00084834
2022-12-12 | 13 | 9670 | 2022-12-12 | 13 | 221.6 | 4.8 | 226.4 | 0.0015941
2022-12-12 | 14 | 9760 | 2022-12-12 | 14 | 165.49 | 3.45 | 168.94 | 0.0012006
2022-12-12 | 15 | 5500 | 2022-12-12 | 15 | 260.21 | 4.52 | 264.73 | 0.0010602
2022-12-12 | 16 | 513 | 2022-12-12 | 16 | 269.83 | 4.28 | 274.11 | 0.00010239
2022-12-12 | 17 | 13 | 2022-12-12 | 17 | 256.31 | 4.8 | 261.11 | 2.4717e-06
2022-12-12 | 18 | 0 | 2022-12-12 | 18 | 324.67 | 5.58 | 330.25 | 0
2022-12-12 | 19 | 0 | 2022-12-12 | 19 | 253.17 | 4.68 | 257.85 | 0
2022-12-12 | 20 | 0 | 2022-12-12 | 20 | 272.82 | 3.68 | 276.5 | 0
2022-12-12 | 21 | 0 | 2022-12-12 | 21 | 168.37 | 3.34 | 171.71 | 0
2022-12-12 | 22 | 0 | 2022-12-12 | 22 | 170.75 | 3.37 | 174.12 | 0
2022-12-12 | 23 | 0 | 2022-12-12 | 23 | 115.75 | 3.65 | 119.4 | 0
2022-12-12 | 24 | 0 | 2022-12-12 | 24 | 112.75 | 2.85 | 115.6 | 0
2022-12-13 | 1 | 0 | 2022-12-13 | 1 | 128.17 | 2.12 | 130.29 | 0
2022-12-13 | 2 | 0 | 2022-12-13 | 2 | 135.75 | 1.88 | 137.63 | 0
2022-12-13 | 3 | 0 | 2022-12-13 | 3 | 113.78 | 2 | 115.78 | 0
2022-12-13 | 4 | 0 | 2022-12-13 | 4 | 98.55 | 2.12 | 100.67 | 0
2022-12-13 | 5 | 0 | 2022-12-13 | 5 | 151.23 | 1.9 | 153.13 | 0
2022-12-13 | 6 | 0 | 2022-12-13 | 6 | 137.59 | 2.46 | 140.05 | 0
2022-12-13 | 7 | 0 | 2022-12-13 | 7 | 133.04 | 2.78 | 135.82 | 0
2022-12-13 | 8 | 143 | 2022-12-13 | 8 | 214.3 | 3.96 | 218.26 | 2.2727e-05
2022-12-13 | 9 | 3400 | 2022-12-13 | 9 | 227.22 | 2.87 | 230.09 | 0.00056964
2022-12-13 | 10 | 8970 | 2022-12-13 | 10 | 237.84 | 3.7 | 241.54 | 0.0015776
2022-12-13 | 11 | 12043 | 2022-12-13 | 11 | 219.44 | 2.63 | 222.07 | 0.0019474
2022-12-13 | 12 | 13470 | 2022-12-13 | 12 | 200.75 | 2.98 | 203.73 | 0.0019982
2022-12-13 | 13 | 142044 | 2022-12-13 | 13 | 164.87 | 2.74 | 167.61 | 0.017336
2022-12-13 | 14 | 234374 | 2022-12-13 | 14 | 132.62 | 2 | 134.62 | 0.022974
2022-12-13 | 15 | 311692 | 2022-12-13 | 15 | 132.54 | 2.25 | 134.79 | 0.030592
2022-12-13 | 16 | 131817 | 2022-12-13 | 16 | 164.16 | 2.52 | 166.68 | 0.015999
2022-12-13 | 17 | 10 | 2022-12-13 | 17 | 208.36 | 3.02 | 211.38 | 1.5392e-06
2022-12-13 | 18 | 0 | 2022-12-13 | 18 | 263.58 | 3.15 | 266.73 | 0
2022-12-13 | 19 | 0 | 2022-12-13 | 19 | 252.23 | 3.76 | 255.99 | 0
2022-12-13 | 20 | 0 | 2022-12-13 | 20 | 195.61 | 3.33 | 198.94 | 0
2022-12-13 | 21 | 0 | 2022-12-13 | 21 | 217.23 | 2.78 | 220.01 | 0
2022-12-13 | 22 | 0 | 2022-12-13 | 22 | 236.35 | 2.57 | 238.92 | 0
2022-12-13 | 23 | 0 | 2022-12-13 | 23 | 172.75 | 3.82 | 176.57 | 0
2022-12-13 | 24 | 0 | 2022-12-13 | 24 | 139.76 | 4.1 | 143.86 | 0
2022-12-14 | 1 | 0 | 2022-12-14 | 1 | 140.03 | 2.67 | 142.7 | 0
2022-12-14 | 2 | 0 | 2022-12-14 | 2 | 151.99 | 1.74 | 153.73 | 0
2022-12-14 | 3 | 0 | 2022-12-14 | 3 | 197.1 | 1.68 | 198.78 | 0
2022-12-14 | 4 | 0 | 2022-12-14 | 4 | 223.01 | 1.69 | 224.7 | 0
2022-12-14 | 5 | 0 | 2022-12-14 | 5 | 212.77 | 2.08 | 214.85 | 0
2022-12-14 | 6 | 0 | 2022-12-14 | 6 | 266.2 | 2.89 | 269.09 | 0
2022-12-14 | 7 | 0 | 2022-12-14 | 7 | 308.41 | 3.34 | 311.75 | 0
2022-12-14 | 8 | 147 | 2022-12-14 | 8 | 359.84 | 5.32 | 365.16 | 3.9086e-05
2022-12-14 | 9 | 2660 | 2022-12-14 | 9 | 302 | 3.44 | 305.44 | 0.00059161
2022-12-14 | 10 | 236099 | 2022-12-14 | 10 | 236.55 | 3.57 | 240.12 | 0.041281
2022-12-14 | 11 | 398573 | 2022-12-14 | 11 | 162.41 | 2.24 | 164.65 | 0.047785
2022-12-14 | 12 | 502121 | 2022-12-14 | 12 | 144.95 | 2.17 | 147.12 | 0.05379
2022-12-14 | 13 | 548987 | 2022-12-14 | 13 | 147.02 | 2.3 | 149.32 | 0.05969
2022-12-14 | 14 | 511096 | 2022-12-14 | 14 | 147.56 | 2.17 | 149.73 | 0.055723
2022-12-14 | 15 | 396348 | 2022-12-14 | 15 | 149.29 | 2.09 | 151.38 | 0.043689
2022-12-14 | 16 | 174322 | 2022-12-14 | 16 | 181.61 | 2.21 | 183.82 | 0.023333
2022-12-14 | 17 | 7 | 2022-12-14 | 17 | 266.13 | 3.07 | 269.2 | 1.3721e-06
2022-12-14 | 18 | 0 | 2022-12-14 | 18 | 282.91 | 2.85 | 285.76 | 0
2022-12-14 | 19 | 0 | 2022-12-14 | 19 | 251.73 | 2.33 | 254.06 | 0
2022-12-14 | 20 | 0 | 2022-12-14 | 20 | 225.94 | 2.43 | 228.37 | 0
2022-12-14 | 21 | 0 | 2022-12-14 | 21 | 178.66 | 2.43 | 181.09 | 0
2022-12-14 | 22 | 0 | 2022-12-14 | 22 | 181.74 | 2.51 | 184.25 | 0
2022-12-14 | 23 | 0 | 2022-12-14 | 23 | 200.43 | 3.62 | 204.05 | 0
2022-12-14 | 24 | 0 | 2022-12-14 | 24 | 90.63 | 3.15 | 93.78 | 0
2022-12-15 | 1 | 0 | 2022-12-15 | 1 | 109.49 | 1.07 | 110.56 | 0
2022-12-15 | 2 | 0 | 2022-12-15 | 2 | 112.79 | 1.45 | 114.24 | 0
2022-12-15 | 3 | 0 | 2022-12-15 | 3 | 103.52 | 1.49 | 105.01 | 0
2022-12-15 | 4 | 0 | 2022-12-15 | 4 | 99.42 | 1.26 | 100.68 | 0
2022-12-15 | 5 | 0 | 2022-12-15 | 5 | 105.51 | 1.4 | 106.91 | 0
2022-12-15 | 6 | 0 | 2022-12-15 | 6 | 114.45 | 1.99 | 116.44 | 0
2022-12-15 | 7 | 0 | 2022-12-15 | 7 | 84.52 | 1.17 | 85.69 | 0
2022-12-15 | 8 | 147 | 2022-12-15 | 8 | 122.91 | 2.5 | 125.41 | 1.3424e-05
2022-12-15 | 9 | 99004 | 2022-12-15 | 9 | 121.42 | 2.48 | 123.9 | 0.008932
2022-12-15 | 10 | 254833 | 2022-12-15 | 10 | 147.21 | 2.04 | 149.25 | 0.027695
2022-12-15 | 11 | 208818 | 2022-12-15 | 11 | 141.6 | 1.82 | 143.42 | 0.021807
2022-12-15 | 12 | 174894 | 2022-12-15 | 12 | 105.27 | 1.72 | 106.99 | 0.013625
2022-12-15 | 13 | 113715 | 2022-12-15 | 13 | 94.23 | 1.74 | 95.97 | 0.0079465
2022-12-15 | 14 | 92827 | 2022-12-15 | 14 | 92.45 | 1.61 | 94.06 | 0.0063578
2022-12-15 | 15 | 917 | 2022-12-15 | 15 | 80.4 | 1.51 | 81.91 | 5.4693e-05
2022-12-15 | 16 | 250 | 2022-12-15 | 16 | 96.37 | 1.56 | 97.93 | 1.7827e-05
2022-12-15 | 17 | 0 | 2022-12-15 | 17 | 86.94 | 1.57 | 88.51 | 0
2022-12-15 | 18 | 0 | 2022-12-15 | 18 | 102.44 | 1.85 | 104.29 | 0
2022-12-15 | 19 | 0 | 2022-12-15 | 19 | 83.8 | 1.46 | 85.26 | 0
2022-12-15 | 20 | 0 | 2022-12-15 | 20 | 79.71 | 1.62 | 81.33 | 0
2022-12-15 | 21 | 0 | 2022-12-15 | 21 | 71.33 | 1.64 | 72.97 | 0
2022-12-15 | 22 | 0 | 2022-12-15 | 22 | 117.94 | 2.41 | 120.35 | 0
2022-12-15 | 23 | 0 | 2022-12-15 | 23 | 96.33 | 2.34 | 98.67 | 0
2022-12-15 | 24 | 0 | 2022-12-15 | 24 | 63.67 | 1.49 | 65.16 | 0
2022-12-16 | 1 | 0 | 2022-12-16 | 1 | 72.2 | 1.13 | 73.33 | 0
2022-12-16 | 2 | 0 | 2022-12-16 | 2 | 84.41 | 1.79 | 86.2 | 0
2022-12-16 | 3 | 0 | 2022-12-16 | 3 | 81.09 | 1.97 | 83.06 | 0
2022-12-16 | 4 | 0 | 2022-12-16 | 4 | 79.83 | 1.23 | 81.06 | 0
2022-12-16 | 5 | 0 | 2022-12-16 | 5 | 82.22 | 1.21 | 83.43 | 0
2022-12-16 | 6 | 0 | 2022-12-16 | 6 | 85.47 | 1.68 | 87.15 | 0
2022-12-16 | 7 | 0 | 2022-12-16 | 7 | 73.32 | 2.05 | 75.37 | 0
2022-12-16 | 8 | 0 | 2022-12-16 | 8 | 105.34 | 3.13 | 108.47 | 0
2022-12-16 | 9 | 0 | 2022-12-16 | 9 | 139.24 | 2.38 | 141.62 | 0
2022-12-16 | 10 | 0 | 2022-12-16 | 10 | 144.32 | 1.91 | 146.23 | 0
2022-12-16 | 11 | 20 | 2022-12-16 | 11 | 150.03 | 2.21 | 152.24 | 2.2171e-06
2022-12-16 | 12 | 320 | 2022-12-16 | 12 | 132.25 | 2.27 | 134.52 | 3.1345e-05
2022-12-16 | 13 | 483 | 2022-12-16 | 13 | 124.9 | 3.2 | 128.1 | 4.5053e-05
2022-12-16 | 14 | 173 | 2022-12-16 | 14 | 93.77 | 2.2 | 95.97 | 1.2089e-05
2022-12-16 | 15 | 67 | 2022-12-16 | 15 | 77.51 | 2.11 | 79.62 | 3.8844e-06
2022-12-16 | 16 | 0 | 2022-12-16 | 16 | 82.87 | 2.04 | 84.91 | 0
2022-12-16 | 17 | 0 | 2022-12-16 | 17 | 89.8 | 2 | 91.8 | 0
2022-12-16 | 18 | 0 | 2022-12-16 | 18 | 96.18 | 2.2 | 98.38 | 0
2022-12-16 | 19 | 0 | 2022-12-16 | 19 | 81.8 | 2.16 | 83.96 | 0
2022-12-16 | 20 | 0 | 2022-12-16 | 20 | 79.98 | 2.11 | 82.09 | 0
2022-12-16 | 21 | 0 | 2022-12-16 | 21 | 89.99 | 2.62 | 92.61 | 0
2022-12-16 | 22 | 0 | 2022-12-16 | 22 | 72.19 | 2.03 | 74.22 | 0
2022-12-16 | 23 | 0 | 2022-12-16 | 23 | 65.03 | 3.77 | 68.8 | 0
2022-12-16 | 24 | 0 | 2022-12-16 | 24 | 65.31 | 1.45 | 66.76 | 0
2022-12-17 | 1 | 0 | 2022-12-17 | 1 | 58.45 | 0.45 | 58.9 | 0
2022-12-17 | 2 | 0 | 2022-12-17 | 2 | 55.57 | 0.48 | 56.05 | 0
2022-12-17 | 3 | 0 | 2022-12-17 | 3 | 55.35 | 0.45 | 55.8 | 0
2022-12-17 | 4 | 0 | 2022-12-17 | 4 | 57.61 | 0.82 | 58.43 | 0
2022-12-17 | 5 | 0 | 2022-12-17 | 5 | 48.21 | 1 | 49.21 | 0
2022-12-17 | 6 | 0 | 2022-12-17 | 6 | 40.05 | 0.89 | 40.94 | 0
2022-12-17 | 7 | 0 | 2022-12-17 | 7 | 46.54 | 0.96 | 47.5 | 0
2022-12-17 | 8 | 10 | 2022-12-17 | 8 | 114.35 | 1.83 | 116.18 | 8.4597e-07
2022-12-17 | 9 | 200 | 2022-12-17 | 9 | 95.61 | 1.24 | 96.85 | 1.4104e-05
2022-12-17 | 10 | 152250 | 2022-12-17 | 10 | 57.54 | 1.3 | 58.84 | 0.0065231
2022-12-17 | 11 | 273171 | 2022-12-17 | 11 | 84.14 | 0.61 | 84.75 | 0.016858
2022-12-17 | 12 | 212147 | 2022-12-17 | 12 | 79.1 | 0.45 | 79.55 | 0.012289
2022-12-17 | 13 | 281896 | 2022-12-17 | 13 | 70.91 | 0.47 | 71.38 | 0.014652
2022-12-17 | 14 | 343748 | 2022-12-17 | 14 | 68.37 | 0.54 | 68.91 | 0.017248
2022-12-17 | 15 | 197897 | 2022-12-17 | 15 | 81.11 | 0.76 | 81.87 | 0.011797
2022-12-17 | 16 | 132834 | 2022-12-17 | 16 | 94.71 | 0.54 | 95.25 | 0.009213
2022-12-17 | 17 | 10 | 2022-12-17 | 17 | 95.9 | 0.86 | 96.76 | 7.0456e-07
2022-12-17 | 18 | 0 | 2022-12-17 | 18 | 109.43 | 0.78 | 110.21 | 0
2022-12-17 | 19 | 0 | 2022-12-17 | 19 | 100.51 | 1.27 | 101.78 | 0
2022-12-17 | 20 | 0 | 2022-12-17 | 20 | 80.93 | 1.67 | 82.6 | 0
2022-12-17 | 21 | 0 | 2022-12-17 | 21 | 81.56 | 1.14 | 82.7 | 0
2022-12-17 | 22 | 0 | 2022-12-17 | 22 | 62.47 | 0.67 | 63.14 | 0
2022-12-17 | 23 | 0 | 2022-12-17 | 23 | 57.53 | 0.54 | 58.07 | 0
2022-12-17 | 24 | 0 | 2022-12-17 | 24 | 51.59 | 0.65 | 52.24 | 0
2022-12-18 | 1 | 0 | 2022-12-18 | 1 | 56.08 | 3.92 | 60 | 0
2022-12-18 | 2 | 0 | 2022-12-18 | 2 | 50.76 | 2.87 | 53.63 | 0
2022-12-18 | 3 | 0 | 2022-12-18 | 3 | 57.29 | 2.78 | 60.07 | 0
2022-12-18 | 4 | 0 | 2022-12-18 | 4 | 56.33 | 2.76 | 59.09 | 0
2022-12-18 | 5 | 0 | 2022-12-18 | 5 | 51.91 | 2.8 | 54.71 | 0
2022-12-18 | 6 | 0 | 2022-12-18 | 6 | 51.66 | 2.55 | 54.21 | 0
2022-12-18 | 7 | 0 | 2022-12-18 | 7 | 58.92 | 2.58 | 61.5 | 0
2022-12-18 | 8 | 137 | 2022-12-18 | 8 | 91.84 | 3.06 | 94.9 | 9.467e-06
2022-12-18 | 9 | 131188 | 2022-12-18 | 9 | 157.21 | 3.46 | 160.67 | 0.015348
2022-12-18 | 10 | 132508 | 2022-12-18 | 10 | 144.46 | 2.7 | 147.16 | 0.014199
2022-12-18 | 11 | 633520 | 2022-12-18 | 11 | 113.48 | 2.79 | 116.27 | 0.053636
2022-12-18 | 12 | 252523 | 2022-12-18 | 12 | 89.75 | 2.56 | 92.31 | 0.016974
2022-12-18 | 13 | 129315 | 2022-12-18 | 13 | 94.33 | 2.41 | 96.74 | 0.0091092
2022-12-18 | 14 | 2947 | 2022-12-18 | 14 | 99.21 | 2.51 | 101.72 | 0.00021828
2022-12-18 | 15 | 2323 | 2022-12-18 | 15 | 132.42 | 2.68 | 135.1 | 0.00022852
2022-12-18 | 16 | 19729 | 2022-12-18 | 16 | 157.85 | 2.86 | 160.71 | 0.0023087
2022-12-18 | 17 | 0 | 2022-12-18 | 17 | 148.23 | 2.78 | 151.01 | 0
2022-12-18 | 18 | 0 | 2022-12-18 | 18 | 149.6 | 3.64 | 153.24 | 0
2022-12-18 | 19 | 0 | 2022-12-18 | 19 | 155.47 | 3.14 | 158.61 | 0
2022-12-18 | 20 | 0 | 2022-12-18 | 20 | 158.96 | 2.73 | 161.69 | 0
2022-12-18 | 21 | 0 | 2022-12-18 | 21 | 212.41 | 2.55 | 214.96 | 0
2022-12-18 | 22 | 0 | 2022-12-18 | 22 | 177.43 | 3.1 | 180.53 | 0
2022-12-18 | 23 | 0 | 2022-12-18 | 23 | 129.59 | 4.47 | 134.06 | 0
2022-12-18 | 24 | 0 | 2022-12-18 | 24 | 113.16 | 3.76 | 116.92 | 0
2022-12-19 | 1 | 0 | 2022-12-19 | 1 | 159.53 | 1.64 | 161.17 | 0
2022-12-19 | 2 | 0 | 2022-12-19 | 2 | 118.46 | 1.48 | 119.94 | 0
2022-12-19 | 3 | 0 | 2022-12-19 | 3 | 122.95 | 1.49 | 124.44 | 0
2022-12-19 | 4 | 0 | 2022-12-19 | 4 | 95.61 | 1.65 | 97.26 | 0
2022-12-19 | 5 | 0 | 2022-12-19 | 5 | 134.13 | 1.44 | 135.57 | 0
2022-12-19 | 6 | 0 | 2022-12-19 | 6 | 250.8 | 5.18 | 255.98 | 0
2022-12-19 | 7 | 0 | 2022-12-19 | 7 | 273.88 | 5.24 | 279.12 | 0
2022-12-19 | 8 | 177 | 2022-12-19 | 8 | 267.86 | 4.08 | 271.94 | 3.5049e-05
2022-12-19 | 9 | 2373 | 2022-12-19 | 9 | 241.07 | 2.46 | 243.53 | 0.0004208
2022-12-19 | 10 | 427484 | 2022-12-19 | 10 | 144.96 | 2.48 | 147.44 | 0.045894
2022-12-19 | 11 | 513341 | 2022-12-19 | 11 | 108.26 | 2.35 | 110.61 | 0.041345
2022-12-19 | 12 | 273850 | 2022-12-19 | 12 | 105.3 | 2.9 | 108.2 | 0.021576
2022-12-19 | 13 | 696228 | 2022-12-19 | 13 | 115.1 | 3.34 | 118.44 | 0.060045
2022-12-19 | 14 | 5737 | 2022-12-19 | 14 | 116.15 | 2.68 | 118.83 | 0.0004964
2022-12-19 | 15 | 33073 | 2022-12-19 | 15 | 127.51 | 2.47 | 129.98 | 0.0031302
2022-12-19 | 16 | 320 | 2022-12-19 | 16 | 175.83 | 2.24 | 178.07 | 4.1492e-05
2022-12-19 | 17 | 0 | 2022-12-19 | 17 | 188.96 | 2.34 | 191.3 | 0
2022-12-19 | 18 | 0 | 2022-12-19 | 18 | 332.67 | 5.46 | 338.13 | 0
2022-12-19 | 19 | 0 | 2022-12-19 | 19 | 188.25 | 2.97 | 191.22 | 0
2022-12-19 | 20 | 0 | 2022-12-19 | 20 | 111.16 | 2.24 | 113.4 | 0
2022-12-19 | 21 | 0 | 2022-12-19 | 21 | 153.75 | 2.54 | 156.29 | 0
2022-12-19 | 22 | 0 | 2022-12-19 | 22 | 115.79 | 2.97 | 118.76 | 0
2022-12-19 | 23 | 0 | 2022-12-19 | 23 | 104.71 | 3.86 | 108.57 | 0
2022-12-19 | 24 | 0 | 2022-12-19 | 24 | 77.47 | 2.28 | 79.75 | 0
2022-12-20 | 1 | 0 | 2022-12-20 | 1 | 59.55 | 0.67 | 60.22 | 0
2022-12-20 | 2 | 0 | 2022-12-20 | 2 | 79.97 | 1.27 | 81.24 | 0
2022-12-20 | 3 | 0 | 2022-12-20 | 3 | 81.65 | 0.98 | 82.63 | 0
2022-12-20 | 4 | 0 | 2022-12-20 | 4 | 133.93 | 0.85 | 134.78 | 0
2022-12-20 | 5 | 0 | 2022-12-20 | 5 | 107.04 | 1.13 | 108.17 | 0
2022-12-20 | 6 | 0 | 2022-12-20 | 6 | 93.96 | 1.66 | 95.62 | 0
2022-12-20 | 7 | 0 | 2022-12-20 | 7 | 159.47 | 0.89 | 160.36 | 0
2022-12-20 | 8 | 137 | 2022-12-20 | 8 | 200.89 | 2.61 | 203.5 | 2.0301e-05
2022-12-20 | 9 | 2720 | 2022-12-20 | 9 | 169.21 | 2.1 | 171.31 | 0.00033929
2022-12-20 | 10 | 330460 | 2022-12-20 | 10 | 122.04 | 1.97 | 124.01 | 0.02984
2022-12-20 | 11 | 521575 | 2022-12-20 | 11 | 97.12 | 1.41 | 98.53 | 0.037421
2022-12-20 | 12 | 626673 | 2022-12-20 | 12 | 90.44 | 1.38 | 91.82 | 0.041899
2022-12-20 | 13 | 633107 | 2022-12-20 | 13 | 84.67 | 2.08 | 86.75 | 0.039992
2022-12-20 | 14 | 557003 | 2022-12-20 | 14 | 73.2 | 1.51 | 74.71 | 0.030301
2022-12-20 | 15 | 422494 | 2022-12-20 | 15 | 88.82 | 1.5 | 90.32 | 0.027786
2022-12-20 | 16 | 188156 | 2022-12-20 | 16 | 133.42 | 1.62 | 135.04 | 0.018501
2022-12-20 | 17 | 10 | 2022-12-20 | 17 | 159.17 | 2.12 | 161.29 | 1.1744e-06
2022-12-20 | 18 | 0 | 2022-12-20 | 18 | 175.75 | 1.6 | 177.35 | 0
2022-12-20 | 19 | 0 | 2022-12-20 | 19 | 172.26 | 1.5 | 173.76 | 0
2022-12-20 | 20 | 0 | 2022-12-20 | 20 | 166.45 | 1.39 | 167.84 | 0
2022-12-20 | 21 | 0 | 2022-12-20 | 21 | 181.31 | 1.63 | 182.94 | 0
2022-12-20 | 22 | 0 | 2022-12-20 | 22 | 179.45 | 1.49 | 180.94 | 0
2022-12-20 | 23 | 0 | 2022-12-20 | 23 | 168.49 | 2.01 | 170.5 | 0
2022-12-20 | 24 | 0 | 2022-12-20 | 24 | 113.37 | 1.75 | 115.12 | 0
2022-12-21 | 1 | 0 | 2022-12-21 | 1 | 49.79 | 2.81 | 52.6 | 0
2022-12-21 | 2 | 0 | 2022-12-21 | 2 | 81.77 | 2.82 | 84.59 | 0
2022-12-21 | 3 | 0 | 2022-12-21 | 3 | 84.93 | 2.7 | 87.63 | 0
2022-12-21 | 4 | 0 | 2022-12-21 | 4 | 129.11 | 2.67 | 131.78 | 0
2022-12-21 | 5 | 0 | 2022-12-21 | 5 | 102.76 | 2.73 | 105.49 | 0
2022-12-21 | 6 | 0 | 2022-12-21 | 6 | 114.18 | 3.1 | 117.28 | 0
2022-12-21 | 7 | 0 | 2022-12-21 | 7 | 111.59 | 3.78 | 115.37 | 0
2022-12-21 | 8 | 203 | 2022-12-21 | 8 | 254.11 | 7.35 | 261.46 | 3.8648e-05
2022-12-21 | 9 | 2973 | 2022-12-21 | 9 | 232.13 | 4.96 | 237.09 | 0.00051325
2022-12-21 | 10 | 343355 | 2022-12-21 | 10 | 128.2 | 3.77 | 131.97 | 0.032995
2022-12-21 | 11 | 501270 | 2022-12-21 | 11 | 74.68 | 3.41 | 78.09 | 0.028503
2022-12-21 | 12 | 615555 | 2022-12-21 | 12 | 68.93 | 3.45 | 72.38 | 0.032442
2022-12-21 | 13 | 621115 | 2022-12-21 | 13 | 37.49 | 3.54 | 41.03 | 0.018557
2022-12-21 | 14 | 554829 | 2022-12-21 | 14 | 63.79 | 3.88 | 67.67 | 0.027339
2022-12-21 | 15 | 410234 | 2022-12-21 | 15 | 69.44 | 3.43 | 72.87 | 0.021767
2022-12-21 | 16 | 187143 | 2022-12-21 | 16 | 71.55 | 3.35 | 74.9 | 0.010207
2022-12-21 | 17 | 10 | 2022-12-21 | 17 | 95.82 | 3.61 | 99.43 | 7.2401e-07
2022-12-21 | 18 | 0 | 2022-12-21 | 18 | 119.38 | 3.47 | 122.85 | 0
2022-12-21 | 19 | 0 | 2022-12-21 | 19 | 108.39 | 3.36 | 111.75 | 0
2022-12-21 | 20 | 0 | 2022-12-21 | 20 | 105.73 | 3.52 | 109.25 | 0
2022-12-21 | 21 | 0 | 2022-12-21 | 21 | 93.64 | 3.42 | 97.06 | 0
2022-12-21 | 22 | 0 | 2022-12-21 | 22 | 124.45 | 3.62 | 128.07 | 0
2022-12-21 | 23 | 0 | 2022-12-21 | 23 | 80.64 | 3.91 | 84.55 | 0
2022-12-21 | 24 | 0 | 2022-12-21 | 24 | 161.13 | 6.03 | 167.16 | 0
2022-12-22 | 1 | 0 | 2022-12-22 | 1 | 137.15 | 3.51 | 140.66 | 0
2022-12-22 | 2 | 0 | 2022-12-22 | 2 | 86.38 | 2.5 | 88.88 | 0
2022-12-22 | 3 | 0 | 2022-12-22 | 3 | 94.42 | 2.5 | 96.92 | 0
2022-12-22 | 4 | 0 | 2022-12-22 | 4 | 79.36 | 2.4 | 81.76 | 0
2022-12-22 | 5 | 0 | 2022-12-22 | 5 | 65.85 | 2.38 | 68.23 | 0
2022-12-22 | 6 | 0 | 2022-12-22 | 6 | 97.99 | 3.16 | 101.15 | 0
2022-12-22 | 7 | 0 | 2022-12-22 | 7 | 94.73 | 3.17 | 97.9 | 0
2022-12-22 | 8 | 177 | 2022-12-22 | 8 | 97.82 | 3.72 | 101.54 | 1.3087e-05
2022-12-22 | 9 | 2197 | 2022-12-22 | 9 | 82.69 | 3.38 | 86.07 | 0.00013769
2022-12-22 | 10 | 176464 | 2022-12-22 | 10 | 90.35 | 3.34 | 93.69 | 0.012039
2022-12-22 | 11 | 118583 | 2022-12-22 | 11 | 98.44 | 3.31 | 101.75 | 0.0087858
2022-12-22 | 12 | 454479 | 2022-12-22 | 12 | 93.49 | 3.3 | 96.79 | 0.032031
2022-12-22 | 13 | 327966 | 2022-12-22 | 13 | 90.21 | 3.19 | 93.4 | 0.022305
2022-12-22 | 14 | 32579 | 2022-12-22 | 14 | 113.62 | 3.55 | 117.17 | 0.0027796
2022-12-22 | 15 | 114446 | 2022-12-22 | 15 | 88.93 | 3.23 | 92.16 | 0.0076801
2022-12-22 | 16 | 203 | 2022-12-22 | 16 | 77.78 | 3.27 | 81.05 | 1.198e-05
2022-12-22 | 17 | 0 | 2022-12-22 | 17 | 205.79 | 4.54 | 210.33 | 0
2022-12-22 | 18 | 0 | 2022-12-22 | 18 | 129.49 | 3.8 | 133.29 | 0
2022-12-22 | 19 | 0 | 2022-12-22 | 19 | 78.74 | 3.58 | 82.32 | 0
2022-12-22 | 20 | 0 | 2022-12-22 | 20 | 61.39 | 3.08 | 64.47 | 0
2022-12-22 | 21 | 0 | 2022-12-22 | 21 | 100.08 | 3.36 | 103.44 | 0
2022-12-22 | 22 | 0 | 2022-12-22 | 22 | 141.64 | 4.01 | 145.65 | 0
2022-12-22 | 23 | 0 | 2022-12-22 | 23 | 69.49 | 3.62 | 73.11 | 0
2022-12-22 | 24 | 0 | 2022-12-22 | 24 | 85.77 | 2.54 | 88.31 | 0
2022-12-23 | 1 | 0 | 2022-12-23 | 1 | 147.3 | 1.92 | 149.22 | 0
2022-12-23 | 2 | 0 | 2022-12-23 | 2 | 79.34 | 2.37 | 81.71 | 0
2022-12-23 | 3 | 0 | 2022-12-23 | 3 | 47.56 | 1.75 | 49.31 | 0
2022-12-23 | 4 | 0 | 2022-12-23 | 4 | 47.96 | 1.61 | 49.57 | 0
2022-12-23 | 5 | 0 | 2022-12-23 | 5 | 46.75 | 1.63 | 48.38 | 0
2022-12-23 | 6 | 0 | 2022-12-23 | 6 | 42.18 | 2.07 | 44.25 | 0
2022-12-23 | 7 | 0 | 2022-12-23 | 7 | 4.07 | 2.47 | 6.54 | 0
2022-12-23 | 8 | 0 | 2022-12-23 | 8 | 48.06 | 2.57 | 50.63 | 0
2022-12-23 | 9 | 110 | 2022-12-23 | 9 | 48.09 | 2.2 | 50.29 | 4.0281e-06
2022-12-23 | 10 | 380 | 2022-12-23 | 10 | 130.22 | 2.87 | 133.09 | 3.6826e-05
2022-12-23 | 11 | 173 | 2022-12-23 | 11 | 313.5 | 3.17 | 316.67 | 3.9891e-05
2022-12-23 | 12 | 363 | 2022-12-23 | 12 | 334.27 | 3.36 | 337.63 | 8.9243e-05
2022-12-23 | 13 | 103 | 2022-12-23 | 13 | 233.05 | 3.22 | 236.27 | 1.772e-05
2022-12-23 | 14 | 37 | 2022-12-23 | 14 | 185.17 | 2.77 | 187.94 | 5.0634e-06
2022-12-23 | 15 | 293 | 2022-12-23 | 15 | 195.57 | 2.48 | 198.05 | 4.2254e-05
2022-12-23 | 16 | 157 | 2022-12-23 | 16 | 217.78 | 2.58 | 220.36 | 2.5192e-05
2022-12-23 | 17 | 0 | 2022-12-23 | 17 | 257.93 | 2.6 | 260.53 | 0
2022-12-23 | 18 | 0 | 2022-12-23 | 18 | 361.8 | 2.95 | 364.75 | 0
2022-12-23 | 19 | 0 | 2022-12-23 | 19 | 304.05 | 2.94 | 306.99 | 0
2022-12-23 | 20 | 0 | 2022-12-23 | 20 | 319.66 | 3.12 | 322.78 | 0
2022-12-23 | 21 | 0 | 2022-12-23 | 21 | 355.23 | 3.07 | 358.3 | 0
2022-12-23 | 22 | 0 | 2022-12-23 | 22 | 384.9 | 2.6 | 387.5 | 0
2022-12-23 | 23 | 0 | 2022-12-23 | 23 | 449.62 | 7.71 | 457.33 | 0
2022-12-23 | 24 | 0 | 2022-12-23 | 24 | 427.73 | 5.96 | 433.69 | 0
2022-12-24 | 1 | 0 | 2022-12-24 | 1 | 305.79 | 13.02 | 318.81 | 0
2022-12-24 | 2 | 0 | 2022-12-24 | 2 | 265.5 | 11.13 | 276.63 | 0
2022-12-24 | 3 | 0 | 2022-12-24 | 3 | 306.04 | 11.04 | 317.08 | 0
2022-12-24 | 4 | 0 | 2022-12-24 | 4 | 302.67 | 11.02 | 313.69 | 0
2022-12-24 | 5 | 0 | 2022-12-24 | 5 | 333.58 | 11.97 | 345.55 | 0
2022-12-24 | 6 | 0 | 2022-12-24 | 6 | 305.81 | 12.1 | 317.91 | 0
2022-12-24 | 7 | 0 | 2022-12-24 | 7 | 356.68 | 13.74 | 370.42 | 0
2022-12-24 | 8 | 233 | 2022-12-24 | 8 | 406.24 | 13.95 | 420.19 | 7.129e-05
2022-12-24 | 9 | 3067 | 2022-12-24 | 9 | 431.98 | 14.79 | 446.77 | 0.00099775
2022-12-24 | 10 | 192012 | 2022-12-24 | 10 | 401.55 | 12.35 | 413.9 | 0.057869
2022-12-24 | 11 | 343542 | 2022-12-24 | 11 | 406.57 | 11.72 | 418.29 | 0.10464
2022-12-24 | 12 | 389869 | 2022-12-24 | 12 | 377.53 | 11.16 | 388.69 | 0.11034
2022-12-24 | 13 | 435279 | 2022-12-24 | 13 | 373.09 | 11.99 | 385.08 | 0.12205
2022-12-24 | 14 | 308309 | 2022-12-24 | 14 | 352.52 | 12.64 | 365.16 | 0.081977
2022-12-24 | 15 | 263685 | 2022-12-24 | 15 | 534.99 | 14.15 | 549.14 | 0.10544
2022-12-24 | 16 | 113765 | 2022-12-24 | 16 | 596.54 | 17.41 | 613.95 | 0.050859
2022-12-24 | 17 | 0 | 2022-12-24 | 17 | 1131.58 | 89.44 | 1221.02 | 0
2022-12-24 | 18 | 0 | 2022-12-24 | 18 | 2248.7 | 205.23 | 2453.93 | 0
2022-12-24 | 19 | 0 | 2022-12-24 | 19 | 656.01 | 58.76 | 714.77 | 0
2022-12-24 | 20 | 0 | 2022-12-24 | 20 | 348.38 | 12.41 | 360.79 | 0
2022-12-24 | 21 | 0 | 2022-12-24 | 21 | 308.99 | 11.48 | 320.47 | 0
2022-12-24 | 22 | 0 | 2022-12-24 | 22 | 329.21 | 11.35 | 340.56 | 0
2022-12-24 | 23 | 0 | 2022-12-24 | 23 | 399.57 | 14.44 | 414.01 | 0
2022-12-24 | 24 | 0 | 2022-12-24 | 24 | 328.8 | 14.33 | 343.13 | 0
2022-12-25 | 1 | 0 | 2022-12-25 | 1 | 320.85 | 5.15 | 326 | 0
2022-12-25 | 2 | 0 | 2022-12-25 | 2 | 295.28 | 4.38 | 299.66 | 0
2022-12-25 | 3 | 0 | 2022-12-25 | 3 | 242.19 | 3.54 | 245.73 | 0
2022-12-25 | 4 | 0 | 2022-12-25 | 4 | 221.25 | 3.44 | 224.69 | 0
2022-12-25 | 5 | 0 | 2022-12-25 | 5 | 305.42 | 4.51 | 309.93 | 0
2022-12-25 | 6 | 0 | 2022-12-25 | 6 | 359.38 | 4.5 | 363.88 | 0
2022-12-25 | 7 | 0 | 2022-12-25 | 7 | 221.55 | 4.64 | 226.19 | 0
2022-12-25 | 8 | 200 | 2022-12-25 | 8 | 300.39 | 5.76 | 306.15 | 4.4585e-05
2022-12-25 | 9 | 134998 | 2022-12-25 | 9 | 390.79 | 6.49 | 397.28 | 0.039053
2022-12-25 | 10 | 23164 | 2022-12-25 | 10 | 345.65 | 4.73 | 350.38 | 0.0059099
2022-12-25 | 11 | 144661 | 2022-12-25 | 11 | 208.99 | 3.09 | 212.08 | 0.02234
2022-12-25 | 12 | 146926 | 2022-12-25 | 12 | 167.77 | 2.75 | 170.52 | 0.018243
2022-12-25 | 13 | 315378 | 2022-12-25 | 13 | 172.11 | 2.69 | 174.8 | 0.040142
2022-12-25 | 14 | 546551 | 2022-12-25 | 14 | 176.89 | 2.71 | 179.6 | 0.071476
2022-12-25 | 15 | 412552 | 2022-12-25 | 15 | 186.63 | 2.89 | 189.52 | 0.056932
2022-12-25 | 16 | 188868 | 2022-12-25 | 16 | 230.35 | 2.81 | 233.16 | 0.032065
2022-12-25 | 17 | 17 | 2022-12-25 | 17 | 313.13 | 3.45 | 316.58 | 3.9188e-06
2022-12-25 | 18 | 0 | 2022-12-25 | 18 | 245.09 | 4.18 | 249.27 | 0
2022-12-25 | 19 | 0 | 2022-12-25 | 19 | 212.35 | 3.22 | 215.57 | 0
2022-12-25 | 20 | 0 | 2022-12-25 | 20 | 267.38 | 3.1 | 270.48 | 0
2022-12-25 | 21 | 0 | 2022-12-25 | 21 | 294.13 | 3.17 | 297.3 | 0
2022-12-25 | 22 | 0 | 2022-12-25 | 22 | 310.36 | 4.13 | 314.49 | 0
2022-12-25 | 23 | 0 | 2022-12-25 | 23 | 236.17 | 6.43 | 242.6 | 0
2022-12-25 | 24 | 0 | 2022-12-25 | 24 | 186.46 | 5.43 | 191.89 | 0
2022-12-26 | 1 | 0 | 2022-12-26 | 1 | 230.57 | 5.25 | 235.82 | 0
2022-12-26 | 2 | 0 | 2022-12-26 | 2 | 298.8 | 3.94 | 302.74 | 0
2022-12-26 | 3 | 0 | 2022-12-26 | 3 | 256.18 | 3.94 | 260.12 | 0
2022-12-26 | 4 | 0 | 2022-12-26 | 4 | 236.44 | 3.75 | 240.19 | 0
2022-12-26 | 5 | 0 | 2022-12-26 | 5 | 375.47 | 5.14 | 380.61 | 0
2022-12-26 | 6 | 0 | 2022-12-26 | 6 | 223.35 | 3.37 | 226.72 | 0
2022-12-26 | 7 | 0 | 2022-12-26 | 7 | 208.28 | 4.96 | 213.24 | 0
2022-12-26 | 8 | 117 | 2022-12-26 | 8 | 212.85 | 4.01 | 216.86 | 1.8475e-05
2022-12-26 | 9 | 2863 | 2022-12-26 | 9 | 195.14 | 3.19 | 198.33 | 0.00041346
2022-12-26 | 10 | 341713 | 2022-12-26 | 10 | 169.89 | 3.25 | 173.14 | 0.043081
2022-12-26 | 11 | 538090 | 2022-12-26 | 11 | 120.68 | 3.36 | 124.04 | 0.048601
2022-12-26 | 12 | 610075 | 2022-12-26 | 12 | 107.91 | 2.89 | 110.8 | 0.049221
2022-12-26 | 13 | 663337 | 2022-12-26 | 13 | 139.08 | 3.15 | 142.23 | 0.068699
2022-12-26 | 14 | 516090 | 2022-12-26 | 14 | 156.3 | 3.21 | 159.51 | 0.059943
2022-12-26 | 15 | 363076 | 2022-12-26 | 15 | 191.29 | 2.87 | 194.16 | 0.051331
2022-12-26 | 16 | 208212 | 2022-12-26 | 16 | 305.89 | 3.06 | 308.95 | 0.04684
2022-12-26 | 17 | 23 | 2022-12-26 | 17 | 357.75 | 3.24 | 360.99 | 6.0457e-06
2022-12-26 | 18 | 0 | 2022-12-26 | 18 | 374.05 | 3.41 | 377.46 | 0
2022-12-26 | 19 | 0 | 2022-12-26 | 19 | 341.48 | 3.08 | 344.56 | 0
2022-12-26 | 20 | 0 | 2022-12-26 | 20 | 289.77 | 2.88 | 292.65 | 0
2022-12-26 | 21 | 0 | 2022-12-26 | 21 | 270.25 | 2.89 | 273.14 | 0
2022-12-26 | 22 | 0 | 2022-12-26 | 22 | 222.15 | 2.83 | 224.98 | 0
2022-12-26 | 23 | 0 | 2022-12-26 | 23 | 176.92 | 3.25 | 180.17 | 0
2022-12-26 | 24 | 0 | 2022-12-26 | 24 | 164.95 | 5.23 | 170.18 | 0
2022-12-27 | 1 | 0 | 2022-12-27 | 1 | 153.7 | 1.4 | 155.1 | 0
2022-12-27 | 2 | 0 | 2022-12-27 | 2 | 166.59 | 0.68 | 167.27 | 0
2022-12-27 | 3 | 0 | 2022-12-27 | 3 | 148.6 | 0.66 | 149.26 | 0
2022-12-27 | 4 | 0 | 2022-12-27 | 4 | 139.22 | 0.72 | 139.94 | 0
2022-12-27 | 5 | 0 | 2022-12-27 | 5 | 147.6 | 0.75 | 148.35 | 0
2022-12-27 | 6 | 0 | 2022-12-27 | 6 | 161.81 | 1.34 | 163.15 | 0
2022-12-27 | 7 | 0 | 2022-12-27 | 7 | 226.65 | 2.08 | 228.73 | 0
2022-12-27 | 8 | 30 | 2022-12-27 | 8 | 238.7 | 2.83 | 241.53 | 5.2762e-06
2022-12-27 | 9 | 530 | 2022-12-27 | 9 | 185.17 | 1.82 | 186.99 | 7.2164e-05
2022-12-27 | 10 | 2803 | 2022-12-27 | 10 | 194.12 | 1.1 | 195.22 | 0.00039845
2022-12-27 | 11 | 258300 | 2022-12-27 | 11 | 216.35 | 1.11 | 217.46 | 0.040901
2022-12-27 | 12 | 616837 | 2022-12-27 | 12 | 170.82 | 1.13 | 171.95 | 0.077232
2022-12-27 | 13 | 641502 | 2022-12-27 | 13 | 136.1 | 1.28 | 137.38 | 0.064172
2022-12-27 | 14 | 579629 | 2022-12-27 | 14 | 150.59 | 1.11 | 151.7 | 0.064027
2022-12-27 | 15 | 453225 | 2022-12-27 | 15 | 176.35 | 1.21 | 177.56 | 0.058598
2022-12-27 | 16 | 171657 | 2022-12-27 | 16 | 205.41 | 1.14 | 206.55 | 0.025817
2022-12-27 | 17 | 23 | 2022-12-27 | 17 | 207.77 | 1.12 | 208.89 | 3.4984e-06
2022-12-27 | 18 | 0 | 2022-12-27 | 18 | 201.79 | 1.07 | 202.86 | 0
2022-12-27 | 19 | 0 | 2022-12-27 | 19 | 200.55 | 1.19 | 201.74 | 0
2022-12-27 | 20 | 0 | 2022-12-27 | 20 | 211.13 | 1.3 | 212.43 | 0
2022-12-27 | 21 | 0 | 2022-12-27 | 21 | 195.53 | 1.19 | 196.72 | 0
2022-12-27 | 22 | 0 | 2022-12-27 | 22 | 180.61 | 1.34 | 181.95 | 0
2022-12-27 | 23 | 0 | 2022-12-27 | 23 | 168.31 | 1.32 | 169.63 | 0
2022-12-27 | 24 | 0 | 2022-12-27 | 24 | 180.07 | 1.18 | 181.25 | 0
2022-12-28 | 1 | 0 | 2022-12-28 | 1 | 156.24 | 2.14 | 158.38 | 0
2022-12-28 | 2 | 0 | 2022-12-28 | 2 | 173.99 | 1.94 | 175.93 | 0
2022-12-28 | 3 | 0 | 2022-12-28 | 3 | 171.1 | 1.73 | 172.83 | 0
2022-12-28 | 4 | 0 | 2022-12-28 | 4 | 192.63 | 1.6 | 194.23 | 0
2022-12-28 | 5 | 0 | 2022-12-28 | 5 | 196.95 | 1.6 | 198.55 | 0
2022-12-28 | 6 | 0 | 2022-12-28 | 6 | 216.24 | 4.5 | 220.74 | 0
2022-12-28 | 7 | 0 | 2022-12-28 | 7 | 259.86 | 4.75 | 264.61 | 0
2022-12-28 | 8 | 103 | 2022-12-28 | 8 | 273.58 | 7.44 | 281.02 | 2.1077e-05
2022-12-28 | 9 | 707 | 2022-12-28 | 9 | 231.44 | 3.49 | 234.93 | 0.00012094
2022-12-28 | 10 | 1250 | 2022-12-28 | 10 | 179.88 | 2.53 | 182.41 | 0.00016603
2022-12-28 | 11 | 15909 | 2022-12-28 | 11 | 151.85 | 3.84 | 155.69 | 0.0018036
2022-12-28 | 12 | 163003 | 2022-12-28 | 12 | 142.7 | 3.03 | 145.73 | 0.017297
2022-12-28 | 13 | 140756 | 2022-12-28 | 13 | 124.42 | 2.34 | 126.76 | 0.012992
2022-12-28 | 14 | 108657 | 2022-12-28 | 14 | 124.01 | 2.28 | 126.29 | 0.009992
2022-12-28 | 15 | 313 | 2022-12-28 | 15 | 168.78 | 2.49 | 171.27 | 3.9035e-05
2022-12-28 | 16 | 173 | 2022-12-28 | 16 | 155.83 | 2.34 | 158.17 | 1.9925e-05
2022-12-28 | 17 | 0 | 2022-12-28 | 17 | 157.53 | 2.24 | 159.77 | 0
2022-12-28 | 18 | 0 | 2022-12-28 | 18 | 174.71 | 2.37 | 177.08 | 0
2022-12-28 | 19 | 0 | 2022-12-28 | 19 | 145.83 | 2.32 | 148.15 | 0
2022-12-28 | 20 | 0 | 2022-12-28 | 20 | 134.03 | 2.23 | 136.26 | 0
2022-12-28 | 21 | 0 | 2022-12-28 | 21 | 121.62 | 2.47 | 124.09 | 0
2022-12-28 | 22 | 0 | 2022-12-28 | 22 | 126.28 | 2.42 | 128.7 | 0
2022-12-28 | 23 | 0 | 2022-12-28 | 23 | 118.96 | 2.47 | 121.43 | 0
2022-12-28 | 24 | 0 | 2022-12-28 | 24 | 71.87 | 3.04 | 74.91 | 0
2022-12-29 | 1 | 0 | 2022-12-29 | 1 | 94.52 | 1.45 | 95.97 | 0
2022-12-29 | 2 | 0 | 2022-12-29 | 2 | 134.31 | 1.65 | 135.96 | 0
2022-12-29 | 3 | 0 | 2022-12-29 | 3 | 128.94 | 1.21 | 130.15 | 0
2022-12-29 | 4 | 0 | 2022-12-29 | 4 | 121.66 | 1.25 | 122.91 | 0
2022-12-29 | 5 | 0 | 2022-12-29 | 5 | 150.61 | 1.62 | 152.23 | 0
2022-12-29 | 6 | 0 | 2022-12-29 | 6 | 171.61 | 2.83 | 174.44 | 0
2022-12-29 | 7 | 0 | 2022-12-29 | 7 | 181.86 | 4.68 | 186.54 | 0
2022-12-29 | 8 | 137 | 2022-12-29 | 8 | 177.87 | 3.22 | 181.09 | 1.8065e-05
2022-12-29 | 9 | 2700 | 2022-12-29 | 9 | 186.05 | 3 | 189.05 | 0.00037168
2022-12-29 | 10 | 313034 | 2022-12-29 | 10 | 130.75 | 2.3 | 133.05 | 0.030327
2022-12-29 | 11 | 505730 | 2022-12-29 | 11 | 44.57 | 2.02 | 46.59 | 0.017157
2022-12-29 | 12 | 559065 | 2022-12-29 | 12 | 47.76 | 2.07 | 49.83 | 0.020285
2022-12-29 | 13 | 578673 | 2022-12-29 | 13 | 45.71 | 2.09 | 47.8 | 0.020141
2022-12-29 | 14 | 582035 | 2022-12-29 | 14 | 45.27 | 2.06 | 47.33 | 0.020059
2022-12-29 | 15 | 414033 | 2022-12-29 | 15 | 60.48 | 2.1 | 62.58 | 0.018867
2022-12-29 | 16 | 175138 | 2022-12-29 | 16 | 104.22 | 2.5 | 106.72 | 0.01361
2022-12-29 | 17 | 23 | 2022-12-29 | 17 | 116.2 | 2.61 | 118.81 | 1.9898e-06
2022-12-29 | 18 | 0 | 2022-12-29 | 18 | 130.53 | 2.22 | 132.75 | 0
2022-12-29 | 19 | 0 | 2022-12-29 | 19 | 125.96 | 2.23 | 128.19 | 0
2022-12-29 | 20 | 0 | 2022-12-29 | 20 | 119.59 | 2.9 | 122.49 | 0
2022-12-29 | 21 | 0 | 2022-12-29 | 21 | 80.47 | 3.11 | 83.58 | 0
2022-12-29 | 22 | 0 | 2022-12-29 | 22 | 94.48 | 2.51 | 96.99 | 0
2022-12-29 | 23 | 0 | 2022-12-29 | 23 | 83.48 | 2.77 | 86.25 | 0
2022-12-29 | 24 | 0 | 2022-12-29 | 24 | 57.78 | 1.77 | 59.55 | 0
2022-12-30 | 1 | 0 | 2022-12-30 | 1 | 59.59 | 0.84 | 60.43 | 0
2022-12-30 | 2 | 0 | 2022-12-30 | 2 | 57.04 | 0.47 | 57.51 | 0
2022-12-30 | 3 | 0 | 2022-12-30 | 3 | 46.04 | 0.28 | 46.32 | 0
2022-12-30 | 4 | 0 | 2022-12-30 | 4 | 43.48 | 0.27 | 43.75 | 0
2022-12-30 | 5 | 0 | 2022-12-30 | 5 | 46.08 | 0.29 | 46.37 | 0
2022-12-30 | 6 | 0 | 2022-12-30 | 6 | 44.49 | 0.35 | 44.84 | 0
2022-12-30 | 7 | 0 | 2022-12-30 | 7 | 42.99 | 0.39 | 43.38 | 0
2022-12-30 | 8 | 93 | 2022-12-30 | 8 | 47.29 | 1.21 | 48.5 | 3.2844e-06
2022-12-30 | 9 | 1173 | 2022-12-30 | 9 | 47.51 | 1.18 | 48.69 | 4.1587e-05
2022-12-30 | 10 | 3290 | 2022-12-30 | 10 | 41.74 | 1.14 | 42.88 | 0.00010272
2022-12-30 | 11 | 434566 | 2022-12-30 | 11 | 33.11 | 1.27 | 34.38 | 0.010879
2022-12-30 | 12 | 252024 | 2022-12-30 | 12 | 32.56 | 1.2 | 33.76 | 0.0061954
2022-12-30 | 13 | 566245 | 2022-12-30 | 13 | 32.73 | 1.23 | 33.96 | 0.014002
2022-12-30 | 14 | 337106 | 2022-12-30 | 14 | 32.76 | 1.44 | 34.2 | 0.0083949
2022-12-30 | 15 | 139328 | 2022-12-30 | 15 | 33.46 | 1.11 | 34.57 | 0.0035072
2022-12-30 | 16 | 570 | 2022-12-30 | 16 | 37.89 | 1.06 | 38.95 | 1.6166e-05
2022-12-30 | 17 | 10 | 2022-12-30 | 17 | 46.65 | 1.17 | 47.82 | 3.482e-07
2022-12-30 | 18 | 0 | 2022-12-30 | 18 | 54.22 | 1.81 | 56.03 | 0
2022-12-30 | 19 | 0 | 2022-12-30 | 19 | 45.01 | 1.21 | 46.22 | 0
2022-12-30 | 20 | 0 | 2022-12-30 | 20 | 40.49 | 1.06 | 41.55 | 0
2022-12-30 | 21 | 0 | 2022-12-30 | 21 | 34 | 1.1 | 35.1 | 0
2022-12-30 | 22 | 0 | 2022-12-30 | 22 | 30.71 | 1.13 | 31.84 | 0
2022-12-30 | 23 | 0 | 2022-12-30 | 23 | 33.44 | 1.27 | 34.71 | 0
2022-12-30 | 24 | 0 | 2022-12-30 | 24 | 30.36 | 0.4 | 30.76 | 0
2022-12-31 | 1 | 0 | 2022-12-31 | 1 | 50.81 | 0.93 | 51.74 | 0
2022-12-31 | 2 | 0 | 2022-12-31 | 2 | 35.4 | 0.57 | 35.97 | 0
2022-12-31 | 3 | 0 | 2022-12-31 | 3 | 39.9 | 0.75 | 40.65 | 0
2022-12-31 | 4 | 0 | 2022-12-31 | 4 | 31.62 | 0.56 | 32.18 | 0
2022-12-31 | 5 | 0 | 2022-12-31 | 5 | 29.99 | 0.59 | 30.58 | 0
2022-12-31 | 6 | 0 | 2022-12-31 | 6 | 32.87 | 0.56 | 33.43 | 0
2022-12-31 | 7 | 0 | 2022-12-31 | 7 | 29.45 | 0.61 | 30.06 | 0
2022-12-31 | 8 | 100 | 2022-12-31 | 8 | 33.08 | 0.59 | 33.67 | 2.4517e-06
2022-12-31 | 9 | 1240 | 2022-12-31 | 9 | 32.82 | 0.57 | 33.39 | 3.0148e-05
2022-12-31 | 10 | 266529 | 2022-12-31 | 10 | 32.79 | 0.53 | 33.32 | 0.0064666
2022-12-31 | 11 | 17830 | 2022-12-31 | 11 | 70.23 | 0.77 | 71 | 0.0009218
2022-12-31 | 12 | 108835 | 2022-12-31 | 12 | 67.81 | 0.94 | 68.75 | 0.0054484
2022-12-31 | 13 | 973 | 2022-12-31 | 13 | 64.43 | 0.75 | 65.18 | 4.618e-05
2022-12-31 | 14 | 977 | 2022-12-31 | 14 | 67.66 | 0.65 | 68.31 | 4.8596e-05
2022-12-31 | 15 | 657 | 2022-12-31 | 15 | 72.74 | 0.68 | 73.42 | 3.5124e-05
2022-12-31 | 16 | 117 | 2022-12-31 | 16 | 45.08 | 0.59 | 45.67 | 3.8908e-06
2022-12-31 | 17 | 0 | 2022-12-31 | 17 | 60.23 | 0.73 | 60.96 | 0
2022-12-31 | 18 | 0 | 2022-12-31 | 18 | 61.12 | 0.66 | 61.78 | 0
2022-12-31 | 19 | 0 | 2022-12-31 | 19 | 39.87 | 0.66 | 40.53 | 0
2022-12-31 | 20 | 0 | 2022-12-31 | 20 | 26.38 | 1.28 | 27.66 | 0
2022-12-31 | 21 | 0 | 2022-12-31 | 21 | 25.33 | 0.66 | 25.99 | 0
2022-12-31 | 22 | 0 | 2022-12-31 | 22 | 31.7 | 0.6 | 32.3 | 0
2022-12-31 | 23 | 0 | 2022-12-31 | 23 | 44.15 | 0.78 | 44.93 | 0
2022-12-31 | 24 | 0 | 2022-12-31 | 24 | 58.67 | 1.74 | 60.41 | 0
2023-01-01 | 1 | 0 | 2023-01-01 | 1 | 37.06 | 0.8 | 37.86 | 0
2023-01-01 | 2 | 0 | 2023-01-01 | 2 | 33.48 | 0.47 | 33.95 | 0
2023-01-01 | 3 | 0 | 2023-01-01 | 3 | 32.1 | 0.43 | 32.53 | 0
2023-01-01 | 4 | 0 | 2023-01-01 | 4 | 31.8 | 0.43 | 32.23 | 0
2023-01-01 | 5 | 0 | 2023-01-01 | 5 | 31.88 | 0.6 | 32.48 | 0
2023-01-01 | 6 | 0 | 2023-01-01 | 6 | 29.99 | 0.57 | 30.56 | 0
2023-01-01 | 7 | 0 | 2023-01-01 | 7 | 24.84 | 0.72 | 25.56 | 0
2023-01-01 | 8 | 53 | 2023-01-01 | 8 | 25.2 | 0.63 | 25.83 | 9.9684e-07
2023-01-01 | 9 | 2150 | 2023-01-01 | 9 | 14.29 | 0.61 | 14.9 | 2.3326e-05
2023-01-01 | 10 | 315215 | 2023-01-01 | 10 | 10.26 | 0.51 | 10.77 | 0.002472
2023-01-01 | 11 | 25612 | 2023-01-01 | 11 | -5.27 | 0.77 | -4.5 | -8.3923e-05
2023-01-01 | 12 | 146802 | 2023-01-01 | 12 | 22.3 | 0.73 | 23.03 | 0.0024618
2023-01-01 | 13 | 184066 | 2023-01-01 | 13 | 21.81 | 0.54 | 22.35 | 0.0029955
2023-01-01 | 14 | 360168 | 2023-01-01 | 14 | 20.16 | 0.51 | 20.67 | 0.0054209
2023-01-01 | 15 | 130671 | 2023-01-01 | 15 | 23.67 | 0.57 | 24.24 | 0.0023064
2023-01-01 | 16 | 530 | 2023-01-01 | 16 | 46.08 | 0.98 | 47.06 | 1.8162e-05
2023-01-01 | 17 | 10 | 2023-01-01 | 17 | 46.36 | 0.68 | 47.04 | 3.4252e-07
2023-01-01 | 18 | 0 | 2023-01-01 | 18 | 71.51 | 0.69 | 72.2 | 0
2023-01-01 | 19 | 0 | 2023-01-01 | 19 | 38.85 | 0.54 | 39.39 | 0
2023-01-01 | 20 | 0 | 2023-01-01 | 20 | 38.29 | 0.79 | 39.08 | 0
2023-01-01 | 21 | 0 | 2023-01-01 | 21 | 43.63 | 1.03 | 44.66 | 0
2023-01-01 | 22 | 0 | 2023-01-01 | 22 | 41.78 | 1.02 | 42.8 | 0
2023-01-01 | 23 | 0 | 2023-01-01 | 23 | 49.27 | 0.96 | 50.23 | 0
2023-01-01 | 24 | 0 | 2023-01-01 | 24 | 33.75 | 1.12 | 34.87 | 0
2023-01-02 | 1 | 0 | 2023-01-02 | 1 | 28.91 | 2.12 | 31.03 | 0
2023-01-02 | 2 | 0 | 2023-01-02 | 2 | 26.68 | 1.92 | 28.6 | 0
2023-01-02 | 3 | 0 | 2023-01-02 | 3 | 27.82 | 1.84 | 29.66 | 0
2023-01-02 | 4 | 0 | 2023-01-02 | 4 | 28.08 | 1.83 | 29.91 | 0
2023-01-02 | 5 | 0 | 2023-01-02 | 5 | 40.75 | 2.25 | 43 | 0
2023-01-02 | 6 | 0 | 2023-01-02 | 6 | 32.37 | 2.49 | 34.86 | 0
2023-01-02 | 7 | 0 | 2023-01-02 | 7 | 30.44 | 2.06 | 32.5 | 0
2023-01-02 | 8 | 80 | 2023-01-02 | 8 | 66.99 | 2.32 | 69.31 | 4.0375e-06
2023-01-02 | 9 | 990 | 2023-01-02 | 9 | 41.52 | 2.02 | 43.54 | 3.1387e-05
2023-01-02 | 10 | 141691 | 2023-01-02 | 10 | 62.7 | 2 | 64.7 | 0.0066753
2023-01-02 | 11 | 142261 | 2023-01-02 | 11 | 61.54 | 2.02 | 63.56 | 0.0065841
2023-01-02 | 12 | 257463 | 2023-01-02 | 12 | 58.01 | 2.77 | 60.78 | 0.011395
2023-01-02 | 13 | 302790 | 2023-01-02 | 13 | 54.38 | 2.03 | 56.41 | 0.012437
2023-01-02 | 14 | 179754 | 2023-01-02 | 14 | 65.34 | 2.05 | 67.39 | 0.0088206
2023-01-02 | 15 | 262355 | 2023-01-02 | 15 | 70.79 | 2.68 | 73.47 | 0.014035
2023-01-02 | 16 | 231556 | 2023-01-02 | 16 | 97.64 | 2.91 | 100.55 | 0.016954
2023-01-02 | 17 | 73 | 2023-01-02 | 17 | 96.31 | 2.06 | 98.37 | 5.2289e-06
2023-01-02 | 18 | 0 | 2023-01-02 | 18 | 129.93 | 2.91 | 132.84 | 0
2023-01-02 | 19 | 0 | 2023-01-02 | 19 | 103.23 | 2.83 | 106.06 | 0
2023-01-02 | 20 | 0 | 2023-01-02 | 20 | 82.44 | 2.62 | 85.06 | 0
2023-01-02 | 21 | 0 | 2023-01-02 | 21 | 93.75 | 2.74 | 96.49 | 0
2023-01-02 | 22 | 0 | 2023-01-02 | 22 | 110.11 | 2.58 | 112.69 | 0
2023-01-02 | 23 | 0 | 2023-01-02 | 23 | 89.06 | 3.81 | 92.87 | 0
2023-01-02 | 24 | 0 | 2023-01-02 | 24 | 60.96 | 2.45 | 63.41 | 0
2023-01-03 | 1 | 0 | 2023-01-03 | 1 | 72.51 | 1.49 | 74 | 0
2023-01-03 | 2 | 0 | 2023-01-03 | 2 | 53.96 | 1.35 | 55.31 | 0
2023-01-03 | 3 | 0 | 2023-01-03 | 3 | 63.12 | 1.36 | 64.48 | 0
2023-01-03 | 4 | 0 | 2023-01-03 | 4 | 71.64 | 1.25 | 72.89 | 0
2023-01-03 | 5 | 0 | 2023-01-03 | 5 | 63.01 | 1.84 | 64.85 | 0
2023-01-03 | 6 | 0 | 2023-01-03 | 6 | 74.01 | 2.56 | 76.57 | 0
2023-01-03 | 7 | 0 | 2023-01-03 | 7 | 102.96 | 4.85 | 107.81 | 0
2023-01-03 | 8 | 0 | 2023-01-03 | 8 | 138.16 | 4.59 | 142.75 | 0
2023-01-03 | 9 | 63 | 2023-01-03 | 9 | 162.97 | 3.37 | 166.34 | 7.6307e-06
2023-01-03 | 10 | 180 | 2023-01-03 | 10 | 181.42 | 2.98 | 184.4 | 2.4169e-05
2023-01-03 | 11 | 287 | 2023-01-03 | 11 | 229.9 | 3.35 | 233.25 | 4.8745e-05
2023-01-03 | 12 | 293 | 2023-01-03 | 12 | 261.24 | 4.18 | 265.42 | 5.6627e-05
2023-01-03 | 13 | 240 | 2023-01-03 | 13 | 139.83 | 3.95 | 143.78 | 2.5127e-05
2023-01-03 | 14 | 223 | 2023-01-03 | 14 | 86.84 | 2.6 | 89.44 | 1.4523e-05
2023-01-03 | 15 | 227 | 2023-01-03 | 15 | 61.84 | 2.34 | 64.18 | 1.0608e-05
2023-01-03 | 16 | 77 | 2023-01-03 | 16 | 57.72 | 2.76 | 60.48 | 3.391e-06
2023-01-03 | 17 | 0 | 2023-01-03 | 17 | 39.46 | 2.04 | 41.5 | 0
2023-01-03 | 18 | 0 | 2023-01-03 | 18 | 45.39 | 2.06 | 47.45 | 0
2023-01-03 | 19 | 0 | 2023-01-03 | 19 | 54.53 | 2.31 | 56.84 | 0
2023-01-03 | 20 | 0 | 2023-01-03 | 20 | 46.35 | 2.35 | 48.7 | 0
2023-01-03 | 21 | 0 | 2023-01-03 | 21 | 42.38 | 2.17 | 44.55 | 0
2023-01-03 | 22 | 0 | 2023-01-03 | 22 | 37.24 | 2.15 | 39.39 | 0
2023-01-03 | 23 | 0 | 2023-01-03 | 23 | 36.84 | 2.3 | 39.14 | 0
2023-01-03 | 24 | 0 | 2023-01-03 | 24 | 34.89 | 1.93 | 36.82 | 0
2023-01-04 | 1 | 0 | 2023-01-04 | 1 | 37.01 | 0.71 | 37.72 | 0
2023-01-04 | 2 | 0 | 2023-01-04 | 2 | 35.93 | 0.86 | 36.79 | 0
2023-01-04 | 3 | 0 | 2023-01-04 | 3 | 33.77 | 0.9 | 34.67 | 0
2023-01-04 | 4 | 0 | 2023-01-04 | 4 | 32.82 | 0.89 | 33.71 | 0
2023-01-04 | 5 | 0 | 2023-01-04 | 5 | 35.4 | 1.04 | 36.44 | 0
2023-01-04 | 6 | 0 | 2023-01-04 | 6 | 31.8 | 0.79 | 32.59 | 0
2023-01-04 | 7 | 0 | 2023-01-04 | 7 | 32.82 | 0.8 | 33.62 | 0
2023-01-04 | 8 | 10 | 2023-01-04 | 8 | 41.82 | 1.69 | 43.51 | 3.1682e-07
2023-01-04 | 9 | 330 | 2023-01-04 | 9 | 39.61 | 1.49 | 41.1 | 9.876e-06
2023-01-04 | 10 | 860 | 2023-01-04 | 10 | 40.37 | 1.46 | 41.83 | 2.6195e-05
2023-01-04 | 11 | 2133 | 2023-01-04 | 11 | 34.48 | 1.44 | 35.92 | 5.5789e-05
2023-01-04 | 12 | 198533 | 2023-01-04 | 12 | 34.51 | 1.42 | 35.93 | 0.0051942
2023-01-04 | 13 | 188736 | 2023-01-04 | 13 | 35.26 | 1.44 | 36.7 | 0.0050437
2023-01-04 | 14 | 72598 | 2023-01-04 | 14 | 37.98 | 1.44 | 39.42 | 0.0020838
2023-01-04 | 15 | 537 | 2023-01-04 | 15 | 37.26 | 1.43 | 38.69 | 1.5129e-05
2023-01-04 | 16 | 233 | 2023-01-04 | 16 | 29.51 | 1.38 | 30.89 | 5.2408e-06
2023-01-04 | 17 | 0 | 2023-01-04 | 17 | 37.48 | 1.45 | 38.93 | 0
2023-01-04 | 18 | 0 | 2023-01-04 | 18 | 56.73 | 1.59 | 58.32 | 0
2023-01-04 | 19 | 0 | 2023-01-04 | 19 | 39.44 | 1.55 | 40.99 | 0
2023-01-04 | 20 | 0 | 2023-01-04 | 20 | 29.15 | 1.38 | 30.53 | 0
2023-01-04 | 21 | 0 | 2023-01-04 | 21 | 27.79 | 1.41 | 29.2 | 0
2023-01-04 | 22 | 0 | 2023-01-04 | 22 | 27.9 | 1.53 | 29.43 | 0
2023-01-04 | 23 | 0 | 2023-01-04 | 23 | 11.61 | 1.68 | 13.29 | 0
2023-01-04 | 24 | 0 | 2023-01-04 | 24 | 18.42 | 0.94 | 19.36 | 0
2023-01-05 | 1 | 0 | 2023-01-05 | 1 | 24.96 | 0.53 | 25.49 | 0
2023-01-05 | 2 | 0 | 2023-01-05 | 2 | 28.2 | 0.35 | 28.55 | 0
2023-01-05 | 3 | 0 | 2023-01-05 | 3 | 25.58 | 0.33 | 25.91 | 0
2023-01-05 | 4 | 0 | 2023-01-05 | 4 | 26.72 | 0.33 | 27.05 | 0
2023-01-05 | 5 | 0 | 2023-01-05 | 5 | 26.87 | 0.33 | 27.2 | 0
2023-01-05 | 6 | 0 | 2023-01-05 | 6 | 28.13 | 0.56 | 28.69 | 0
2023-01-05 | 7 | 0 | 2023-01-05 | 7 | 26.92 | 0.5 | 27.42 | 0
2023-01-05 | 8 | 0 | 2023-01-05 | 8 | 26.98 | 1.35 | 28.33 | 0
2023-01-05 | 9 | 113 | 2023-01-05 | 9 | 26.66 | 1.18 | 27.84 | 2.2907e-06
2023-01-05 | 10 | 453 | 2023-01-05 | 10 | 27.08 | 1.22 | 28.3 | 9.3349e-06
2023-01-05 | 11 | 820 | 2023-01-05 | 11 | 37.43 | 1.16 | 38.59 | 2.3042e-05
2023-01-05 | 12 | 863 | 2023-01-05 | 12 | 36.6 | 1.15 | 37.75 | 2.3722e-05
2023-01-05 | 13 | 1120 | 2023-01-05 | 13 | 33.17 | 1.09 | 34.26 | 2.794e-05
2023-01-05 | 14 | 24592 | 2023-01-05 | 14 | 32.63 | 1.13 | 33.76 | 0.00060453
2023-01-05 | 15 | 727 | 2023-01-05 | 15 | 33.16 | 1.15 | 34.31 | 1.8163e-05
2023-01-05 | 16 | 180 | 2023-01-05 | 16 | 37.02 | 1.17 | 38.19 | 5.0055e-06
2023-01-05 | 17 | 0 | 2023-01-05 | 17 | 48.79 | 1.12 | 49.91 | 0
2023-01-05 | 18 | 0 | 2023-01-05 | 18 | 63.21 | 1.26 | 64.47 | 0
2023-01-05 | 19 | 0 | 2023-01-05 | 19 | 48.78 | 1.09 | 49.87 | 0
2023-01-05 | 20 | 0 | 2023-01-05 | 20 | 49.89 | 1.73 | 51.62 | 0
2023-01-05 | 21 | 0 | 2023-01-05 | 21 | 47.96 | 1.32 | 49.28 | 0
2023-01-05 | 22 | 0 | 2023-01-05 | 22 | 57.39 | 1.45 | 58.84 | 0
2023-01-05 | 23 | 0 | 2023-01-05 | 23 | 45.97 | 1.74 | 47.71 | 0
2023-01-05 | 24 | 0 | 2023-01-05 | 24 | 32.53 | 0.62 | 33.15 | 0
2023-01-06 | 1 | 0 | 2023-01-06 | 1 | 40.94 | 0.27 | 41.21 | 0
2023-01-06 | 2 | 0 | 2023-01-06 | 2 | 38.4 | 0.17 | 38.57 | 0
2023-01-06 | 3 | 0 | 2023-01-06 | 3 | 37.78 | 0.16 | 37.94 | 0
2023-01-06 | 4 | 0 | 2023-01-06 | 4 | 39.74 | 0.16 | 39.9 | 0
2023-01-06 | 5 | 0 | 2023-01-06 | 5 | 40.89 | 0.16 | 41.05 | 0
2023-01-06 | 6 | 0 | 2023-01-06 | 6 | 40.41 | 0.28 | 40.69 | 0
2023-01-06 | 7 | 0 | 2023-01-06 | 7 | 58.85 | 0.59 | 59.44 | 0
2023-01-06 | 8 | 0 | 2023-01-06 | 8 | 63.93 | 2.76 | 66.69 | 0
2023-01-06 | 9 | 117 | 2023-01-06 | 9 | 69.98 | 1.65 | 71.63 | 6.1025e-06
2023-01-06 | 10 | 217 | 2023-01-06 | 10 | 86.86 | 1.56 | 88.42 | 1.3971e-05
2023-01-06 | 11 | 297 | 2023-01-06 | 11 | 63.88 | 1.34 | 65.22 | 1.4105e-05
2023-01-06 | 12 | 917 | 2023-01-06 | 12 | 67.12 | 1.3 | 68.42 | 4.5685e-05
2023-01-06 | 13 | 760 | 2023-01-06 | 13 | 51.34 | 1 | 52.34 | 2.8965e-05
2023-01-06 | 14 | 333 | 2023-01-06 | 14 | 46.4 | 0.95 | 47.35 | 1.1481e-05
2023-01-06 | 15 | 183 | 2023-01-06 | 15 | 43.12 | 0.95 | 44.07 | 5.8724e-06
2023-01-06 | 16 | 43 | 2023-01-06 | 16 | 41.05 | 1.02 | 42.07 | 1.3172e-06
2023-01-06 | 17 | 0 | 2023-01-06 | 17 | 46.07 | 1.02 | 47.09 | 0
2023-01-06 | 18 | 0 | 2023-01-06 | 18 | 50.75 | 0.86 | 51.61 | 0
2023-01-06 | 19 | 0 | 2023-01-06 | 19 | 45.48 | 0.93 | 46.41 | 0
2023-01-06 | 20 | 0 | 2023-01-06 | 20 | 40.89 | 1.22 | 42.11 | 0
2023-01-06 | 21 | 0 | 2023-01-06 | 21 | 42.21 | 1.05 | 43.26 | 0
2023-01-06 | 22 | 0 | 2023-01-06 | 22 | 42.92 | 1.17 | 44.09 | 0
2023-01-06 | 23 | 0 | 2023-01-06 | 23 | 48.99 | 1.39 | 50.38 | 0
2023-01-06 | 24 | 0 | 2023-01-06 | 24 | 39.99 | 0.34 | 40.33 | 0
2023-01-07 | 1 | 0 | 2023-01-07 | 1 | 40.52 | 0.4 | 40.92 | 0
2023-01-07 | 2 | 0 | 2023-01-07 | 2 | 38.12 | 0.39 | 38.51 | 0
2023-01-07 | 3 | 0 | 2023-01-07 | 3 | 36.67 | 0.39 | 37.06 | 0
2023-01-07 | 4 | 0 | 2023-01-07 | 4 | 38.03 | 0.39 | 38.42 | 0
2023-01-07 | 5 | 0 | 2023-01-07 | 5 | 37.29 | 0.39 | 37.68 | 0
2023-01-07 | 6 | 0 | 2023-01-07 | 6 | 38.34 | 0.39 | 38.73 | 0
2023-01-07 | 7 | 0 | 2023-01-07 | 7 | 32.62 | 0.57 | 33.19 | 0
2023-01-07 | 8 | 7 | 2023-01-07 | 8 | 52.43 | 0.61 | 53.04 | 2.7035e-07
2023-01-07 | 9 | 143 | 2023-01-07 | 9 | 77.1 | 0.7 | 77.8 | 8.101e-06
2023-01-07 | 10 | 367 | 2023-01-07 | 10 | 72.76 | 0.65 | 73.41 | 1.9618e-05
2023-01-07 | 11 | 1203 | 2023-01-07 | 11 | 61.1 | 0.7 | 61.8 | 5.4135e-05
2023-01-07 | 12 | 4413 | 2023-01-07 | 12 | 40.2 | 0.51 | 40.71 | 0.00013082
2023-01-07 | 13 | 197194 | 2023-01-07 | 13 | 35.43 | 0.47 | 35.9 | 0.0051548
2023-01-07 | 14 | 3180 | 2023-01-07 | 14 | 35.82 | 0.45 | 36.27 | 8.3985e-05
2023-01-07 | 15 | 119857 | 2023-01-07 | 15 | 39.78 | 0.75 | 40.53 | 0.0035372
2023-01-07 | 16 | 567 | 2023-01-07 | 16 | 40.21 | 0.83 | 41.04 | 1.6944e-05
2023-01-07 | 17 | 0 | 2023-01-07 | 17 | 56.24 | 0.67 | 56.91 | 0
2023-01-07 | 18 | 0 | 2023-01-07 | 18 | 52.69 | 1.23 | 53.92 | 0
2023-01-07 | 19 | 0 | 2023-01-07 | 19 | 42.94 | 0.55 | 43.49 | 0
2023-01-07 | 20 | 0 | 2023-01-07 | 20 | 45.58 | 0.97 | 46.55 | 0
2023-01-07 | 21 | 0 | 2023-01-07 | 21 | 38.07 | 0.51 | 38.58 | 0
2023-01-07 | 22 | 0 | 2023-01-07 | 22 | 37.66 | 0.48 | 38.14 | 0
2023-01-07 | 23 | 0 | 2023-01-07 | 23 | 36.68 | 0.6 | 37.28 | 0
2023-01-07 | 24 | 0 | 2023-01-07 | 24 | 45.8 | 0.92 | 46.72 | 0
2023-01-08 | 1 | 0 | 2023-01-08 | 1 | 55.07 | 0.59 | 55.66 | 0
2023-01-08 | 2 | 0 | 2023-01-08 | 2 | 48.68 | 0.38 | 49.06 | 0
2023-01-08 | 3 | 0 | 2023-01-08 | 3 | 39.93 | 0.38 | 40.31 | 0
2023-01-08 | 4 | 0 | 2023-01-08 | 4 | 40.53 | 0.38 | 40.91 | 0
2023-01-08 | 5 | 0 | 2023-01-08 | 5 | 38.81 | 0.36 | 39.17 | 0
2023-01-08 | 6 | 0 | 2023-01-08 | 6 | 32.29 | 0.44 | 32.73 | 0
2023-01-08 | 7 | 0 | 2023-01-08 | 7 | 23.9 | 0.42 | 24.32 | 0
2023-01-08 | 8 | 100 | 2023-01-08 | 8 | 36.27 | 0.43 | 36.7 | 2.6723e-06
2023-01-08 | 9 | 2667 | 2023-01-08 | 9 | 35.37 | 0.79 | 36.16 | 7.0222e-05
2023-01-08 | 10 | 277625 | 2023-01-08 | 10 | 28.51 | 0.41 | 28.92 | 0.0058463
2023-01-08 | 11 | 462500 | 2023-01-08 | 11 | 30.72 | 0.34 | 31.06 | 0.01046
2023-01-08 | 12 | 605717 | 2023-01-08 | 12 | 30.7 | 0.33 | 31.03 | 0.013686
2023-01-08 | 13 | 675680 | 2023-01-08 | 13 | 32.08 | 0.31 | 32.39 | 0.015936
2023-01-08 | 14 | 606168 | 2023-01-08 | 14 | 34.32 | 0.32 | 34.64 | 0.01529
2023-01-08 | 15 | 477408 | 2023-01-08 | 15 | 35.98 | 0.38 | 36.36 | 0.01264
2023-01-08 | 16 | 252423 | 2023-01-08 | 16 | 47.19 | 0.38 | 47.57 | 0.0087435
2023-01-08 | 17 | 43 | 2023-01-08 | 17 | 55.1 | 0.42 | 55.52 | 1.7384e-06
2023-01-08 | 18 | 0 | 2023-01-08 | 18 | 67.34 | 0.55 | 67.89 | 0
2023-01-08 | 19 | 0 | 2023-01-08 | 19 | 44 | 0.34 | 44.34 | 0
2023-01-08 | 20 | 0 | 2023-01-08 | 20 | 44.18 | 0.37 | 44.55 | 0
2023-01-08 | 21 | 0 | 2023-01-08 | 21 | 43.4 | 0.35 | 43.75 | 0
2023-01-08 | 22 | 0 | 2023-01-08 | 22 | 38.93 | 0.37 | 39.3 | 0
2023-01-08 | 23 | 0 | 2023-01-08 | 23 | 40.86 | 0.49 | 41.35 | 0
2023-01-08 | 24 | 0 | 2023-01-08 | 24 | 41.15 | 0.54 | 41.69 | 0
2023-01-09 | 1 | 0 | 2023-01-09 | 1 | 32.37 | 0.34 | 32.71 | 0
2023-01-09 | 2 | 0 | 2023-01-09 | 2 | 33.59 | 0.27 | 33.86 | 0
2023-01-09 | 3 | 0 | 2023-01-09 | 3 | 32.97 | 0.3 | 33.27 | 0
2023-01-09 | 4 | 0 | 2023-01-09 | 4 | 33.93 | 0.31 | 34.24 | 0
2023-01-09 | 5 | 0 | 2023-01-09 | 5 | 34.76 | 0.6 | 35.36 | 0
2023-01-09 | 6 | 0 | 2023-01-09 | 6 | 30.74 | 0.59 | 31.33 | 0
2023-01-09 | 7 | 0 | 2023-01-09 | 7 | 41.2 | 0.46 | 41.66 | 0
2023-01-09 | 8 | 123 | 2023-01-09 | 8 | 54.67 | 1.48 | 56.15 | 5.029e-06
2023-01-09 | 9 | 1003 | 2023-01-09 | 9 | 49.98 | 1.18 | 51.16 | 3.7364e-05
2023-01-09 | 10 | 242978 | 2023-01-09 | 10 | 46.29 | 1.13 | 47.42 | 0.0083898
2023-01-09 | 11 | 522823 | 2023-01-09 | 11 | 43.14 | 1.44 | 44.58 | 0.016971
2023-01-09 | 12 | 635999 | 2023-01-09 | 12 | 37.77 | 1.13 | 38.9 | 0.018015
2023-01-09 | 13 | 601462 | 2023-01-09 | 13 | 35.33 | 1.12 | 36.45 | 0.015964
2023-01-09 | 14 | 598323 | 2023-01-09 | 14 | 29.78 | 1.13 | 30.91 | 0.013467
2023-01-09 | 15 | 463017 | 2023-01-09 | 15 | 34.32 | 1.06 | 35.38 | 0.011928
2023-01-09 | 16 | 255655 | 2023-01-09 | 16 | 46.41 | 1.05 | 47.46 | 0.008835
2023-01-09 | 17 | 67 | 2023-01-09 | 17 | 42.03 | 1.03 | 43.06 | 2.1007e-06
2023-01-09 | 18 | 0 | 2023-01-09 | 18 | 75.94 | 1 | 76.94 | 0
2023-01-09 | 19 | 0 | 2023-01-09 | 19 | 54.33 | 1.28 | 55.61 | 0
2023-01-09 | 20 | 0 | 2023-01-09 | 20 | 40.35 | 1.12 | 41.47 | 0
2023-01-09 | 21 | 0 | 2023-01-09 | 21 | 46.99 | 1.1 | 48.09 | 0
2023-01-09 | 22 | 0 | 2023-01-09 | 22 | 39.85 | 1.14 | 40.99 | 0
2023-01-09 | 23 | 0 | 2023-01-09 | 23 | 57.67 | 1.32 | 58.99 | 0
2023-01-09 | 24 | 0 | 2023-01-09 | 24 | 41.69 | 0.74 | 42.43 | 0
2023-01-10 | 1 | 0 | 2023-01-10 | 1 | 87.49 | 2.09 | 89.58 | 0
2023-01-10 | 2 | 0 | 2023-01-10 | 2 | 136.65 | 2.05 | 138.7 | 0
2023-01-10 | 3 | 0 | 2023-01-10 | 3 | 186.88 | 2.05 | 188.93 | 0
2023-01-10 | 4 | 0 | 2023-01-10 | 4 | 153.63 | 2.05 | 155.68 | 0
2023-01-10 | 5 | 0 | 2023-01-10 | 5 | 153.2 | 2.05 | 155.25 | 0
2023-01-10 | 6 | 0 | 2023-01-10 | 6 | 60.11 | 2.34 | 62.45 | 0
2023-01-10 | 7 | 0 | 2023-01-10 | 7 | 84.11 | 2.61 | 86.72 | 0
2023-01-10 | 8 | 70 | 2023-01-10 | 8 | 99.46 | 4.65 | 104.11 | 5.3066e-06
2023-01-10 | 9 | 2347 | 2023-01-10 | 9 | 91.56 | 3.34 | 94.9 | 0.00016218
2023-01-10 | 10 | 14623 | 2023-01-10 | 10 | 111.52 | 3.14 | 114.66 | 0.0012209
2023-01-10 | 11 | 165568 | 2023-01-10 | 11 | 67.83 | 2.96 | 70.79 | 0.0085344
2023-01-10 | 12 | 312602 | 2023-01-10 | 12 | 64.27 | 2.93 | 67.2 | 0.015296
2023-01-10 | 13 | 493809 | 2023-01-10 | 13 | 56.2 | 3.07 | 59.27 | 0.021312
2023-01-10 | 14 | 545552 | 2023-01-10 | 14 | 56.24 | 2.96 | 59.2 | 0.023517
2023-01-10 | 15 | 208917 | 2023-01-10 | 15 | 58.22 | 2.87 | 61.09 | 0.0092933
2023-01-10 | 16 | 263206 | 2023-01-10 | 16 | 83.68 | 3.2 | 86.88 | 0.016651
2023-01-10 | 17 | 57 | 2023-01-10 | 17 | 60.9 | 2.9 | 63.8 | 2.648e-06
2023-01-10 | 18 | 0 | 2023-01-10 | 18 | 60.01 | 2.8 | 62.81 | 0
2023-01-10 | 19 | 0 | 2023-01-10 | 19 | 60.88 | 2.8 | 63.68 | 0
2023-01-10 | 20 | 0 | 2023-01-10 | 20 | 64.7 | 3.44 | 68.14 | 0
2023-01-10 | 21 | 0 | 2023-01-10 | 21 | 75.03 | 3.56 | 78.59 | 0
2023-01-10 | 22 | 0 | 2023-01-10 | 22 | 77.74 | 2.98 | 80.72 | 0
2023-01-10 | 23 | 0 | 2023-01-10 | 23 | 68.92 | 3.2 | 72.12 | 0
2023-01-10 | 24 | 0 | 2023-01-10 | 24 | 59.33 | 2.28 | 61.61 | 0
2023-01-11 | 1 | 0 | 2023-01-11 | 1 | 55.37 | 0.72 | 56.09 | 0
2023-01-11 | 2 | 0 | 2023-01-11 | 2 | 52.21 | 0.69 | 52.9 | 0
2023-01-11 | 3 | 0 | 2023-01-11 | 3 | 53.05 | 0.69 | 53.74 | 0
2023-01-11 | 4 | 0 | 2023-01-11 | 4 | 56.76 | 0.69 | 57.45 | 0
2023-01-11 | 5 | 0 | 2023-01-11 | 5 | 67.06 | 0.69 | 67.75 | 0
2023-01-11 | 6 | 0 | 2023-01-11 | 6 | 84.64 | 0.93 | 85.57 | 0
2023-01-11 | 7 | 0 | 2023-01-11 | 7 | 89.87 | 1.07 | 90.94 | 0
2023-01-11 | 8 | 177 | 2023-01-11 | 8 | 116.29 | 2.69 | 118.98 | 1.5335e-05
2023-01-11 | 9 | 119135 | 2023-01-11 | 9 | 100.4 | 1.9 | 102.3 | 0.0088744
2023-01-11 | 10 | 307625 | 2023-01-11 | 10 | 54.54 | 1.47 | 56.01 | 0.012546
2023-01-11 | 11 | 560666 | 2023-01-11 | 11 | 49.26 | 1.53 | 50.79 | 0.020735
2023-01-11 | 12 | 673678 | 2023-01-11 | 12 | 48.26 | 1.55 | 49.81 | 0.024434
2023-01-11 | 13 | 695725 | 2023-01-11 | 13 | 46.62 | 1.56 | 48.18 | 0.024408
2023-01-11 | 14 | 626168 | 2023-01-11 | 14 | 48.58 | 1.54 | 50.12 | 0.022852
2023-01-11 | 15 | 436581 | 2023-01-11 | 15 | 56.5 | 1.53 | 58.03 | 0.018448
2023-01-11 | 16 | 187100 | 2023-01-11 | 16 | 65.58 | 1.63 | 67.21 | 0.0091566
2023-01-11 | 17 | 100 | 2023-01-11 | 17 | 64.9 | 1.5 | 66.4 | 4.835e-06
2023-01-11 | 18 | 0 | 2023-01-11 | 18 | 94.82 | 1.52 | 96.34 | 0
2023-01-11 | 19 | 0 | 2023-01-11 | 19 | 92.76 | 1.81 | 94.57 | 0
2023-01-11 | 20 | 0 | 2023-01-11 | 20 | 85.23 | 2.1 | 87.33 | 0
2023-01-11 | 21 | 0 | 2023-01-11 | 21 | 110.6 | 2.09 | 112.69 | 0
2023-01-11 | 22 | 0 | 2023-01-11 | 22 | 98.45 | 1.89 | 100.34 | 0
2023-01-11 | 23 | 0 | 2023-01-11 | 23 | 87.62 | 2.53 | 90.15 | 0
2023-01-11 | 24 | 0 | 2023-01-11 | 24 | 56.51 | 1.01 | 57.52 | 0
2023-01-12 | 1 | 0 | 2023-01-12 | 1 | 55.69 | 0.68 | 56.37 | 0
2023-01-12 | 2 | 0 | 2023-01-12 | 2 | 55.3 | 0.66 | 55.96 | 0
2023-01-12 | 3 | 0 | 2023-01-12 | 3 | 52.43 | 0.66 | 53.09 | 0
2023-01-12 | 4 | 0 | 2023-01-12 | 4 | 53.28 | 0.66 | 53.94 | 0
2023-01-12 | 5 | 0 | 2023-01-12 | 5 | 55.21 | 0.66 | 55.87 | 0
2023-01-12 | 6 | 0 | 2023-01-12 | 6 | 55.19 | 0.73 | 55.92 | 0
2023-01-12 | 7 | 0 | 2023-01-12 | 7 | 57.04 | 0.81 | 57.85 | 0
2023-01-12 | 8 | 20 | 2023-01-12 | 8 | 60.42 | 1.57 | 61.99 | 9.0277e-07
2023-01-12 | 9 | 170 | 2023-01-12 | 9 | 61.27 | 1.62 | 62.89 | 7.7849e-06
2023-01-12 | 10 | 220 | 2023-01-12 | 10 | 96.79 | 1.6 | 98.39 | 1.5762e-05
2023-01-12 | 11 | 217 | 2023-01-12 | 11 | 80.86 | 2 | 82.86 | 1.3093e-05
2023-01-12 | 12 | 163 | 2023-01-12 | 12 | 72.35 | 1.66 | 74.01 | 8.7842e-06
2023-01-12 | 13 | 37 | 2023-01-12 | 13 | 79.5 | 2.01 | 81.51 | 2.196e-06
2023-01-12 | 14 | 30 | 2023-01-12 | 14 | 64.83 | 1.78 | 66.61 | 1.4551e-06
2023-01-12 | 15 | 0 | 2023-01-12 | 15 | 55.77 | 1.73 | 57.5 | 0
2023-01-12 | 16 | 0 | 2023-01-12 | 16 | 44.96 | 1.47 | 46.43 | 0
2023-01-12 | 17 | 0 | 2023-01-12 | 17 | 51.97 | 1.51 | 53.48 | 0
2023-01-12 | 18 | 0 | 2023-01-12 | 18 | 62.28 | 1.68 | 63.96 | 0
2023-01-12 | 19 | 0 | 2023-01-12 | 19 | 52.42 | 1.88 | 54.3 | 0
2023-01-12 | 20 | 0 | 2023-01-12 | 20 | 54.94 | 1.78 | 56.72 | 0
2023-01-12 | 21 | 0 | 2023-01-12 | 21 | 84.28 | 2.58 | 86.86 | 0
2023-01-12 | 22 | 0 | 2023-01-12 | 22 | 44.3 | 1.85 | 46.15 | 0
2023-01-12 | 23 | 0 | 2023-01-12 | 23 | 35.67 | 2.65 | 38.32 | 0
2023-01-12 | 24 | 0 | 2023-01-12 | 24 | 29.81 | 1 | 30.81 | 0
2023-01-13 | 1 | 0 | 2023-01-13 | 1 | 30.7 | 0.33 | 31.03 | 0
2023-01-13 | 2 | 0 | 2023-01-13 | 2 | 30.09 | 0.3 | 30.39 | 0
2023-01-13 | 3 | 0 | 2023-01-13 | 3 | 29.38 | 0.3 | 29.68 | 0
2023-01-13 | 4 | 0 | 2023-01-13 | 4 | 28.3 | 0.3 | 28.6 | 0
2023-01-13 | 5 | 0 | 2023-01-13 | 5 | 29.56 | 0.29 | 29.85 | 0
2023-01-13 | 6 | 0 | 2023-01-13 | 6 | 30.66 | 0.39 | 31.05 | 0
2023-01-13 | 7 | 0 | 2023-01-13 | 7 | 31.75 | 0.43 | 32.18 | 0
2023-01-13 | 8 | 7 | 2023-01-13 | 8 | 34.05 | 1.19 | 35.24 | 1.7962e-07
2023-01-13 | 9 | 290 | 2023-01-13 | 9 | 49.11 | 1.39 | 50.5 | 1.0664e-05
2023-01-13 | 10 | 633 | 2023-01-13 | 10 | 43 | 1.06 | 44.06 | 2.0308e-05
2023-01-13 | 11 | 980 | 2023-01-13 | 11 | 38.26 | 1.28 | 39.54 | 2.8215e-05
2023-01-13 | 12 | 1633 | 2023-01-13 | 12 | 36.89 | 1.09 | 37.98 | 4.5161e-05
2023-01-13 | 13 | 10731 | 2023-01-13 | 13 | 37.49 | 1.09 | 38.58 | 0.00030146
2023-01-13 | 14 | 220253 | 2023-01-13 | 14 | 41.33 | 1.09 | 42.42 | 0.0068033
2023-01-13 | 15 | 67093 | 2023-01-13 | 15 | 41.29 | 1.1 | 42.39 | 0.0020709
2023-01-13 | 16 | 60 | 2023-01-13 | 16 | 38.95 | 1.09 | 40.04 | 1.7493e-06
2023-01-13 | 17 | 0 | 2023-01-13 | 17 | 35.93 | 1.08 | 37.01 | 0
2023-01-13 | 18 | 0 | 2023-01-13 | 18 | 63.7 | 1.4 | 65.1 | 0
2023-01-13 | 19 | 0 | 2023-01-13 | 19 | 36.95 | 1.1 | 38.05 | 0
2023-01-13 | 20 | 0 | 2023-01-13 | 20 | 33.75 | 1.08 | 34.83 | 0
2023-01-13 | 21 | 0 | 2023-01-13 | 21 | 32.18 | 1.15 | 33.33 | 0
2023-01-13 | 22 | 0 | 2023-01-13 | 22 | 32.5 | 1.2 | 33.7 | 0
2023-01-13 | 23 | 0 | 2023-01-13 | 23 | 32.19 | 1.31 | 33.5 | 0
2023-01-13 | 24 | 0 | 2023-01-13 | 24 | 33.58 | 0.41 | 33.99 | 0
2023-01-14 | 1 | 0 | 2023-01-14 | 1 | 33.94 | 0.91 | 34.85 | 0
2023-01-14 | 2 | 0 | 2023-01-14 | 2 | 34.34 | 0.89 | 35.23 | 0
2023-01-14 | 3 | 0 | 2023-01-14 | 3 | 36.26 | 0.89 | 37.15 | 0
2023-01-14 | 4 | 0 | 2023-01-14 | 4 | 35.31 | 0.89 | 36.2 | 0
2023-01-14 | 5 | 0 | 2023-01-14 | 5 | 34.05 | 0.89 | 34.94 | 0
2023-01-14 | 6 | 0 | 2023-01-14 | 6 | 38.64 | 0.89 | 39.53 | 0
2023-01-14 | 7 | 0 | 2023-01-14 | 7 | 41.36 | 1 | 42.36 | 0
2023-01-14 | 8 | 0 | 2023-01-14 | 8 | 39.14 | 1.14 | 40.28 | 0
2023-01-14 | 9 | 93 | 2023-01-14 | 9 | 68.78 | 1.13 | 69.91 | 4.7342e-06
2023-01-14 | 10 | 597 | 2023-01-14 | 10 | 102.54 | 1.37 | 103.91 | 4.5171e-05
2023-01-14 | 11 | 1090 | 2023-01-14 | 11 | 115.36 | 1.05 | 116.41 | 9.2394e-05
2023-01-14 | 12 | 1727 | 2023-01-14 | 12 | 142.41 | 1.04 | 143.45 | 0.00018039
2023-01-14 | 13 | 2173 | 2023-01-14 | 13 | 138.62 | 1.13 | 139.75 | 0.00022112
2023-01-14 | 14 | 149497 | 2023-01-14 | 14 | 147.84 | 1.46 | 149.3 | 0.016252
2023-01-14 | 15 | 26152 | 2023-01-14 | 15 | 133.57 | 1.95 | 135.52 | 0.0025807
2023-01-14 | 16 | 257 | 2023-01-14 | 16 | 126.31 | 1.74 | 128.05 | 2.3963e-05
2023-01-14 | 17 | 7 | 2023-01-14 | 17 | 80.8 | 1.54 | 82.34 | 4.1969e-07
2023-01-14 | 18 | 0 | 2023-01-14 | 18 | 74.43 | 1.34 | 75.77 | 0
2023-01-14 | 19 | 0 | 2023-01-14 | 19 | 77.92 | 1.1 | 79.02 | 0
2023-01-14 | 20 | 0 | 2023-01-14 | 20 | 100.38 | 1.42 | 101.8 | 0
2023-01-14 | 21 | 0 | 2023-01-14 | 21 | 117.34 | 1.9 | 119.24 | 0
2023-01-14 | 22 | 0 | 2023-01-14 | 22 | 100.74 | 2.04 | 102.78 | 0
2023-01-14 | 23 | 0 | 2023-01-14 | 23 | 79.63 | 1.35 | 80.98 | 0
2023-01-14 | 24 | 0 | 2023-01-14 | 24 | 69.6 | 1.07 | 70.67 | 0
2023-01-15 | 1 | 0 | 2023-01-15 | 1 | 73.49 | 1.66 | 75.15 | 0
2023-01-15 | 2 | 0 | 2023-01-15 | 2 | 69.83 | 1.33 | 71.16 | 0
2023-01-15 | 3 | 0 | 2023-01-15 | 3 | 60.47 | 1.35 | 61.82 | 0
2023-01-15 | 4 | 0 | 2023-01-15 | 4 | 132.68 | 1.49 | 134.17 | 0
2023-01-15 | 5 | 0 | 2023-01-15 | 5 | 115.08 | 1.43 | 116.51 | 0
2023-01-15 | 6 | 0 | 2023-01-15 | 6 | 80.77 | 1.33 | 82.1 | 0
2023-01-15 | 7 | 0 | 2023-01-15 | 7 | 61.11 | 1.57 | 62.68 | 0
2023-01-15 | 8 | 57 | 2023-01-15 | 8 | 67.14 | 1.38 | 68.52 | 2.8439e-06
2023-01-15 | 9 | 1233 | 2023-01-15 | 9 | 116.11 | 1.92 | 118.03 | 0.00010597
2023-01-15 | 10 | 113448 | 2023-01-15 | 10 | 127.71 | 1.61 | 129.32 | 0.010683
2023-01-15 | 11 | 152767 | 2023-01-15 | 11 | 100.65 | 1.77 | 102.42 | 0.011393
2023-01-15 | 12 | 174214 | 2023-01-15 | 12 | 112.08 | 1.41 | 113.49 | 0.014397
2023-01-15 | 13 | 215863 | 2023-01-15 | 13 | 102.2 | 2.06 | 104.26 | 0.016388
2023-01-15 | 14 | 213450 | 2023-01-15 | 14 | 136.83 | 1.75 | 138.58 | 0.021539
2023-01-15 | 15 | 156019 | 2023-01-15 | 15 | 88.59 | 1.48 | 90.07 | 0.010233
2023-01-15 | 16 | 590 | 2023-01-15 | 16 | 65.28 | 1.36 | 66.64 | 2.8629e-05
2023-01-15 | 17 | 37 | 2023-01-15 | 17 | 109.55 | 1.95 | 111.5 | 3.004e-06
2023-01-15 | 18 | 0 | 2023-01-15 | 18 | 137.94 | 1.9 | 139.84 | 0
2023-01-15 | 19 | 0 | 2023-01-15 | 19 | 123.9 | 1.86 | 125.76 | 0
2023-01-15 | 20 | 0 | 2023-01-15 | 20 | 77.59 | 1.42 | 79.01 | 0
2023-01-15 | 21 | 0 | 2023-01-15 | 21 | 90.71 | 1.47 | 92.18 | 0
2023-01-15 | 22 | 0 | 2023-01-15 | 22 | 78.52 | 1.7 | 80.22 | 0
2023-01-15 | 23 | 0 | 2023-01-15 | 23 | 79.69 | 1.97 | 81.66 | 0
2023-01-15 | 24 | 0 | 2023-01-15 | 24 | 72.71 | 1.54 | 74.25 | 0
2023-01-16 | 1 | 0 | 2023-01-16 | 1 | 78.15 | 1.4 | 79.55 | 0
2023-01-16 | 2 | 0 | 2023-01-16 | 2 | 80.29 | 1.38 | 81.67 | 0
2023-01-16 | 3 | 0 | 2023-01-16 | 3 | 84.31 | 1.4 | 85.71 | 0
2023-01-16 | 4 | 0 | 2023-01-16 | 4 | 78.04 | 1.65 | 79.69 | 0
2023-01-16 | 5 | 0 | 2023-01-16 | 5 | 80.44 | 1.4 | 81.84 | 0
2023-01-16 | 6 | 0 | 2023-01-16 | 6 | 62.14 | 1.94 | 64.08 | 0
2023-01-16 | 7 | 0 | 2023-01-16 | 7 | 64.17 | 1.69 | 65.86 | 0
2023-01-16 | 8 | 7 | 2023-01-16 | 8 | 64.69 | 2.59 | 67.28 | 3.4293e-07
2023-01-16 | 9 | 33 | 2023-01-16 | 9 | 149.43 | 3.39 | 152.82 | 3.6721e-06
2023-01-16 | 10 | 173 | 2023-01-16 | 10 | 148.35 | 2.5 | 150.85 | 1.9003e-05
2023-01-16 | 11 | 303 | 2023-01-16 | 11 | 150.23 | 2.42 | 152.65 | 3.3679e-05
2023-01-16 | 12 | 377 | 2023-01-16 | 12 | 141.15 | 2.57 | 143.72 | 3.9453e-05
2023-01-16 | 13 | 483 | 2023-01-16 | 13 | 144.9 | 2.31 | 147.21 | 5.1774e-05
2023-01-16 | 14 | 740 | 2023-01-16 | 14 | 153.29 | 2.72 | 156.01 | 8.4064e-05
2023-01-16 | 15 | 500 | 2023-01-16 | 15 | 153.8 | 3.41 | 157.21 | 5.7237e-05
2023-01-16 | 16 | 87 | 2023-01-16 | 16 | 131.57 | 3.05 | 134.62 | 8.5281e-06
2023-01-16 | 17 | 7 | 2023-01-16 | 17 | 119.67 | 2.81 | 122.48 | 6.2429e-07
2023-01-16 | 18 | 0 | 2023-01-16 | 18 | 163.45 | 2.5 | 165.95 | 0
2023-01-16 | 19 | 0 | 2023-01-16 | 19 | 120.64 | 2.48 | 123.12 | 0
2023-01-16 | 20 | 0 | 2023-01-16 | 20 | 105.52 | 2.34 | 107.86 | 0
2023-01-16 | 21 | 0 | 2023-01-16 | 21 | 104.67 | 2.43 | 107.1 | 0
2023-01-16 | 22 | 0 | 2023-01-16 | 22 | 113.18 | 2.8 | 115.98 | 0
2023-01-16 | 23 | 0 | 2023-01-16 | 23 | 73.09 | 2.52 | 75.61 | 0
2023-01-16 | 24 | 0 | 2023-01-16 | 24 | 56.61 | 1.86 | 58.47 | 0
2023-01-17 | 1 | 0 | 2023-01-17 | 1 | 145.47 | 1.49 | 146.96 | 0
2023-01-17 | 2 | 0 | 2023-01-17 | 2 | 76.57 | 0.93 | 77.5 | 0
2023-01-17 | 3 | 0 | 2023-01-17 | 3 | 72.71 | 0.92 | 73.63 | 0
2023-01-17 | 4 | 0 | 2023-01-17 | 4 | 72.18 | 0.82 | 73 | 0
2023-01-17 | 5 | 0 | 2023-01-17 | 5 | 76.85 | 0.81 | 77.66 | 0
2023-01-17 | 6 | 0 | 2023-01-17 | 6 | 68.71 | 1.7 | 70.41 | 0
2023-01-17 | 7 | 0 | 2023-01-17 | 7 | 76.34 | 1.35 | 77.69 | 0
2023-01-17 | 8 | 33 | 2023-01-17 | 8 | 128.69 | 2.64 | 131.33 | 3.1558e-06
2023-01-17 | 9 | 1057 | 2023-01-17 | 9 | 122.89 | 2.09 | 124.98 | 9.6192e-05
2023-01-17 | 10 | 4213 | 2023-01-17 | 10 | 54.94 | 1.88 | 56.82 | 0.00017431
2023-01-17 | 11 | 287698 | 2023-01-17 | 11 | 46.1 | 1.72 | 47.82 | 0.010018
2023-01-17 | 12 | 405358 | 2023-01-17 | 12 | 24.97 | 2.04 | 27.01 | 0.0079724
2023-01-17 | 13 | 526152 | 2023-01-17 | 13 | 36.96 | 1.86 | 38.82 | 0.014873
2023-01-17 | 14 | 636177 | 2023-01-17 | 14 | 48.06 | 1.64 | 49.7 | 0.023023
2023-01-17 | 15 | 385094 | 2023-01-17 | 15 | 51.05 | 1.64 | 52.69 | 0.014775
2023-01-17 | 16 | 32133 | 2023-01-17 | 16 | 61.16 | 1.73 | 62.89 | 0.0014715
2023-01-17 | 17 | 60 | 2023-01-17 | 17 | 53.12 | 1.62 | 54.74 | 2.3916e-06
2023-01-17 | 18 | 0 | 2023-01-17 | 18 | 76.2 | 1.8 | 78 | 0
2023-01-17 | 19 | 0 | 2023-01-17 | 19 | 69.12 | 1.65 | 70.77 | 0
2023-01-17 | 20 | 0 | 2023-01-17 | 20 | 49.13 | 1.59 | 50.72 | 0
2023-01-17 | 21 | 0 | 2023-01-17 | 21 | 51.97 | 1.66 | 53.63 | 0
2023-01-17 | 22 | 0 | 2023-01-17 | 22 | 45.65 | 1.7 | 47.35 | 0
2023-01-17 | 23 | 0 | 2023-01-17 | 23 | 35.27 | 3.06 | 38.33 | 0
2023-01-17 | 24 | 0 | 2023-01-17 | 24 | 30.41 | 1.09 | 31.5 | 0
2023-01-18 | 1 | 0 | 2023-01-18 | 1 | 32.8 | 0.14 | 32.94 | 0
2023-01-18 | 2 | 0 | 2023-01-18 | 2 | 29.74 | 0.12 | 29.86 | 0
2023-01-18 | 3 | 0 | 2023-01-18 | 3 | 28.67 | 0.12 | 28.79 | 0
2023-01-18 | 4 | 0 | 2023-01-18 | 4 | 29.72 | 0.12 | 29.84 | 0
2023-01-18 | 5 | 0 | 2023-01-18 | 5 | 33.63 | 0.12 | 33.75 | 0
2023-01-18 | 6 | 0 | 2023-01-18 | 6 | 35.55 | 0.37 | 35.92 | 0
2023-01-18 | 7 | 0 | 2023-01-18 | 7 | 39.76 | 0.53 | 40.29 | 0
2023-01-18 | 8 | 280 | 2023-01-18 | 8 | 49.52 | 1.57 | 51.09 | 1.0416e-05
2023-01-18 | 9 | 670 | 2023-01-18 | 9 | 48.66 | 1.11 | 49.77 | 2.4281e-05
2023-01-18 | 10 | 1837 | 2023-01-18 | 10 | 43.1 | 1.27 | 44.37 | 5.935e-05
2023-01-18 | 11 | 149472 | 2023-01-18 | 11 | 36.47 | 0.85 | 37.32 | 0.0040619
2023-01-18 | 12 | 271375 | 2023-01-18 | 12 | 34.95 | 0.86 | 35.81 | 0.0070762
2023-01-18 | 13 | 178497 | 2023-01-18 | 13 | 31.88 | 0.85 | 32.73 | 0.004254
2023-01-18 | 14 | 169303 | 2023-01-18 | 14 | 30.96 | 0.92 | 31.88 | 0.0039301
2023-01-18 | 15 | 421370 | 2023-01-18 | 15 | 30.25 | 1.35 | 31.6 | 0.0096956
2023-01-18 | 16 | 2163 | 2023-01-18 | 16 | 28.05 | 1.04 | 29.09 | 4.5817e-05
2023-01-18 | 17 | 32306 | 2023-01-18 | 17 | 26.16 | 0.98 | 27.14 | 0.00063844
2023-01-18 | 18 | 0 | 2023-01-18 | 18 | 31.31 | 0.92 | 32.23 | 0
2023-01-18 | 19 | 0 | 2023-01-18 | 19 | 30.78 | 0.93 | 31.71 | 0
2023-01-18 | 20 | 0 | 2023-01-18 | 20 | 28.35 | 0.9 | 29.25 | 0
2023-01-18 | 21 | 0 | 2023-01-18 | 21 | 27.91 | 0.92 | 28.83 | 0
2023-01-18 | 22 | 0 | 2023-01-18 | 22 | 25.48 | 1.05 | 26.53 | 0
2023-01-18 | 23 | 0 | 2023-01-18 | 23 | 24.7 | 1.23 | 25.93 | 0
2023-01-18 | 24 | 0 | 2023-01-18 | 24 | 18.42 | 0.45 | 18.87 | 0
2023-01-19 | 1 | 0 | 2023-01-19 | 1 | 28.91 | 0.37 | 29.28 | 0
2023-01-19 | 2 | 0 | 2023-01-19 | 2 | 26.49 | 0.25 | 26.74 | 0
2023-01-19 | 3 | 0 | 2023-01-19 | 3 | 28.53 | 0.18 | 28.71 | 0
2023-01-19 | 4 | 0 | 2023-01-19 | 4 | 29.87 | 0.22 | 30.09 | 0
2023-01-19 | 5 | 0 | 2023-01-19 | 5 | 30.66 | 0.2 | 30.86 | 0
2023-01-19 | 6 | 0 | 2023-01-19 | 6 | 34.08 | 0.54 | 34.62 | 0
2023-01-19 | 7 | 0 | 2023-01-19 | 7 | 26.86 | 1.44 | 28.3 | 0
2023-01-19 | 8 | 213 | 2023-01-19 | 8 | 29.93 | 1.18 | 31.11 | 4.8251e-06
2023-01-19 | 9 | 1127 | 2023-01-19 | 9 | 27.93 | 0.93 | 28.86 | 2.3683e-05
2023-01-19 | 10 | 134288 | 2023-01-19 | 10 | 26.59 | 0.89 | 27.48 | 0.0026871
2023-01-19 | 11 | 168596 | 2023-01-19 | 11 | 29.34 | 0.87 | 30.21 | 0.0037087
2023-01-19 | 12 | 200680 | 2023-01-19 | 12 | 30.59 | 0.89 | 31.48 | 0.0046001
2023-01-19 | 13 | 178774 | 2023-01-19 | 13 | 31.19 | 0.89 | 32.08 | 0.004176
2023-01-19 | 14 | 117251 | 2023-01-19 | 14 | 32.95 | 0.9 | 33.85 | 0.00289
2023-01-19 | 15 | 32546 | 2023-01-19 | 15 | 31.97 | 0.88 | 32.85 | 0.0007785
2023-01-19 | 16 | 240 | 2023-01-19 | 16 | 32.92 | 0.86 | 33.78 | 5.9033e-06
2023-01-19 | 17 | 0 | 2023-01-19 | 17 | 30.49 | 0.89 | 31.38 | 0
2023-01-19 | 18 | 0 | 2023-01-19 | 18 | 32.77 | 0.88 | 33.65 | 0
2023-01-19 | 19 | 0 | 2023-01-19 | 19 | 30.57 | 0.9 | 31.47 | 0
2023-01-19 | 20 | 0 | 2023-01-19 | 20 | 33.15 | 0.95 | 34.1 | 0
2023-01-19 | 21 | 0 | 2023-01-19 | 21 | 30.72 | 0.94 | 31.66 | 0
2023-01-19 | 22 | 0 | 2023-01-19 | 22 | 30.83 | 0.96 | 31.79 | 0
2023-01-19 | 23 | 0 | 2023-01-19 | 23 | 29.25 | 1.17 | 30.42 | 0
2023-01-19 | 24 | 0 | 2023-01-19 | 24 | 26.78 | 0.38 | 27.16 | 0
2023-01-20 | 1 | 0 | 2023-01-20 | 1 | 28.53 | 0.2 | 28.73 | 0
2023-01-20 | 2 | 0 | 2023-01-20 | 2 | 27.13 | 0.15 | 27.28 | 0
2023-01-20 | 3 | 0 | 2023-01-20 | 3 | 24.95 | 0.18 | 25.13 | 0
2023-01-20 | 4 | 0 | 2023-01-20 | 4 | 24.03 | 0.19 | 24.22 | 0
2023-01-20 | 5 | 0 | 2023-01-20 | 5 | 25.38 | 0.18 | 25.56 | 0
2023-01-20 | 6 | 0 | 2023-01-20 | 6 | 26.35 | 0.33 | 26.68 | 0
2023-01-20 | 7 | 0 | 2023-01-20 | 7 | 26.2 | 0.34 | 26.54 | 0
2023-01-20 | 8 | 0 | 2023-01-20 | 8 | 27.87 | 1.03 | 28.9 | 0
2023-01-20 | 9 | 0 | 2023-01-20 | 9 | 29.19 | 0.93 | 30.12 | 0
2023-01-20 | 10 | 0 | 2023-01-20 | 10 | 27.99 | 1.18 | 29.17 | 0
2023-01-20 | 11 | 0 | 2023-01-20 | 11 | 42.33 | 1.5 | 43.83 | 0
2023-01-20 | 12 | 127 | 2023-01-20 | 12 | 44.2 | 1.19 | 45.39 | 4.1975e-06
2023-01-20 | 13 | 527 | 2023-01-20 | 13 | 43.52 | 0.93 | 44.45 | 1.7057e-05
2023-01-20 | 14 | 1067 | 2023-01-20 | 14 | 42.53 | 0.88 | 43.41 | 3.3727e-05
2023-01-20 | 15 | 723 | 2023-01-20 | 15 | 41.72 | 0.89 | 42.61 | 2.2432e-05
2023-01-20 | 16 | 373 | 2023-01-20 | 16 | 37 | 0.9 | 37.9 | 1.0294e-05
2023-01-20 | 17 | 40 | 2023-01-20 | 17 | 33.52 | 0.92 | 34.44 | 1.0031e-06
2023-01-20 | 18 | 0 | 2023-01-20 | 18 | 44.42 | 0.9 | 45.32 | 0
2023-01-20 | 19 | 0 | 2023-01-20 | 19 | 38.35 | 0.9 | 39.25 | 0
2023-01-20 | 20 | 0 | 2023-01-20 | 20 | 32.25 | 0.9 | 33.15 | 0
2023-01-20 | 21 | 0 | 2023-01-20 | 21 | 35.46 | 1.07 | 36.53 | 0
2023-01-20 | 22 | 0 | 2023-01-20 | 22 | 36.52 | 1.06 | 37.58 | 0
2023-01-20 | 23 | 0 | 2023-01-20 | 23 | 31.71 | 1.77 | 33.48 | 0
2023-01-20 | 24 | 0 | 2023-01-20 | 24 | 35.22 | 0.45 | 35.67 | 0
2023-01-21 | 1 | 0 | 2023-01-21 | 1 | 29.87 | 0.42 | 30.29 | 0
2023-01-21 | 2 | 0 | 2023-01-21 | 2 | 28.12 | 0.19 | 28.31 | 0
2023-01-21 | 3 | 0 | 2023-01-21 | 3 | 25.5 | 0.37 | 25.87 | 0
2023-01-21 | 4 | 0 | 2023-01-21 | 4 | 25.37 | 0.38 | 25.75 | 0
2023-01-21 | 5 | 0 | 2023-01-21 | 5 | 26.64 | 0.38 | 27.02 | 0
2023-01-21 | 6 | 0 | 2023-01-21 | 6 | 26.48 | 0.37 | 26.85 | 0
2023-01-21 | 7 | 0 | 2023-01-21 | 7 | 24.73 | 1.14 | 25.87 | 0
2023-01-21 | 8 | 0 | 2023-01-21 | 8 | 24.38 | 0.89 | 25.27 | 0
2023-01-21 | 9 | 53 | 2023-01-21 | 9 | 32.95 | 0.38 | 33.33 | 1.2863e-06
2023-01-21 | 10 | 113 | 2023-01-21 | 10 | 42.95 | 0.55 | 43.5 | 3.5793e-06
2023-01-21 | 11 | 180 | 2023-01-21 | 11 | 45.75 | 0.43 | 46.18 | 6.0527e-06
2023-01-21 | 12 | 770 | 2023-01-21 | 12 | 47.19 | 0.41 | 47.6 | 2.6688e-05
2023-01-21 | 13 | 647 | 2023-01-21 | 13 | 47.59 | 0.32 | 47.91 | 2.2571e-05
2023-01-21 | 14 | 1033 | 2023-01-21 | 14 | 46.22 | 0.32 | 46.54 | 3.5007e-05
2023-01-21 | 15 | 2733 | 2023-01-21 | 15 | 41.35 | 0.31 | 41.66 | 8.2906e-05
2023-01-21 | 16 | 900 | 2023-01-21 | 16 | 34.66 | 0.23 | 34.89 | 2.2865e-05
2023-01-21 | 17 | 160 | 2023-01-21 | 17 | 40.31 | 0.23 | 40.54 | 4.7231e-06
2023-01-21 | 18 | 0 | 2023-01-21 | 18 | 55.19 | 0.38 | 55.57 | 0
2023-01-21 | 19 | 0 | 2023-01-21 | 19 | 47.57 | 0.35 | 47.92 | 0
2023-01-21 | 20 | 0 | 2023-01-21 | 20 | 34.13 | 0.25 | 34.38 | 0
2023-01-21 | 21 | 0 | 2023-01-21 | 21 | 32.49 | 0.23 | 32.72 | 0
2023-01-21 | 22 | 0 | 2023-01-21 | 22 | 34.03 | 0.38 | 34.41 | 0
2023-01-21 | 23 | 0 | 2023-01-21 | 23 | 30.84 | 0.72 | 31.56 | 0
2023-01-21 | 24 | 0 | 2023-01-21 | 24 | 28.89 | 1.11 | 30 | 0
2023-01-22 | 1 | 0 | 2023-01-22 | 1 | 27.44 | 0.7 | 28.14 | 0
2023-01-22 | 2 | 0 | 2023-01-22 | 2 | 25.66 | 0.49 | 26.15 | 0
2023-01-22 | 3 | 0 | 2023-01-22 | 3 | 26.55 | 0.47 | 27.02 | 0
2023-01-22 | 4 | 0 | 2023-01-22 | 4 | 27.41 | 0.47 | 27.88 | 0
2023-01-22 | 5 | 0 | 2023-01-22 | 5 | 27.51 | 0.47 | 27.98 | 0
2023-01-22 | 6 | 0 | 2023-01-22 | 6 | 26.32 | 0.83 | 27.15 | 0
2023-01-22 | 7 | 0 | 2023-01-22 | 7 | 26.33 | 0.75 | 27.08 | 0
2023-01-22 | 8 | 40 | 2023-01-22 | 8 | 27.04 | 0.62 | 27.66 | 8.0563e-07
2023-01-22 | 9 | 207 | 2023-01-22 | 9 | 33.54 | 0.64 | 34.18 | 5.1519e-06
2023-01-22 | 10 | 473 | 2023-01-22 | 10 | 43.84 | 0.78 | 44.62 | 1.5368e-05
2023-01-22 | 11 | 637 | 2023-01-22 | 11 | 47.57 | 0.67 | 48.24 | 2.2375e-05
2023-01-22 | 12 | 847 | 2023-01-22 | 12 | 40.89 | 0.62 | 41.51 | 2.5601e-05
2023-01-22 | 13 | 963 | 2023-01-22 | 13 | 36.68 | 0.58 | 37.26 | 2.6127e-05
2023-01-22 | 14 | 1043 | 2023-01-22 | 14 | 41.29 | 0.68 | 41.97 | 3.1875e-05
2023-01-22 | 15 | 933 | 2023-01-22 | 15 | 55.43 | 1.03 | 56.46 | 3.8357e-05
2023-01-22 | 16 | 210 | 2023-01-22 | 16 | 53.39 | 0.85 | 54.24 | 8.294e-06
2023-01-22 | 17 | 10 | 2023-01-22 | 17 | 46.13 | 0.85 | 46.98 | 3.4209e-07
2023-01-22 | 18 | 0 | 2023-01-22 | 18 | 39.48 | 0.59 | 40.07 | 0
2023-01-22 | 19 | 0 | 2023-01-22 | 19 | 72.34 | 1.42 | 73.76 | 0
2023-01-22 | 20 | 0 | 2023-01-22 | 20 | 63.4 | 1.02 | 64.42 | 0
2023-01-22 | 21 | 0 | 2023-01-22 | 21 | 46.84 | 0.78 | 47.62 | 0
2023-01-22 | 22 | 0 | 2023-01-22 | 22 | 40.53 | 0.69 | 41.22 | 0
2023-01-22 | 23 | 0 | 2023-01-22 | 23 | 35.32 | 1.39 | 36.71 | 0
2023-01-22 | 24 | 0 | 2023-01-22 | 24 | 30.62 | 0.73 | 31.35 | 0
2023-01-23 | 1 | 0 | 2023-01-23 | 1 | 31.97 | 0.39 | 32.36 | 0
2023-01-23 | 2 | 0 | 2023-01-23 | 2 | 31.48 | 0.2 | 31.68 | 0
2023-01-23 | 3 | 0 | 2023-01-23 | 3 | 29.81 | 0.19 | 30 | 0
2023-01-23 | 4 | 0 | 2023-01-23 | 4 | 29.66 | 0.19 | 29.85 | 0
2023-01-23 | 5 | 0 | 2023-01-23 | 5 | 30.36 | 0.19 | 30.55 | 0
2023-01-23 | 6 | 0 | 2023-01-23 | 6 | 30.63 | 0.34 | 30.97 | 0
2023-01-23 | 7 | 0 | 2023-01-23 | 7 | 30.04 | 0.31 | 30.35 | 0
2023-01-23 | 8 | 0 | 2023-01-23 | 8 | 31.06 | 0.92 | 31.98 | 0
2023-01-23 | 9 | 17 | 2023-01-23 | 9 | 33.32 | 0.8 | 34.12 | 4.2236e-07
2023-01-23 | 10 | 93 | 2023-01-23 | 10 | 35.53 | 0.75 | 36.28 | 2.4568e-06
2023-01-23 | 11 | 153 | 2023-01-23 | 11 | 56.13 | 0.83 | 56.96 | 6.3458e-06
2023-01-23 | 12 | 140 | 2023-01-23 | 12 | 67.81 | 0.81 | 68.62 | 6.9953e-06
2023-01-23 | 13 | 87 | 2023-01-23 | 13 | 70.13 | 0.96 | 71.09 | 4.5035e-06
2023-01-23 | 14 | 23 | 2023-01-23 | 14 | 67.75 | 0.71 | 68.46 | 1.1465e-06
2023-01-23 | 15 | 0 | 2023-01-23 | 15 | 70.31 | 0.79 | 71.1 | 0
2023-01-23 | 16 | 0 | 2023-01-23 | 16 | 68.01 | 0.95 | 68.96 | 0
2023-01-23 | 17 | 0 | 2023-01-23 | 17 | 52.57 | 1.13 | 53.7 | 0
2023-01-23 | 18 | 0 | 2023-01-23 | 18 | 73.64 | 0.96 | 74.6 | 0
2023-01-23 | 19 | 0 | 2023-01-23 | 19 | 50 | 0.85 | 50.85 | 0
2023-01-23 | 20 | 0 | 2023-01-23 | 20 | 34.83 | 0.72 | 35.55 | 0
2023-01-23 | 21 | 0 | 2023-01-23 | 21 | 35.02 | 0.72 | 35.74 | 0
2023-01-23 | 22 | 0 | 2023-01-23 | 22 | 34.1 | 0.77 | 34.87 | 0
2023-01-23 | 23 | 0 | 2023-01-23 | 23 | 32.66 | 0.86 | 33.52 | 0
2023-01-23 | 24 | 0 | 2023-01-23 | 24 | 29.37 | 0.46 | 29.83 | 0
2023-01-24 | 1 | 0 | 2023-01-24 | 1 | 33.3 | 0.39 | 33.69 | 0
2023-01-24 | 2 | 0 | 2023-01-24 | 2 | 30.84 | 0.31 | 31.15 | 0
2023-01-24 | 3 | 0 | 2023-01-24 | 3 | 24.47 | 0.38 | 24.85 | 0
2023-01-24 | 4 | 0 | 2023-01-24 | 4 | 27.3 | 0.38 | 27.68 | 0
2023-01-24 | 5 | 0 | 2023-01-24 | 5 | 29.38 | 0.33 | 29.71 | 0
2023-01-24 | 6 | 0 | 2023-01-24 | 6 | 28.66 | 0.57 | 29.23 | 0
2023-01-24 | 7 | 0 | 2023-01-24 | 7 | 28.96 | 1.72 | 30.68 | 0
2023-01-24 | 8 | 0 | 2023-01-24 | 8 | 38.96 | 1.26 | 40.22 | 0
2023-01-24 | 9 | 0 | 2023-01-24 | 9 | 38.54 | 0.92 | 39.46 | 0
2023-01-24 | 10 | 50 | 2023-01-24 | 10 | 41.11 | 1.24 | 42.35 | 1.5419e-06
2023-01-24 | 11 | 1643 | 2023-01-24 | 11 | 37.85 | 1.29 | 39.14 | 4.6826e-05
2023-01-24 | 12 | 163024 | 2023-01-24 | 12 | 36.82 | 0.88 | 37.7 | 0.0044753
2023-01-24 | 13 | 270233 | 2023-01-24 | 13 | 37 | 0.85 | 37.85 | 0.0074478
2023-01-24 | 14 | 130058 | 2023-01-24 | 14 | 37.27 | 0.83 | 38.1 | 0.0036082
2023-01-24 | 15 | 4443 | 2023-01-24 | 15 | 38.66 | 0.83 | 39.49 | 0.00012776
2023-01-24 | 16 | 733 | 2023-01-24 | 16 | 42.2 | 0.83 | 43.03 | 2.2967e-05
2023-01-24 | 17 | 130 | 2023-01-24 | 17 | 49.31 | 0.83 | 50.14 | 4.7463e-06
2023-01-24 | 18 | 0 | 2023-01-24 | 18 | 71.26 | 0.87 | 72.13 | 0
2023-01-24 | 19 | 0 | 2023-01-24 | 19 | 80.95 | 0.89 | 81.84 | 0
2023-01-24 | 20 | 0 | 2023-01-24 | 20 | 60.81 | 1.1 | 61.91 | 0
2023-01-24 | 21 | 0 | 2023-01-24 | 21 | 66.15 | 1.03 | 67.18 | 0
2023-01-24 | 22 | 0 | 2023-01-24 | 22 | 47.63 | 0.88 | 48.51 | 0
2023-01-24 | 23 | 0 | 2023-01-24 | 23 | 41.56 | 1.18 | 42.74 | 0
2023-01-24 | 24 | 0 | 2023-01-24 | 24 | 38.4 | 1.28 | 39.68 | 0
2023-01-25 | 1 | 0 | 2023-01-25 | 1 | 36.98 | 0.39 | 37.37 | 0
2023-01-25 | 2 | 0 | 2023-01-25 | 2 | 35.16 | 0.3 | 35.46 | 0
2023-01-25 | 3 | 0 | 2023-01-25 | 3 | 30.31 | 0.29 | 30.6 | 0
2023-01-25 | 4 | 0 | 2023-01-25 | 4 | 30.25 | 0.4 | 30.65 | 0
2023-01-25 | 5 | 0 | 2023-01-25 | 5 | 30.48 | 0.52 | 31 | 0
2023-01-25 | 6 | 0 | 2023-01-25 | 6 | 30.29 | 0.6 | 30.89 | 0
2023-01-25 | 7 | 0 | 2023-01-25 | 7 | 32.69 | 0.67 | 33.36 | 0
2023-01-25 | 8 | 237 | 2023-01-25 | 8 | 40.24 | 1.13 | 41.37 | 7.1394e-06
2023-01-25 | 9 | 1053 | 2023-01-25 | 9 | 48.32 | 0.85 | 49.17 | 3.7701e-05
2023-01-25 | 10 | 1483 | 2023-01-25 | 10 | 43.27 | 0.81 | 44.08 | 4.76e-05
2023-01-25 | 11 | 114505 | 2023-01-25 | 11 | 41.9 | 0.77 | 42.67 | 0.0035577
2023-01-25 | 12 | 95245 | 2023-01-25 | 12 | 37.84 | 0.78 | 38.62 | 0.0026784
2023-01-25 | 13 | 121162 | 2023-01-25 | 13 | 37.25 | 0.79 | 38.04 | 0.0033561
2023-01-25 | 14 | 927 | 2023-01-25 | 14 | 33.36 | 0.79 | 34.15 | 2.3051e-05
2023-01-25 | 15 | 12836 | 2023-01-25 | 15 | 31.91 | 0.76 | 32.67 | 0.00030535
2023-01-25 | 16 | 447 | 2023-01-25 | 16 | 32.52 | 0.77 | 33.29 | 1.0835e-05
2023-01-25 | 17 | 40 | 2023-01-25 | 17 | 35.78 | 0.69 | 36.47 | 1.0622e-06
2023-01-25 | 18 | 0 | 2023-01-25 | 18 | 40.18 | 0.71 | 40.89 | 0
2023-01-25 | 19 | 0 | 2023-01-25 | 19 | 37.9 | 0.68 | 38.58 | 0
2023-01-25 | 20 | 0 | 2023-01-25 | 20 | 35.54 | 0.74 | 36.28 | 0
2023-01-25 | 21 | 0 | 2023-01-25 | 21 | 34.54 | 0.82 | 35.36 | 0
2023-01-25 | 22 | 0 | 2023-01-25 | 22 | 31.67 | 0.82 | 32.49 | 0
2023-01-25 | 23 | 0 | 2023-01-25 | 23 | 32.81 | 1.14 | 33.95 | 0
2023-01-25 | 24 | 0 | 2023-01-25 | 24 | 31.56 | 0.44 | 32 | 0
2023-01-26 | 1 | 0 | 2023-01-26 | 1 | 40.89 | 1.33 | 42.22 | 0
2023-01-26 | 2 | 0 | 2023-01-26 | 2 | 72.51 | 1.71 | 74.22 | 0
2023-01-26 | 3 | 0 | 2023-01-26 | 3 | 52.75 | 1.47 | 54.22 | 0
2023-01-26 | 4 | 0 | 2023-01-26 | 4 | 49.66 | 1.33 | 50.99 | 0
2023-01-26 | 5 | 0 | 2023-01-26 | 5 | 88.09 | 1.6 | 89.69 | 0
2023-01-26 | 6 | 0 | 2023-01-26 | 6 | 61.52 | 1.65 | 63.17 | 0
2023-01-26 | 7 | 0 | 2023-01-26 | 7 | 52.34 | 1.95 | 54.29 | 0
2023-01-26 | 8 | 97 | 2023-01-26 | 8 | 54.55 | 2.11 | 56.66 | 4.002e-06
2023-01-26 | 9 | 640 | 2023-01-26 | 9 | 49.92 | 2.04 | 51.96 | 2.4214e-05
2023-01-26 | 10 | 3697 | 2023-01-26 | 10 | 38.01 | 1.85 | 39.86 | 0.0001073
2023-01-26 | 11 | 477381 | 2023-01-26 | 11 | 36.01 | 1.81 | 37.82 | 0.013147
2023-01-26 | 12 | 167620 | 2023-01-26 | 12 | 35.41 | 1.8 | 37.21 | 0.0045416
2023-01-26 | 13 | 696597 | 2023-01-26 | 13 | 37.47 | 1.79 | 39.26 | 0.019914
2023-01-26 | 14 | 209870 | 2023-01-26 | 14 | 41.63 | 1.83 | 43.46 | 0.0066415
2023-01-26 | 15 | 126662 | 2023-01-26 | 15 | 46.98 | 1.82 | 48.8 | 0.0045008
2023-01-26 | 16 | 59168 | 2023-01-26 | 16 | 48.63 | 1.77 | 50.4 | 0.0021714
2023-01-26 | 17 | 117888 | 2023-01-26 | 17 | 56.74 | 1.78 | 58.52 | 0.0050234
2023-01-26 | 18 | 0 | 2023-01-26 | 18 | 86.89 | 2.21 | 89.1 | 0
2023-01-26 | 19 | 0 | 2023-01-26 | 19 | 84.5 | 2.18 | 86.68 | 0
2023-01-26 | 20 | 0 | 2023-01-26 | 20 | 58.23 | 2.29 | 60.52 | 0
2023-01-26 | 21 | 0 | 2023-01-26 | 21 | 57.36 | 2.02 | 59.38 | 0
2023-01-26 | 22 | 0 | 2023-01-26 | 22 | 37.53 | 1.87 | 39.4 | 0
2023-01-26 | 23 | 0 | 2023-01-26 | 23 | 33.82 | 1.84 | 35.66 | 0
2023-01-26 | 24 | 0 | 2023-01-26 | 24 | 33.25 | 1.48 | 34.73 | 0
2023-01-27 | 1 | 0 | 2023-01-27 | 1 | 31.61 | 0.54 | 32.15 | 0
2023-01-27 | 2 | 0 | 2023-01-27 | 2 | 28.42 | 0.55 | 28.97 | 0
2023-01-27 | 3 | 0 | 2023-01-27 | 3 | 31.34 | 0.51 | 31.85 | 0
2023-01-27 | 4 | 0 | 2023-01-27 | 4 | 30.95 | 0.51 | 31.46 | 0
2023-01-27 | 5 | 0 | 2023-01-27 | 5 | 30.37 | 0.51 | 30.88 | 0
2023-01-27 | 6 | 0 | 2023-01-27 | 6 | 34.94 | 0.62 | 35.56 | 0
2023-01-27 | 7 | 0 | 2023-01-27 | 7 | 78.77 | 0.95 | 79.72 | 0
2023-01-27 | 8 | 247 | 2023-01-27 | 8 | 62.87 | 1.81 | 64.68 | 1.1633e-05
2023-01-27 | 9 | 157802 | 2023-01-27 | 9 | 37.9 | 1.41 | 39.31 | 0.0045169
2023-01-27 | 10 | 350109 | 2023-01-27 | 10 | 29.04 | 1.22 | 30.26 | 0.0077143
2023-01-27 | 11 | 395161 | 2023-01-27 | 11 | 26.33 | 1.23 | 27.56 | 0.0079301
2023-01-27 | 12 | 745587 | 2023-01-27 | 12 | 26.12 | 1.23 | 27.35 | 0.014848
2023-01-27 | 13 | 749781 | 2023-01-27 | 13 | 26.67 | 1.23 | 27.9 | 0.015232
2023-01-27 | 14 | 718847 | 2023-01-27 | 14 | 27.65 | 1.21 | 28.86 | 0.015106
2023-01-27 | 15 | 605979 | 2023-01-27 | 15 | 29.61 | 1.24 | 30.85 | 0.013612
2023-01-27 | 16 | 108819 | 2023-01-27 | 16 | 34.11 | 1.26 | 35.37 | 0.0028026
2023-01-27 | 17 | 180 | 2023-01-27 | 17 | 33.34 | 1.59 | 34.93 | 4.5782e-06
2023-01-27 | 18 | 0 | 2023-01-27 | 18 | 51.84 | 1.56 | 53.4 | 0
2023-01-27 | 19 | 0 | 2023-01-27 | 19 | 35.85 | 1.18 | 37.03 | 0
2023-01-27 | 20 | 0 | 2023-01-27 | 20 | 42.43 | 1.75 | 44.18 | 0
2023-01-27 | 21 | 0 | 2023-01-27 | 21 | 51.52 | 1.55 | 53.07 | 0
2023-01-27 | 22 | 0 | 2023-01-27 | 22 | 39.04 | 1.36 | 40.4 | 0
2023-01-27 | 23 | 0 | 2023-01-27 | 23 | 40.63 | 2.18 | 42.81 | 0
2023-01-27 | 24 | 0 | 2023-01-27 | 24 | 29.16 | 0.71 | 29.87 | 0
2023-01-28 | 1 | 0 | 2023-01-28 | 1 | 32.53 | 0.28 | 32.81 | 0
2023-01-28 | 2 | 0 | 2023-01-28 | 2 | 29.46 | 0.23 | 29.69 | 0
2023-01-28 | 3 | 0 | 2023-01-28 | 3 | 27.21 | 0.2 | 27.41 | 0
2023-01-28 | 4 | 0 | 2023-01-28 | 4 | 27.02 | 0.2 | 27.22 | 0
2023-01-28 | 5 | 0 | 2023-01-28 | 5 | 26.15 | 0.2 | 26.35 | 0
2023-01-28 | 6 | 0 | 2023-01-28 | 6 | 25.9 | 0.24 | 26.14 | 0
2023-01-28 | 7 | 0 | 2023-01-28 | 7 | 28.71 | 0.32 | 29.03 | 0
2023-01-28 | 8 | 103 | 2023-01-28 | 8 | 30.57 | 0.45 | 31.02 | 2.3265e-06
2023-01-28 | 9 | 1370 | 2023-01-28 | 9 | 29.72 | 0.34 | 30.06 | 2.9987e-05
2023-01-28 | 10 | 90944 | 2023-01-28 | 10 | 26.79 | 0.84 | 27.63 | 0.0018297
2023-01-28 | 11 | 217290 | 2023-01-28 | 11 | 25.26 | 0.68 | 25.94 | 0.0041043
2023-01-28 | 12 | 651753 | 2023-01-28 | 12 | -0.87 | 0.48 | -0.39 | -0.00018509
2023-01-28 | 13 | 764084 | 2023-01-28 | 13 | 11.93 | 0.23 | 12.16 | 0.0067655
2023-01-28 | 14 | 737849 | 2023-01-28 | 14 | -0.6 | 0.35 | -0.25 | -0.00013432
2023-01-28 | 15 | 619681 | 2023-01-28 | 15 | 24.9 | 0.34 | 25.24 | 0.011389
2023-01-28 | 16 | 282759 | 2023-01-28 | 16 | 26.31 | 0.21 | 26.52 | 0.0054603
2023-01-28 | 17 | 340 | 2023-01-28 | 17 | 27.77 | 0.77 | 28.54 | 7.0657e-06
2023-01-28 | 18 | 0 | 2023-01-28 | 18 | 38.92 | 0.35 | 39.27 | 0
2023-01-28 | 19 | 0 | 2023-01-28 | 19 | 39.87 | 0.3 | 40.17 | 0
2023-01-28 | 20 | 0 | 2023-01-28 | 20 | 32.84 | 0.36 | 33.2 | 0
2023-01-28 | 21 | 0 | 2023-01-28 | 21 | 26.36 | 0.29 | 26.65 | 0
2023-01-28 | 22 | 0 | 2023-01-28 | 22 | 26.62 | 0.24 | 26.86 | 0
2023-01-28 | 23 | 0 | 2023-01-28 | 23 | 24.99 | 0.34 | 25.33 | 0
2023-01-28 | 24 | 0 | 2023-01-28 | 24 | 25.47 | 0.34 | 25.81 | 0
2023-01-29 | 1 | 0 | 2023-01-29 | 1 | 22.23 | 0.62 | 22.85 | 0
2023-01-29 | 2 | 0 | 2023-01-29 | 2 | 22.55 | 0.58 | 23.13 | 0
2023-01-29 | 3 | 0 | 2023-01-29 | 3 | 22.85 | 0.49 | 23.34 | 0
2023-01-29 | 4 | 0 | 2023-01-29 | 4 | 22.62 | 0.5 | 23.12 | 0
2023-01-29 | 5 | 0 | 2023-01-29 | 5 | 23.62 | 0.45 | 24.07 | 0
2023-01-29 | 6 | 0 | 2023-01-29 | 6 | 23.25 | 0.69 | 23.94 | 0
2023-01-29 | 7 | 0 | 2023-01-29 | 7 | 25.6 | 0.61 | 26.21 | 0
2023-01-29 | 8 | 237 | 2023-01-29 | 8 | 26.98 | 0.56 | 27.54 | 4.7527e-06
2023-01-29 | 9 | 1697 | 2023-01-29 | 9 | 24.02 | 0.99 | 25.01 | 3.0904e-05
2023-01-29 | 10 | 161739 | 2023-01-29 | 10 | 21.69 | 0.65 | 22.34 | 0.002631
2023-01-29 | 11 | 291899 | 2023-01-29 | 11 | 27.57 | 0.51 | 28.08 | 0.0059684
2023-01-29 | 12 | 319761 | 2023-01-29 | 12 | 44.78 | 0.58 | 45.36 | 0.010561
2023-01-29 | 13 | 109659 | 2023-01-29 | 13 | 42.27 | 0.57 | 42.84 | 0.0034207
2023-01-29 | 14 | 17228 | 2023-01-29 | 14 | 38.75 | 0.56 | 39.31 | 0.00049313
2023-01-29 | 15 | 7962 | 2023-01-29 | 15 | 35.87 | 0.53 | 36.4 | 0.00021103
2023-01-29 | 16 | 70966 | 2023-01-29 | 16 | 38.84 | 0.57 | 39.41 | 0.0020365
2023-01-29 | 17 | 77 | 2023-01-29 | 17 | 33.48 | 0.68 | 34.16 | 1.9153e-06
2023-01-29 | 18 | 0 | 2023-01-29 | 18 | 52.15 | 0.62 | 52.77 | 0
2023-01-29 | 19 | 0 | 2023-01-29 | 19 | 49.29 | 0.91 | 50.2 | 0
2023-01-29 | 20 | 0 | 2023-01-29 | 20 | 50.45 | 0.65 | 51.1 | 0
2023-01-29 | 21 | 0 | 2023-01-29 | 21 | 45.36 | 0.57 | 45.93 | 0
2023-01-29 | 22 | 0 | 2023-01-29 | 22 | 40.17 | 0.61 | 40.78 | 0
2023-01-29 | 23 | 0 | 2023-01-29 | 23 | 26.46 | 0.63 | 27.09 | 0
2023-01-29 | 24 | 0 | 2023-01-29 | 24 | 23.92 | 0.66 | 24.58 | 0
2023-01-30 | 1 | 0 | 2023-01-30 | 1 | 26.43 | 0.53 | 26.96 | 0
2023-01-30 | 2 | 0 | 2023-01-30 | 2 | 26.9 | 0.51 | 27.41 | 0
2023-01-30 | 3 | 0 | 2023-01-30 | 3 | 25.99 | 0.54 | 26.53 | 0
2023-01-30 | 4 | 0 | 2023-01-30 | 4 | 25.14 | 0.55 | 25.69 | 0
2023-01-30 | 5 | 0 | 2023-01-30 | 5 | 25.07 | 0.58 | 25.65 | 0
2023-01-30 | 6 | 0 | 2023-01-30 | 6 | 28.51 | 0.61 | 29.12 | 0
2023-01-30 | 7 | 0 | 2023-01-30 | 7 | 60.27 | 2.2 | 62.47 | 0
2023-01-30 | 8 | 3333 | 2023-01-30 | 8 | 71.45 | 3.09 | 74.54 | 0.0001809
2023-01-30 | 9 | 1767 | 2023-01-30 | 9 | 60.78 | 1.79 | 62.57 | 8.0506e-05
2023-01-30 | 10 | 255245 | 2023-01-30 | 10 | 40.68 | 1.4 | 42.08 | 0.0078209
2023-01-30 | 11 | 408412 | 2023-01-30 | 11 | 28.76 | 1.41 | 30.17 | 0.0089722
2023-01-30 | 12 | 607506 | 2023-01-30 | 12 | 28.15 | 1.37 | 29.52 | 0.013058
2023-01-30 | 13 | 643492 | 2023-01-30 | 13 | 30.37 | 1.43 | 31.8 | 0.0149
2023-01-30 | 14 | 265482 | 2023-01-30 | 14 | 27.46 | 1.4 | 28.86 | 0.005579
2023-01-30 | 15 | 243563 | 2023-01-30 | 15 | 28.34 | 1.35 | 29.69 | 0.0052656
2023-01-30 | 16 | 254649 | 2023-01-30 | 16 | 39.36 | 1.37 | 40.73 | 0.0075523
2023-01-30 | 17 | 30 | 2023-01-30 | 17 | 31.96 | 1.3 | 33.26 | 7.2655e-07
2023-01-30 | 18 | 0 | 2023-01-30 | 18 | 75.97 | 2.13 | 78.1 | 0
2023-01-30 | 19 | 0 | 2023-01-30 | 19 | 71.94 | 2.22 | 74.16 | 0
2023-01-30 | 20 | 0 | 2023-01-30 | 20 | 64.21 | 2.01 | 66.22 | 0
2023-01-30 | 21 | 0 | 2023-01-30 | 21 | 66.57 | 2.13 | 68.7 | 0
2023-01-30 | 22 | 0 | 2023-01-30 | 22 | 39 | 1.5 | 40.5 | 0
2023-01-30 | 23 | 0 | 2023-01-30 | 23 | 27.62 | 1.42 | 29.04 | 0
2023-01-30 | 24 | 0 | 2023-01-30 | 24 | 29.46 | 0.71 | 30.17 | 0
2023-01-31 | 1 | 0 | 2023-01-31 | 1 | 33.16 | 0.8 | 33.96 | 0
2023-01-31 | 2 | 0 | 2023-01-31 | 2 | 30.1 | 0.34 | 30.44 | 0
2023-01-31 | 3 | 0 | 2023-01-31 | 3 | 25.94 | 0.34 | 26.28 | 0
2023-01-31 | 4 | 0 | 2023-01-31 | 4 | 25.18 | 0.34 | 25.52 | 0
2023-01-31 | 5 | 0 | 2023-01-31 | 5 | 25.6 | 0.34 | 25.94 | 0
2023-01-31 | 6 | 0 | 2023-01-31 | 6 | 23.48 | 0.49 | 23.97 | 0
2023-01-31 | 7 | 0 | 2023-01-31 | 7 | 35.25 | 0.7 | 35.95 | 0
2023-01-31 | 8 | 37 | 2023-01-31 | 8 | 46.7 | 1.33 | 48.03 | 1.294e-06
2023-01-31 | 9 | 780 | 2023-01-31 | 9 | 97.97 | 2.27 | 100.24 | 5.6933e-05
2023-01-31 | 10 | 168835 | 2023-01-31 | 10 | 64.57 | 1.28 | 65.85 | 0.0080955
2023-01-31 | 11 | 113820 | 2023-01-31 | 11 | 121.82 | 1.23 | 123.05 | 0.010198
2023-01-31 | 12 | 394075 | 2023-01-31 | 12 | 102.86 | 1.25 | 104.11 | 0.029874
2023-01-31 | 13 | 773428 | 2023-01-31 | 13 | 39.91 | 1.2 | 41.11 | 0.023152
2023-01-31 | 14 | 283922 | 2023-01-31 | 14 | 34.65 | 1.37 | 36.02 | 0.0074468
2023-01-31 | 15 | 161142 | 2023-01-31 | 15 | 42.83 | 1.54 | 44.37 | 0.0052062
2023-01-31 | 16 | 177673 | 2023-01-31 | 16 | 68.82 | 1.23 | 70.05 | 0.0090626
2023-01-31 | 17 | 145885 | 2023-01-31 | 17 | 73.4 | 1.16 | 74.56 | 0.0079203
2023-01-31 | 18 | 0 | 2023-01-31 | 18 | 79.31 | 1.1 | 80.41 | 0
2023-01-31 | 19 | 0 | 2023-01-31 | 19 | 78 | 1.09 | 79.09 | 0
2023-01-31 | 20 | 0 | 2023-01-31 | 20 | 72.24 | 1.07 | 73.31 | 0
2023-01-31 | 21 | 0 | 2023-01-31 | 21 | 70.08 | 1.19 | 71.27 | 0
2023-01-31 | 22 | 0 | 2023-01-31 | 22 | 67.11 | 1.31 | 68.42 | 0
2023-01-31 | 23 | 0 | 2023-01-31 | 23 | 48.47 | 1.35 | 49.82 | 0
2023-01-31 | 24 | 0 | 2023-01-31 | 24 | 43.01 | 1.16 | 44.17 | 0
2023-02-01 | 1 | 0 | 2023-02-01 | 1 | 49.42 | 0.59 | 50.01 | 0
2023-02-01 | 2 | 0 | 2023-02-01 | 2 | 47.58 | 0.33 | 47.91 | 0
2023-02-01 | 3 | 0 | 2023-02-01 | 3 | 50.3 | 0.32 | 50.62 | 0
2023-02-01 | 4 | 0 | 2023-02-01 | 4 | 44.21 | 0.32 | 44.53 | 0
2023-02-01 | 5 | 0 | 2023-02-01 | 5 | 43.18 | 0.43 | 43.61 | 0
2023-02-01 | 6 | 0 | 2023-02-01 | 6 | 54.76 | 0.63 | 55.39 | 0
2023-02-01 | 7 | 0 | 2023-02-01 | 7 | 74.75 | 1.01 | 75.76 | 0
2023-02-01 | 8 | 240 | 2023-02-01 | 8 | 103.94 | 1.39 | 105.33 | 1.8407e-05
2023-02-01 | 9 | 140883 | 2023-02-01 | 9 | 88.02 | 1.36 | 89.38 | 0.009169
2023-02-01 | 10 | 443251 | 2023-02-01 | 10 | 22.07 | 1.21 | 23.28 | 0.0075138
2023-02-01 | 11 | 664699 | 2023-02-01 | 11 | -0.39 | 1.81 | 1.42 | 0.00068729
2023-02-01 | 12 | 771116 | 2023-02-01 | 12 | 38.8 | 1.56 | 40.36 | 0.022662
2023-02-01 | 13 | 815254 | 2023-02-01 | 13 | 49.72 | 1.72 | 51.44 | 0.030536
2023-02-01 | 14 | 776833 | 2023-02-01 | 14 | 55.28 | 1.56 | 56.84 | 0.032152
2023-02-01 | 15 | 651684 | 2023-02-01 | 15 | 38.59 | 1.6 | 40.19 | 0.019071
2023-02-01 | 16 | 418159 | 2023-02-01 | 16 | 64.65 | 1.59 | 66.24 | 0.020169
2023-02-01 | 17 | 149696 | 2023-02-01 | 17 | 87.49 | 1.21 | 88.7 | 0.0096685
2023-02-01 | 18 | 0 | 2023-02-01 | 18 | 99.03 | 1.09 | 100.12 | 0
2023-02-01 | 19 | 0 | 2023-02-01 | 19 | 96.55 | 1.08 | 97.63 | 0
2023-02-01 | 20 | 0 | 2023-02-01 | 20 | 78.86 | 1.1 | 79.96 | 0
2023-02-01 | 21 | 0 | 2023-02-01 | 21 | 107.03 | 1.05 | 108.08 | 0
2023-02-01 | 22 | 0 | 2023-02-01 | 22 | 70.84 | 1.15 | 71.99 | 0
2023-02-01 | 23 | 0 | 2023-02-01 | 23 | 92.34 | 1.61 | 93.95 | 0
2023-02-01 | 24 | 0 | 2023-02-01 | 24 | 21.25 | 1.33 | 22.58 | 0
2023-02-02 | 1 | 0 | 2023-02-02 | 1 | 55.02 | 1.42 | 56.44 | 0
2023-02-02 | 2 | 0 | 2023-02-02 | 2 | 56 | 0.96 | 56.96 | 0
2023-02-02 | 3 | 0 | 2023-02-02 | 3 | 55.74 | 0.95 | 56.69 | 0
2023-02-02 | 4 | 0 | 2023-02-02 | 4 | 57 | 0.95 | 57.95 | 0
2023-02-02 | 5 | 0 | 2023-02-02 | 5 | 62.99 | 1.03 | 64.02 | 0
2023-02-02 | 6 | 0 | 2023-02-02 | 6 | 106.54 | 1.43 | 107.97 | 0
2023-02-02 | 7 | 0 | 2023-02-02 | 7 | 184.9 | 2.13 | 187.03 | 0
2023-02-02 | 8 | 323 | 2023-02-02 | 8 | 157.54 | 2.94 | 160.48 | 3.7744e-05
2023-02-02 | 9 | 1520 | 2023-02-02 | 9 | 114.75 | 2.14 | 116.89 | 0.00012937
2023-02-02 | 10 | 138024 | 2023-02-02 | 10 | 65.57 | 1.85 | 67.42 | 0.0067759
2023-02-02 | 11 | 232661 | 2023-02-02 | 11 | 71.32 | 1.94 | 73.26 | 0.012411
2023-02-02 | 12 | 308639 | 2023-02-02 | 12 | 73.22 | 1.92 | 75.14 | 0.016887
2023-02-02 | 13 | 317145 | 2023-02-02 | 13 | 23.33 | 2.2 | 25.53 | 0.0058957
2023-02-02 | 14 | 428814 | 2023-02-02 | 14 | 28.46 | 2.46 | 30.92 | 0.0096546
2023-02-02 | 15 | 285399 | 2023-02-02 | 15 | 40.6 | 2.17 | 42.77 | 0.0088883
2023-02-02 | 16 | 125018 | 2023-02-02 | 16 | 54.79 | 2.14 | 56.93 | 0.0051825
2023-02-02 | 17 | 207381 | 2023-02-02 | 17 | 71.54 | 1.86 | 73.4 | 0.011084
2023-02-02 | 18 | 0 | 2023-02-02 | 18 | 90.88 | 1.73 | 92.61 | 0
2023-02-02 | 19 | 0 | 2023-02-02 | 19 | 80.9 | 1.74 | 82.64 | 0
2023-02-02 | 20 | 0 | 2023-02-02 | 20 | 71.1 | 1.75 | 72.85 | 0
2023-02-02 | 21 | 0 | 2023-02-02 | 21 | 70.14 | 1.76 | 71.9 | 0
2023-02-02 | 22 | 0 | 2023-02-02 | 22 | 86.44 | 1.86 | 88.3 | 0
2023-02-02 | 23 | 0 | 2023-02-02 | 23 | 78.19 | 2.19 | 80.38 | 0
2023-02-02 | 24 | 0 | 2023-02-02 | 24 | 11.67 | 2.62 | 14.29 | 0
2023-02-03 | 1 | 0 | 2023-02-03 | 1 | 40.72 | 1.6 | 42.32 | 0
2023-02-03 | 2 | 0 | 2023-02-03 | 2 | 26.3 | 1.24 | 27.54 | 0
2023-02-03 | 3 | 0 | 2023-02-03 | 3 | 6.38 | 1.16 | 7.54 | 0
2023-02-03 | 4 | 0 | 2023-02-03 | 4 | 8.77 | 1.14 | 9.91 | 0
2023-02-03 | 5 | 0 | 2023-02-03 | 5 | -10.72 | 1.3 | -9.42 | 0
2023-02-03 | 6 | 0 | 2023-02-03 | 6 | 18.95 | 1.98 | 20.93 | 0
2023-02-03 | 7 | 0 | 2023-02-03 | 7 | 60.75 | 1.59 | 62.34 | 0
2023-02-03 | 8 | 167 | 2023-02-03 | 8 | 97.19 | 2.23 | 99.42 | 1.209e-05
2023-02-03 | 9 | 207464 | 2023-02-03 | 9 | 41.63 | 2.38 | 44.01 | 0.0066484
2023-02-03 | 10 | 510873 | 2023-02-03 | 10 | 35.55 | 2.48 | 38.03 | 0.014147
2023-02-03 | 11 | 728682 | 2023-02-03 | 11 | 136.71 | 2.76 | 139.47 | 0.074002
2023-02-03 | 12 | 806163 | 2023-02-03 | 12 | 137.89 | 2.38 | 140.27 | 0.08234
2023-02-03 | 13 | 828011 | 2023-02-03 | 13 | 133.28 | 2.35 | 135.63 | 0.081774
2023-02-03 | 14 | 823036 | 2023-02-03 | 14 | 115.87 | 1.9 | 117.77 | 0.070579
2023-02-03 | 15 | 725546 | 2023-02-03 | 15 | 173.74 | 1.97 | 175.71 | 0.09283
2023-02-03 | 16 | 467642 | 2023-02-03 | 16 | 182.82 | 2.22 | 185.04 | 0.063009
2023-02-03 | 17 | 457 | 2023-02-03 | 17 | 213.33 | 2.07 | 215.4 | 7.1678e-05
2023-02-03 | 18 | 0 | 2023-02-03 | 18 | 224.19 | 1.95 | 226.14 | 0
2023-02-03 | 19 | 0 | 2023-02-03 | 19 | 259.17 | 2.19 | 261.36 | 0
2023-02-03 | 20 | 0 | 2023-02-03 | 20 | 266.31 | 2.08 | 268.39 | 0
2023-02-03 | 21 | 0 | 2023-02-03 | 21 | 271.95 | 2.12 | 274.07 | 0
2023-02-03 | 22 | 0 | 2023-02-03 | 22 | 257.09 | 2.14 | 259.23 | 0
2023-02-03 | 23 | 0 | 2023-02-03 | 23 | 255.71 | 3.42 | 259.13 | 0
2023-02-03 | 24 | 0 | 2023-02-03 | 24 | 254 | 3.23 | 257.23 | 0
2023-02-04 | 1 | 0 | 2023-02-04 | 1 | 190.12 | 6.11 | 196.23 | 0
2023-02-04 | 2 | 0 | 2023-02-04 | 2 | 177.78 | 5.65 | 183.43 | 0
2023-02-04 | 3 | 0 | 2023-02-04 | 3 | 237.64 | 5.79 | 243.43 | 0
2023-02-04 | 4 | 0 | 2023-02-04 | 4 | 235.34 | 5.76 | 241.1 | 0
2023-02-04 | 5 | 0 | 2023-02-04 | 5 | 228.26 | 5.9 | 234.16 | 0
2023-02-04 | 6 | 0 | 2023-02-04 | 6 | 266.52 | 6.01 | 272.53 | 0
2023-02-04 | 7 | 0 | 2023-02-04 | 7 | 379.96 | 7.21 | 387.17 | 0
2023-02-04 | 8 | 277 | 2023-02-04 | 8 | 464.81 | 8.88 | 473.69 | 9.5543e-05
2023-02-04 | 9 | 218169 | 2023-02-04 | 9 | 337.67 | 8.16 | 345.83 | 0.054939
2023-02-04 | 10 | 537236 | 2023-02-04 | 10 | 329.57 | 7.46 | 337.03 | 0.13184
2023-02-04 | 11 | 749696 | 2023-02-04 | 11 | 377.74 | 7.98 | 385.72 | 0.21056
2023-02-04 | 12 | 819753 | 2023-02-04 | 12 | 262.93 | 6.41 | 269.34 | 0.16077
2023-02-04 | 13 | 852078 | 2023-02-04 | 13 | 288.63 | 6.78 | 295.41 | 0.18329
2023-02-04 | 14 | 821944 | 2023-02-04 | 14 | 225.45 | 5.9 | 231.35 | 0.13846
2023-02-04 | 15 | 703650 | 2023-02-04 | 15 | 354.08 | 6.82 | 360.9 | 0.18491
2023-02-04 | 16 | 166746 | 2023-02-04 | 16 | 417.45 | 7.64 | 425.09 | 0.051613
2023-02-04 | 17 | 553 | 2023-02-04 | 17 | 380.69 | 6.38 | 387.07 | 0.00015586
2023-02-04 | 18 | 0 | 2023-02-04 | 18 | 377.33 | 6.45 | 383.78 | 0
2023-02-04 | 19 | 0 | 2023-02-04 | 19 | 218.31 | 6.32 | 224.63 | 0
2023-02-04 | 20 | 0 | 2023-02-04 | 20 | 192.37 | 6.03 | 198.4 | 0
2023-02-04 | 21 | 0 | 2023-02-04 | 21 | 184.6 | 6.3 | 190.9 | 0
2023-02-04 | 22 | 0 | 2023-02-04 | 22 | 174.8 | 6.48 | 181.28 | 0
2023-02-04 | 23 | 0 | 2023-02-04 | 23 | 172.65 | 6.71 | 179.36 | 0
2023-02-04 | 24 | 0 | 2023-02-04 | 24 | 139.8 | 6.57 | 146.37 | 0
2023-02-05 | 1 | 0 | 2023-02-05 | 1 | 119.97 | 2.86 | 122.83 | 0
2023-02-05 | 2 | 0 | 2023-02-05 | 2 | 206.9 | 1.99 | 208.89 | 0
2023-02-05 | 3 | 0 | 2023-02-05 | 3 | 196.07 | 1.72 | 197.79 | 0
2023-02-05 | 4 | 0 | 2023-02-05 | 4 | 205.47 | 1.42 | 206.89 | 0
2023-02-05 | 5 | 0 | 2023-02-05 | 5 | 223.74 | 1.07 | 224.81 | 0
2023-02-05 | 6 | 0 | 2023-02-05 | 6 | 260.37 | 1.51 | 261.88 | 0
2023-02-05 | 7 | 0 | 2023-02-05 | 7 | 210.37 | 2.59 | 212.96 | 0
2023-02-05 | 8 | 447 | 2023-02-05 | 8 | 173.46 | 2.29 | 175.75 | 5.7204e-05
2023-02-05 | 9 | 2210 | 2023-02-05 | 9 | 179.38 | 3.23 | 182.61 | 0.00029386
2023-02-05 | 10 | 247770 | 2023-02-05 | 10 | 144.75 | 1.64 | 146.39 | 0.026411
2023-02-05 | 11 | 290377 | 2023-02-05 | 11 | 65.16 | 0.89 | 66.05 | 0.013966
2023-02-05 | 12 | 546728 | 2023-02-05 | 12 | 41.84 | 1.15 | 42.99 | 0.017114
2023-02-05 | 13 | 538092 | 2023-02-05 | 13 | 52.53 | 0.98 | 53.51 | 0.020966
2023-02-05 | 14 | 775168 | 2023-02-05 | 14 | 49.32 | 0.92 | 50.24 | 0.028358
2023-02-05 | 15 | 501289 | 2023-02-05 | 15 | 48.22 | 1.05 | 49.27 | 0.017984
2023-02-05 | 16 | 427723 | 2023-02-05 | 16 | 56.61 | 0.98 | 57.59 | 0.017936
2023-02-05 | 17 | 61793 | 2023-02-05 | 17 | 101.45 | 1.11 | 102.56 | 0.0046147
2023-02-05 | 18 | 0 | 2023-02-05 | 18 | 146.76 | 1.15 | 147.91 | 0
2023-02-05 | 19 | 0 | 2023-02-05 | 19 | 166.19 | 0.88 | 167.07 | 0
2023-02-05 | 20 | 0 | 2023-02-05 | 20 | 137 | 1.3 | 138.3 | 0
2023-02-05 | 21 | 0 | 2023-02-05 | 21 | 59.06 | 1.02 | 60.08 | 0
2023-02-05 | 22 | 0 | 2023-02-05 | 22 | 46.16 | 0.94 | 47.1 | 0
2023-02-05 | 23 | 0 | 2023-02-05 | 23 | 33.41 | 1.22 | 34.63 | 0
2023-02-05 | 24 | 0 | 2023-02-05 | 24 | 25.55 | 0.98 | 26.53 | 0
2023-02-06 | 1 | 0 | 2023-02-06 | 1 | 43.24 | 0.98 | 44.22 | 0
2023-02-06 | 2 | 0 | 2023-02-06 | 2 | 54.34 | 1.11 | 55.45 | 0
2023-02-06 | 3 | 0 | 2023-02-06 | 3 | 28.74 | 0.87 | 29.61 | 0
2023-02-06 | 4 | 0 | 2023-02-06 | 4 | 32.73 | 0.91 | 33.64 | 0
2023-02-06 | 5 | 0 | 2023-02-06 | 5 | 39.79 | 0.95 | 40.74 | 0
2023-02-06 | 6 | 0 | 2023-02-06 | 6 | 111.09 | 2.4 | 113.49 | 0
2023-02-06 | 7 | 0 | 2023-02-06 | 7 | 137.69 | 2.98 | 140.67 | 0
2023-02-06 | 8 | 460 | 2023-02-06 | 8 | 125.12 | 3.12 | 128.24 | 4.2954e-05
2023-02-06 | 9 | 2433 | 2023-02-06 | 9 | 110.44 | 2.21 | 112.65 | 0.00019957
2023-02-06 | 10 | 192032 | 2023-02-06 | 10 | 39.61 | 1.87 | 41.48 | 0.0058001
2023-02-06 | 11 | 401858 | 2023-02-06 | 11 | 73.71 | 1.9 | 75.61 | 0.022125
2023-02-06 | 12 | 416645 | 2023-02-06 | 12 | 75.98 | 1.83 | 77.81 | 0.023606
2023-02-06 | 13 | 240410 | 2023-02-06 | 13 | 76.42 | 1.89 | 78.31 | 0.013709
2023-02-06 | 14 | 502136 | 2023-02-06 | 14 | 55.66 | 1.93 | 57.59 | 0.021057
2023-02-06 | 15 | 414580 | 2023-02-06 | 15 | 46.31 | 1.84 | 48.15 | 0.014535
2023-02-06 | 16 | 116057 | 2023-02-06 | 16 | 40.21 | 1.69 | 41.9 | 0.0035409
2023-02-06 | 17 | 26152 | 2023-02-06 | 17 | 62.33 | 1.76 | 64.09 | 0.0012205
2023-02-06 | 18 | 10 | 2023-02-06 | 18 | 77.17 | 1.69 | 78.86 | 5.7422e-07
2023-02-06 | 19 | 0 | 2023-02-06 | 19 | 81.12 | 1.73 | 82.85 | 0
2023-02-06 | 20 | 0 | 2023-02-06 | 20 | 50.94 | 1.65 | 52.59 | 0
2023-02-06 | 21 | 0 | 2023-02-06 | 21 | 51.19 | 1.59 | 52.78 | 0
2023-02-06 | 22 | 0 | 2023-02-06 | 22 | 43.01 | 1.7 | 44.71 | 0
2023-02-06 | 23 | 0 | 2023-02-06 | 23 | 31.92 | 2.86 | 34.78 | 0
2023-02-06 | 24 | 0 | 2023-02-06 | 24 | 6.48 | 2.01 | 8.49 | 0
2023-02-07 | 1 | 0 | 2023-02-07 | 1 | 29.44 | 0.72 | 30.16 | 0
2023-02-07 | 2 | 0 | 2023-02-07 | 2 | 34.95 | 1 | 35.95 | 0
2023-02-07 | 3 | 0 | 2023-02-07 | 3 | 33.51 | 1.03 | 34.54 | 0
2023-02-07 | 4 | 0 | 2023-02-07 | 4 | 32.94 | 0.55 | 33.49 | 0
2023-02-07 | 5 | 0 | 2023-02-07 | 5 | 33.02 | 0.6 | 33.62 | 0
2023-02-07 | 6 | 0 | 2023-02-07 | 6 | 40.69 | 0.98 | 41.67 | 0
2023-02-07 | 7 | 0 | 2023-02-07 | 7 | 76.62 | 1.31 | 77.93 | 0
2023-02-07 | 8 | 327 | 2023-02-07 | 8 | 119.35 | 3.42 | 122.77 | 2.9232e-05
2023-02-07 | 9 | 220637 | 2023-02-07 | 9 | 62.2 | 1.85 | 64.05 | 0.01029
2023-02-07 | 10 | 503613 | 2023-02-07 | 10 | 28 | 1.96 | 29.96 | 0.010987
2023-02-07 | 11 | 686403 | 2023-02-07 | 11 | 26.07 | 1.49 | 27.56 | 0.013775
2023-02-07 | 12 | 796356 | 2023-02-07 | 12 | 27.39 | 1.47 | 28.86 | 0.016735
2023-02-07 | 13 | 818731 | 2023-02-07 | 13 | 20.48 | 1.46 | 21.94 | 0.01308
2023-02-07 | 14 | 694688 | 2023-02-07 | 14 | 22.32 | 1.43 | 23.75 | 0.012014
2023-02-07 | 15 | 712882 | 2023-02-07 | 15 | 19.32 | 1.41 | 20.73 | 0.010761
2023-02-07 | 16 | 185789 | 2023-02-07 | 16 | 29.44 | 1.36 | 30.8 | 0.0041667
2023-02-07 | 17 | 347 | 2023-02-07 | 17 | 35.67 | 1.33 | 37 | 9.3488e-06
2023-02-07 | 18 | 0 | 2023-02-07 | 18 | 53.76 | 1.47 | 55.23 | 0
2023-02-07 | 19 | 0 | 2023-02-07 | 19 | 47.21 | 1.48 | 48.69 | 0
2023-02-07 | 20 | 0 | 2023-02-07 | 20 | 43.83 | 1.72 | 45.55 | 0
2023-02-07 | 21 | 0 | 2023-02-07 | 21 | 38.51 | 1.85 | 40.36 | 0
2023-02-07 | 22 | 0 | 2023-02-07 | 22 | 34.26 | 1.46 | 35.72 | 0
2023-02-07 | 23 | 0 | 2023-02-07 | 23 | 28.83 | 1.48 | 30.31 | 0
2023-02-07 | 24 | 0 | 2023-02-07 | 24 | 25.36 | 0.71 | 26.07 | 0
2023-02-08 | 1 | 0 | 2023-02-08 | 1 | 24.37 | 0.41 | 24.78 | 0
2023-02-08 | 2 | 0 | 2023-02-08 | 2 | 24.62 | 0.38 | 25 | 0
2023-02-08 | 3 | 0 | 2023-02-08 | 3 | 24.12 | 0.41 | 24.53 | 0
2023-02-08 | 4 | 0 | 2023-02-08 | 4 | 21.42 | 0.41 | 21.83 | 0
2023-02-08 | 5 | 0 | 2023-02-08 | 5 | 21.61 | 0.4 | 22.01 | 0
2023-02-08 | 6 | 0 | 2023-02-08 | 6 | 25.92 | 0.54 | 26.46 | 0
2023-02-08 | 7 | 0 | 2023-02-08 | 7 | 48.85 | 0.65 | 49.5 | 0
2023-02-08 | 8 | 287 | 2023-02-08 | 8 | 56.46 | 1.91 | 58.37 | 1.2198e-05
2023-02-08 | 9 | 1127 | 2023-02-08 | 9 | 45.35 | 1.95 | 47.3 | 3.8816e-05
2023-02-08 | 10 | 132061 | 2023-02-08 | 10 | 29.52 | 1.4 | 30.92 | 0.0029733
2023-02-08 | 11 | 224218 | 2023-02-08 | 11 | 27.59 | 1.29 | 28.88 | 0.0047151
2023-02-08 | 12 | 696329 | 2023-02-08 | 12 | 25.91 | 1.27 | 27.18 | 0.013781
2023-02-08 | 13 | 436243 | 2023-02-08 | 13 | 15.26 | 1.55 | 16.81 | 0.0053398
2023-02-08 | 14 | 625925 | 2023-02-08 | 14 | 7.3 | 1.4 | 8.7 | 0.0039652
2023-02-08 | 15 | 684494 | 2023-02-08 | 15 | 17.11 | 1.53 | 18.64 | 0.0092905
2023-02-08 | 16 | 465915 | 2023-02-08 | 16 | 22.3 | 1.37 | 23.67 | 0.0080303
2023-02-08 | 17 | 197123 | 2023-02-08 | 17 | 36.66 | 1.38 | 38.04 | 0.0054601
2023-02-08 | 18 | 0 | 2023-02-08 | 18 | 54.76 | 1.35 | 56.11 | 0
2023-02-08 | 19 | 0 | 2023-02-08 | 19 | 40.62 | 1.42 | 42.04 | 0
2023-02-08 | 20 | 0 | 2023-02-08 | 20 | 30.27 | 1.35 | 31.62 | 0
2023-02-08 | 21 | 0 | 2023-02-08 | 21 | 29.71 | 1.3 | 31.01 | 0
2023-02-08 | 22 | 0 | 2023-02-08 | 22 | 26.99 | 1.63 | 28.62 | 0
2023-02-08 | 23 | 0 | 2023-02-08 | 23 | 26 | 1.45 | 27.45 | 0
2023-02-08 | 24 | 0 | 2023-02-08 | 24 | 25.97 | 0.44 | 26.41 | 0
2023-02-09 | 1 | 0 | 2023-02-09 | 1 | 23.22 | 0.55 | 23.77 | 0
2023-02-09 | 2 | 0 | 2023-02-09 | 2 | 22.66 | 0.74 | 23.4 | 0
2023-02-09 | 3 | 0 | 2023-02-09 | 3 | 22.96 | 0.93 | 23.89 | 0
2023-02-09 | 4 | 0 | 2023-02-09 | 4 | 24.36 | 0.95 | 25.31 | 0
2023-02-09 | 5 | 0 | 2023-02-09 | 5 | 24.64 | 0.58 | 25.22 | 0
2023-02-09 | 6 | 0 | 2023-02-09 | 6 | 32.92 | 0.72 | 33.64 | 0
2023-02-09 | 7 | 0 | 2023-02-09 | 7 | 38.77 | 0.67 | 39.44 | 0
2023-02-09 | 8 | 533 | 2023-02-09 | 8 | 39.41 | 1.66 | 41.07 | 1.594e-05
2023-02-09 | 9 | 189070 | 2023-02-09 | 9 | 34.38 | 1.4 | 35.78 | 0.0049259
2023-02-09 | 10 | 456130 | 2023-02-09 | 10 | 30.99 | 1.32 | 32.31 | 0.010731
2023-02-09 | 11 | 299796 | 2023-02-09 | 11 | 34.74 | 1.37 | 36.11 | 0.0078828
2023-02-09 | 12 | 361062 | 2023-02-09 | 12 | 43.65 | 1.59 | 45.24 | 0.011894
2023-02-09 | 13 | 222779 | 2023-02-09 | 13 | 39.01 | 1.47 | 40.48 | 0.0065666
2023-02-09 | 14 | 125281 | 2023-02-09 | 14 | 33.84 | 1.33 | 35.17 | 0.0032084
2023-02-09 | 15 | 126636 | 2023-02-09 | 15 | 31.42 | 1.32 | 32.74 | 0.003019
2023-02-09 | 16 | 383 | 2023-02-09 | 16 | 36.03 | 1.37 | 37.4 | 1.043e-05
2023-02-09 | 17 | 27 | 2023-02-09 | 17 | 34.71 | 1.37 | 36.08 | 7.0934e-07
2023-02-09 | 18 | 0 | 2023-02-09 | 18 | 48.56 | 1.44 | 50 | 0
2023-02-09 | 19 | 0 | 2023-02-09 | 19 | 45.62 | 1.43 | 47.05 | 0
2023-02-09 | 20 | 0 | 2023-02-09 | 20 | 29.95 | 1.34 | 31.29 | 0
2023-02-09 | 21 | 0 | 2023-02-09 | 21 | 32.48 | 1.77 | 34.25 | 0
2023-02-09 | 22 | 0 | 2023-02-09 | 22 | 25.08 | 1.39 | 26.47 | 0
2023-02-09 | 23 | 0 | 2023-02-09 | 23 | 23.3 | 1.48 | 24.78 | 0
2023-02-09 | 24 | 0 | 2023-02-09 | 24 | 22.83 | 0.63 | 23.46 | 0
2023-02-10 | 1 | 0 | 2023-02-10 | 1 | 21.43 | 0.47 | 21.9 | 0
2023-02-10 | 2 | 0 | 2023-02-10 | 2 | 20.37 | 0.45 | 20.82 | 0
2023-02-10 | 3 | 0 | 2023-02-10 | 3 | 18.21 | 0.46 | 18.67 | 0
2023-02-10 | 4 | 0 | 2023-02-10 | 4 | 18.51 | 0.44 | 18.95 | 0
2023-02-10 | 5 | 0 | 2023-02-10 | 5 | 18.96 | 0.45 | 19.41 | 0
2023-02-10 | 6 | 0 | 2023-02-10 | 6 | 19.83 | 0.52 | 20.35 | 0
2023-02-10 | 7 | 0 | 2023-02-10 | 7 | 33.29 | 0.73 | 34.02 | 0
2023-02-10 | 8 | 283 | 2023-02-10 | 8 | 44.86 | 1.72 | 46.58 | 9.5987e-06
2023-02-10 | 9 | 3200 | 2023-02-10 | 9 | 31.88 | 1.46 | 33.34 | 7.7686e-05
2023-02-10 | 10 | 239486 | 2023-02-10 | 10 | 20.23 | 1.38 | 21.61 | 0.0037684
2023-02-10 | 11 | 665102 | 2023-02-10 | 11 | 6.73 | 2.02 | 8.75 | 0.0042376
2023-02-10 | 12 | 777857 | 2023-02-10 | 12 | -0.31 | 2.03 | 1.72 | 0.00097421
2023-02-10 | 13 | 684006 | 2023-02-10 | 13 | 19.73 | 1.4 | 21.13 | 0.010524
2023-02-10 | 14 | 603819 | 2023-02-10 | 14 | 20.33 | 1.71 | 22.04 | 0.0096904
2023-02-10 | 15 | 453869 | 2023-02-10 | 15 | 20.35 | 1.44 | 21.79 | 0.0072013
2023-02-10 | 16 | 405683 | 2023-02-10 | 16 | 22.85 | 1.39 | 24.24 | 0.0071605
2023-02-10 | 17 | 280 | 2023-02-10 | 17 | 24.49 | 1.34 | 25.83 | 5.2663e-06
2023-02-10 | 18 | 0 | 2023-02-10 | 18 | 38.67 | 1.38 | 40.05 | 0
2023-02-10 | 19 | 0 | 2023-02-10 | 19 | 35.94 | 1.43 | 37.37 | 0
2023-02-10 | 20 | 0 | 2023-02-10 | 20 | 32.83 | 1.5 | 34.33 | 0
2023-02-10 | 21 | 0 | 2023-02-10 | 21 | 26.36 | 1.33 | 27.69 | 0
2023-02-10 | 22 | 0 | 2023-02-10 | 22 | 29.77 | 1.5 | 31.27 | 0
2023-02-10 | 23 | 0 | 2023-02-10 | 23 | 22.89 | 1.5 | 24.39 | 0
2023-02-10 | 24 | 0 | 2023-02-10 | 24 | 21.57 | 0.53 | 22.1 | 0
2023-02-11 | 1 | 0 | 2023-02-11 | 1 | 22.94 | 0.29 | 23.23 | 0
2023-02-11 | 2 | 0 | 2023-02-11 | 2 | 22.9 | 0.29 | 23.19 | 0
2023-02-11 | 3 | 0 | 2023-02-11 | 3 | 22.15 | 0.45 | 22.6 | 0
2023-02-11 | 4 | 0 | 2023-02-11 | 4 | 20.84 | 0.5 | 21.34 | 0
2023-02-11 | 5 | 0 | 2023-02-11 | 5 | 20.79 | 0.33 | 21.12 | 0
2023-02-11 | 6 | 0 | 2023-02-11 | 6 | 20.7 | 0.31 | 21.01 | 0
2023-02-11 | 7 | 7 | 2023-02-11 | 7 | 29.78 | 0.5 | 30.28 | 1.5434e-07
2023-02-11 | 8 | 397 | 2023-02-11 | 8 | 44.72 | 0.54 | 45.26 | 1.3084e-05
2023-02-11 | 9 | 228019 | 2023-02-11 | 9 | 28.45 | 0.53 | 28.98 | 0.0048117
2023-02-11 | 10 | 548355 | 2023-02-11 | 10 | 20.45 | 0.42 | 20.87 | 0.0083331
2023-02-11 | 11 | 713695 | 2023-02-11 | 11 | 21.98 | 0.34 | 22.32 | 0.011599
2023-02-11 | 12 | 814404 | 2023-02-11 | 12 | 20.92 | 0.32 | 21.24 | 0.012596
2023-02-11 | 13 | 834488 | 2023-02-11 | 13 | 15.98 | 0.42 | 16.4 | 0.0099653
2023-02-11 | 14 | 806555 | 2023-02-11 | 14 | 15.39 | 0.39 | 15.78 | 0.0092676
2023-02-11 | 15 | 696753 | 2023-02-11 | 15 | 18.3 | 0.4 | 18.7 | 0.0094874
2023-02-11 | 16 | 557181 | 2023-02-11 | 16 | 22.7 | 0.36 | 23.06 | 0.0093558
2023-02-11 | 17 | 221113 | 2023-02-11 | 17 | 30.72 | 0.36 | 31.08 | 0.005004
2023-02-11 | 18 | 7 | 2023-02-11 | 18 | 56.88 | 0.86 | 57.74 | 2.9431e-07
2023-02-11 | 19 | 0 | 2023-02-11 | 19 | 56.55 | 0.73 | 57.28 | 0
2023-02-11 | 20 | 0 | 2023-02-11 | 20 | 49.82 | 1.09 | 50.91 | 0
2023-02-11 | 21 | 0 | 2023-02-11 | 21 | 41.51 | 0.65 | 42.16 | 0
2023-02-11 | 22 | 0 | 2023-02-11 | 22 | 32.66 | 0.38 | 33.04 | 0
2023-02-11 | 23 | 0 | 2023-02-11 | 23 | 27.13 | 1.49 | 28.62 | 0
2023-02-11 | 24 | 0 | 2023-02-11 | 24 | 23.33 | 0.6 | 23.93 | 0
2023-02-12 | 1 | 0 | 2023-02-12 | 1 | 23.69 | 1.04 | 24.73 | 0
2023-02-12 | 2 | 0 | 2023-02-12 | 2 | 24.03 | 1 | 25.03 | 0
2023-02-12 | 3 | 0 | 2023-02-12 | 3 | 24.79 | 0.99 | 25.78 | 0
2023-02-12 | 4 | 0 | 2023-02-12 | 4 | 26.47 | 1 | 27.47 | 0
2023-02-12 | 5 | 0 | 2023-02-12 | 5 | 55.85 | 1.09 | 56.94 | 0
2023-02-12 | 6 | 0 | 2023-02-12 | 6 | 27.23 | 1.03 | 28.26 | 0
2023-02-12 | 7 | 7 | 2023-02-12 | 7 | 32.35 | 1.58 | 33.93 | 1.7294e-07
2023-02-12 | 8 | 3400 | 2023-02-12 | 8 | 32.09 | 2.33 | 34.42 | 8.5215e-05
2023-02-12 | 9 | 288419 | 2023-02-12 | 9 | 24.54 | 1.14 | 25.68 | 0.0053932
2023-02-12 | 10 | 521000 | 2023-02-12 | 10 | 23.19 | 1.1 | 24.29 | 0.0092149
2023-02-12 | 11 | 671140 | 2023-02-12 | 11 | 23.7 | 1.05 | 24.75 | 0.012095
2023-02-12 | 12 | 707296 | 2023-02-12 | 12 | 23.72 | 1.08 | 24.8 | 0.012773
2023-02-12 | 13 | 635682 | 2023-02-12 | 13 | 23.27 | 1.02 | 24.29 | 0.011243
2023-02-12 | 14 | 562099 | 2023-02-12 | 14 | 22.34 | 0.99 | 23.33 | 0.0095489
2023-02-12 | 15 | 425089 | 2023-02-12 | 15 | 23.74 | 0.98 | 24.72 | 0.0076516
2023-02-12 | 16 | 277785 | 2023-02-12 | 16 | 39.24 | 1.37 | 40.61 | 0.0082142
2023-02-12 | 17 | 72437 | 2023-02-12 | 17 | 48.54 | 1.21 | 49.75 | 0.0026241
2023-02-12 | 18 | 0 | 2023-02-12 | 18 | 65.92 | 1.62 | 67.54 | 0
2023-02-12 | 19 | 0 | 2023-02-12 | 19 | 46.49 | 1.23 | 47.72 | 0
2023-02-12 | 20 | 0 | 2023-02-12 | 20 | 36.13 | 1.07 | 37.2 | 0
2023-02-12 | 21 | 0 | 2023-02-12 | 21 | 32.15 | 1.06 | 33.21 | 0
2023-02-12 | 22 | 0 | 2023-02-12 | 22 | 30.91 | 1.05 | 31.96 | 0
2023-02-12 | 23 | 0 | 2023-02-12 | 23 | 28.92 | 1.24 | 30.16 | 0
2023-02-12 | 24 | 0 | 2023-02-12 | 24 | 27.98 | 1.14 | 29.12 | 0
2023-02-13 | 1 | 0 | 2023-02-13 | 1 | 23.22 | 0.51 | 23.73 | 0
2023-02-13 | 2 | 0 | 2023-02-13 | 2 | 22.49 | 0.41 | 22.9 | 0
2023-02-13 | 3 | 0 | 2023-02-13 | 3 | 22.03 | 0.4 | 22.43 | 0
2023-02-13 | 4 | 0 | 2023-02-13 | 4 | 21.9 | 0.4 | 22.3 | 0
2023-02-13 | 5 | 0 | 2023-02-13 | 5 | 21.53 | 0.47 | 22 | 0
2023-02-13 | 6 | 0 | 2023-02-13 | 6 | 22.1 | 0.55 | 22.65 | 0
2023-02-13 | 7 | 0 | 2023-02-13 | 7 | 32.54 | 0.65 | 33.19 | 0
2023-02-13 | 8 | 563 | 2023-02-13 | 8 | 57.22 | 1.91 | 59.13 | 2.424e-05
2023-02-13 | 9 | 35180 | 2023-02-13 | 9 | 39.14 | 1.51 | 40.65 | 0.0010413
2023-02-13 | 10 | 208588 | 2023-02-13 | 10 | 29.09 | 1.32 | 30.41 | 0.0046188
2023-02-13 | 11 | 493525 | 2023-02-13 | 11 | 25.89 | 1.35 | 27.24 | 0.0097891
2023-02-13 | 12 | 474206 | 2023-02-13 | 12 | 25.84 | 1.36 | 27.2 | 0.0093921
2023-02-13 | 13 | 639072 | 2023-02-13 | 13 | 24.13 | 1.35 | 25.48 | 0.011857
2023-02-13 | 14 | 821827 | 2023-02-13 | 14 | 23 | 1.36 | 24.36 | 0.014577
2023-02-13 | 15 | 672457 | 2023-02-13 | 15 | 22.67 | 1.36 | 24.03 | 0.011766
2023-02-13 | 16 | 490015 | 2023-02-13 | 16 | 24.4 | 1.34 | 25.74 | 0.0091842
2023-02-13 | 17 | 218754 | 2023-02-13 | 17 | 35.6 | 1.36 | 36.96 | 0.0058873
2023-02-13 | 18 | 0 | 2023-02-13 | 18 | 41.31 | 1.49 | 42.8 | 0
2023-02-13 | 19 | 0 | 2023-02-13 | 19 | 63.1 | 1.68 | 64.78 | 0
2023-02-13 | 20 | 0 | 2023-02-13 | 20 | 51.04 | 1.88 | 52.92 | 0
2023-02-13 | 21 | 0 | 2023-02-13 | 21 | 53.71 | 1.4 | 55.11 | 0
2023-02-13 | 22 | 0 | 2023-02-13 | 22 | 27.92 | 1.3 | 29.22 | 0
2023-02-13 | 23 | 0 | 2023-02-13 | 23 | 23.23 | 1.45 | 24.68 | 0
2023-02-13 | 24 | 0 | 2023-02-13 | 24 | 20.74 | 1.3 | 22.04 | 0
2023-02-14 | 1 | 0 | 2023-02-14 | 1 | 22.65 | 0.42 | 23.07 | 0
2023-02-14 | 2 | 0 | 2023-02-14 | 2 | 22.73 | 0.67 | 23.4 | 0
2023-02-14 | 3 | 0 | 2023-02-14 | 3 | 22.47 | 0.71 | 23.18 | 0
2023-02-14 | 4 | 0 | 2023-02-14 | 4 | 20.81 | 0.72 | 21.53 | 0
2023-02-14 | 5 | 0 | 2023-02-14 | 5 | 22.32 | 0.3 | 22.62 | 0
2023-02-14 | 6 | 0 | 2023-02-14 | 6 | 24.29 | 0.33 | 24.62 | 0
2023-02-14 | 7 | 0 | 2023-02-14 | 7 | 32.83 | 0.43 | 33.26 | 0
2023-02-14 | 8 | 400 | 2023-02-14 | 8 | 37.23 | 1.33 | 38.56 | 1.1231e-05
2023-02-14 | 9 | 7403 | 2023-02-14 | 9 | 26.3 | 1.17 | 27.47 | 0.00014808
2023-02-14 | 10 | 625244 | 2023-02-14 | 10 | 23.27 | 1.16 | 24.43 | 0.011122
2023-02-14 | 11 | 244703 | 2023-02-14 | 11 | 23.91 | 1.52 | 25.43 | 0.0045312
2023-02-14 | 12 | 823264 | 2023-02-14 | 12 | 1.51 | 2.01 | 3.52 | 0.0021101
2023-02-14 | 13 | 852414 | 2023-02-14 | 13 | 13.69 | 1.4 | 15.09 | 0.0093662
2023-02-14 | 14 | 813774 | 2023-02-14 | 14 | 21.29 | 1.26 | 22.55 | 0.013362
2023-02-14 | 15 | 693821 | 2023-02-14 | 15 | 22.76 | 1.26 | 24.02 | 0.012135
2023-02-14 | 16 | 504839 | 2023-02-14 | 16 | 24.03 | 1.2 | 25.23 | 0.0092746
2023-02-14 | 17 | 113516 | 2023-02-14 | 17 | 23.81 | 1.11 | 24.92 | 0.0020598
2023-02-14 | 18 | 27 | 2023-02-14 | 18 | 27.99 | 1.12 | 29.11 | 5.7231e-07
2023-02-14 | 19 | 0 | 2023-02-14 | 19 | 33.51 | 1.07 | 34.58 | 0
2023-02-14 | 20 | 0 | 2023-02-14 | 20 | 34.19 | 1.25 | 35.44 | 0
2023-02-14 | 21 | 0 | 2023-02-14 | 21 | 34.28 | 1.76 | 36.04 | 0
2023-02-14 | 22 | 0 | 2023-02-14 | 22 | 33.96 | 1.55 | 35.51 | 0
2023-02-14 | 23 | 0 | 2023-02-14 | 23 | 26.18 | 1.63 | 27.81 | 0
2023-02-14 | 24 | 0 | 2023-02-14 | 24 | 25.17 | 1.16 | 26.33 | 0
2023-02-15 | 1 | 0 | 2023-02-15 | 1 | 23.36 | 0.61 | 23.97 | 0
2023-02-15 | 2 | 0 | 2023-02-15 | 2 | 22.33 | 0.52 | 22.85 | 0
2023-02-15 | 3 | 0 | 2023-02-15 | 3 | 21.41 | 0.52 | 21.93 | 0
2023-02-15 | 4 | 0 | 2023-02-15 | 4 | 21.35 | 0.52 | 21.87 | 0
2023-02-15 | 5 | 0 | 2023-02-15 | 5 | 21.82 | 0.52 | 22.34 | 0
2023-02-15 | 6 | 0 | 2023-02-15 | 6 | 24.21 | 0.76 | 24.97 | 0
2023-02-15 | 7 | 0 | 2023-02-15 | 7 | 32.61 | 0.76 | 33.37 | 0
2023-02-15 | 8 | 147 | 2023-02-15 | 8 | 49.22 | 2.62 | 51.84 | 5.5489e-06
2023-02-15 | 9 | 543 | 2023-02-15 | 9 | 53.91 | 1.6 | 55.51 | 2.1948e-05
2023-02-15 | 10 | 3360 | 2023-02-15 | 10 | 47.47 | 1.61 | 49.08 | 0.00012008
2023-02-15 | 11 | 182777 | 2023-02-15 | 11 | 24.84 | 1.41 | 26.25 | 0.0034936
2023-02-15 | 12 | 230592 | 2023-02-15 | 12 | 22.46 | 1.38 | 23.84 | 0.0040029
2023-02-15 | 13 | 323280 | 2023-02-15 | 13 | 19.98 | 1.47 | 21.45 | 0.0050493
2023-02-15 | 14 | 733876 | 2023-02-15 | 14 | 20.21 | 1.5 | 21.71 | 0.011601
2023-02-15 | 15 | 636543 | 2023-02-15 | 15 | 20.91 | 1.49 | 22.4 | 0.010382
2023-02-15 | 16 | 372434 | 2023-02-15 | 16 | 21.37 | 1.45 | 22.82 | 0.0061886
2023-02-15 | 17 | 196847 | 2023-02-15 | 17 | 23.82 | 1.36 | 25.18 | 0.0036092
2023-02-15 | 18 | 13 | 2023-02-15 | 18 | 28.5 | 1.3 | 29.8 | 2.8209e-07
2023-02-15 | 19 | 0 | 2023-02-15 | 19 | 30.98 | 1.34 | 32.32 | 0
2023-02-15 | 20 | 0 | 2023-02-15 | 20 | 31.9 | 1.41 | 33.31 | 0
2023-02-15 | 21 | 0 | 2023-02-15 | 21 | 28.74 | 1.38 | 30.12 | 0
2023-02-15 | 22 | 0 | 2023-02-15 | 22 | 40.55 | 2.21 | 42.76 | 0
2023-02-15 | 23 | 0 | 2023-02-15 | 23 | 31.14 | 1.71 | 32.85 | 0
2023-02-15 | 24 | 0 | 2023-02-15 | 24 | 20.91 | 0.6 | 21.51 | 0
2023-02-16 | 1 | 0 | 2023-02-16 | 1 | 22.69 | 0.99 | 23.68 | 0
2023-02-16 | 2 | 0 | 2023-02-16 | 2 | 21.69 | 0.94 | 22.63 | 0
2023-02-16 | 3 | 0 | 2023-02-16 | 3 | 21.63 | 0.94 | 22.57 | 0
2023-02-16 | 4 | 0 | 2023-02-16 | 4 | 21.18 | 0.94 | 22.12 | 0
2023-02-16 | 5 | 0 | 2023-02-16 | 5 | 21.88 | 0.95 | 22.83 | 0
2023-02-16 | 6 | 0 | 2023-02-16 | 6 | 22.65 | 1.01 | 23.66 | 0
2023-02-16 | 7 | 7 | 2023-02-16 | 7 | 25.29 | 1.11 | 26.4 | 1.3456e-07
2023-02-16 | 8 | 517 | 2023-02-16 | 8 | 32.4 | 3.43 | 35.83 | 1.3488e-05
2023-02-16 | 9 | 216780 | 2023-02-16 | 9 | 21.4 | 2.11 | 23.51 | 0.003711
2023-02-16 | 10 | 419361 | 2023-02-16 | 10 | 22.69 | 2.05 | 24.74 | 0.0075546
2023-02-16 | 11 | 359313 | 2023-02-16 | 11 | 33.48 | 2.11 | 35.59 | 0.0093116
2023-02-16 | 12 | 292954 | 2023-02-16 | 12 | 36.52 | 2.09 | 38.61 | 0.0082361
2023-02-16 | 13 | 382862 | 2023-02-16 | 13 | 37.07 | 1.95 | 39.02 | 0.010878
2023-02-16 | 14 | 260981 | 2023-02-16 | 14 | 24.89 | 1.92 | 26.81 | 0.0050948
2023-02-16 | 15 | 190784 | 2023-02-16 | 15 | 25.47 | 1.91 | 27.38 | 0.0038036
2023-02-16 | 16 | 192973 | 2023-02-16 | 16 | 37.07 | 2.05 | 39.12 | 0.0054969
2023-02-16 | 17 | 330 | 2023-02-16 | 17 | 30.68 | 2.32 | 33 | 7.9296e-06
2023-02-16 | 18 | 0 | 2023-02-16 | 18 | 44.71 | 2.19 | 46.9 | 0
2023-02-16 | 19 | 0 | 2023-02-16 | 19 | 31.77 | 2.12 | 33.89 | 0
2023-02-16 | 20 | 0 | 2023-02-16 | 20 | 44.67 | 2.07 | 46.74 | 0
2023-02-16 | 21 | 0 | 2023-02-16 | 21 | 44.65 | 2.38 | 47.03 | 0
2023-02-16 | 22 | 0 | 2023-02-16 | 22 | 35.36 | 2.24 | 37.6 | 0
2023-02-16 | 23 | 0 | 2023-02-16 | 23 | 35 | 3.73 | 38.73 | 0
2023-02-16 | 24 | 0 | 2023-02-16 | 24 | 29.14 | 2.12 | 31.26 | 0
2023-02-17 | 1 | 0 | 2023-02-17 | 1 | 24.69 | 1.5 | 26.19 | 0
2023-02-17 | 2 | 0 | 2023-02-17 | 2 | 25.85 | 1.32 | 27.17 | 0
2023-02-17 | 3 | 0 | 2023-02-17 | 3 | 24.38 | 1.3 | 25.68 | 0
2023-02-17 | 4 | 0 | 2023-02-17 | 4 | 22.82 | 1.3 | 24.12 | 0
2023-02-17 | 5 | 0 | 2023-02-17 | 5 | 23.9 | 1.35 | 25.25 | 0
2023-02-17 | 6 | 0 | 2023-02-17 | 6 | 26.84 | 1.46 | 28.3 | 0
2023-02-17 | 7 | 0 | 2023-02-17 | 7 | 27.95 | 1.59 | 29.54 | 0
2023-02-17 | 8 | 113 | 2023-02-17 | 8 | 28.83 | 2.36 | 31.19 | 2.5664e-06
2023-02-17 | 9 | 453 | 2023-02-17 | 9 | 49.52 | 2.4 | 51.92 | 1.7126e-05
2023-02-17 | 10 | 533 | 2023-02-17 | 10 | 54.8 | 2.33 | 57.13 | 2.2173e-05
2023-02-17 | 11 | 26410 | 2023-02-17 | 11 | 59.58 | 2.35 | 61.93 | 0.001191
2023-02-17 | 12 | 123345 | 2023-02-17 | 12 | 52.38 | 3.16 | 55.54 | 0.0049883
2023-02-17 | 13 | 33834 | 2023-02-17 | 13 | 35.85 | 2.37 | 38.22 | 0.00094161
2023-02-17 | 14 | 520 | 2023-02-17 | 14 | 57.2 | 2.35 | 59.55 | 2.2548e-05
2023-02-17 | 15 | 757 | 2023-02-17 | 15 | 36.68 | 2.34 | 39.02 | 2.1508e-05
2023-02-17 | 16 | 673 | 2023-02-17 | 16 | 36.02 | 2.36 | 38.38 | 1.8808e-05
2023-02-17 | 17 | 240 | 2023-02-17 | 17 | 28.58 | 2.18 | 30.76 | 5.3755e-06
2023-02-17 | 18 | 0 | 2023-02-17 | 18 | 29.4 | 2.15 | 31.55 | 0
2023-02-17 | 19 | 0 | 2023-02-17 | 19 | 27.83 | 2.16 | 29.99 | 0
2023-02-17 | 20 | 0 | 2023-02-17 | 20 | 25.93 | 2.17 | 28.1 | 0
2023-02-17 | 21 | 0 | 2023-02-17 | 21 | 29.05 | 2.6 | 31.65 | 0
2023-02-17 | 22 | 0 | 2023-02-17 | 22 | 31.11 | 2.31 | 33.42 | 0
2023-02-17 | 23 | 0 | 2023-02-17 | 23 | 28.21 | 2.44 | 30.65 | 0
2023-02-17 | 24 | 0 | 2023-02-17 | 24 | 28.17 | 2.1 | 30.27 | 0
2023-02-18 | 1 | 0 | 2023-02-18 | 1 | 27.17 | 0.34 | 27.51 | 0
2023-02-18 | 2 | 0 | 2023-02-18 | 2 | 27.17 | 0.66 | 27.83 | 0
2023-02-18 | 3 | 0 | 2023-02-18 | 3 | 25.51 | 0.44 | 25.95 | 0
2023-02-18 | 4 | 0 | 2023-02-18 | 4 | 25.18 | 0.52 | 25.7 | 0
2023-02-18 | 5 | 0 | 2023-02-18 | 5 | 26.23 | 0.34 | 26.57 | 0
2023-02-18 | 6 | 0 | 2023-02-18 | 6 | 26.83 | 0.5 | 27.33 | 0
2023-02-18 | 7 | 17 | 2023-02-18 | 7 | 33.44 | 0.35 | 33.79 | 4.1828e-07
2023-02-18 | 8 | 603 | 2023-02-18 | 8 | 34.25 | 0.33 | 34.58 | 1.5183e-05
2023-02-18 | 9 | 308330 | 2023-02-18 | 9 | 26.66 | 0.27 | 26.93 | 0.0060461
2023-02-18 | 10 | 562860 | 2023-02-18 | 10 | 24.4 | 0.26 | 24.66 | 0.010107
2023-02-18 | 11 | 741282 | 2023-02-18 | 11 | 23.64 | 0.28 | 23.92 | 0.012911
2023-02-18 | 12 | 726165 | 2023-02-18 | 12 | 23.56 | 0.66 | 24.22 | 0.012807
2023-02-18 | 13 | 835229 | 2023-02-18 | 13 | 19.08 | 0.45 | 19.53 | 0.011878
2023-02-18 | 14 | 812240 | 2023-02-18 | 14 | 17.47 | 0.32 | 17.79 | 0.010522
2023-02-18 | 15 | 680888 | 2023-02-18 | 15 | 18.74 | 0.3 | 19.04 | 0.0094399
2023-02-18 | 16 | 420936 | 2023-02-18 | 16 | 20.99 | 0.27 | 21.26 | 0.0065163
2023-02-18 | 17 | 51670 | 2023-02-18 | 17 | 25.25 | 0.26 | 25.51 | 0.00095978
2023-02-18 | 18 | 37 | 2023-02-18 | 18 | 40.75 | 0.42 | 41.17 | 1.1092e-06
2023-02-18 | 19 | 0 | 2023-02-18 | 19 | 36.95 | 0.34 | 37.29 | 0
2023-02-18 | 20 | 0 | 2023-02-18 | 20 | 32.81 | 0.4 | 33.21 | 0
2023-02-18 | 21 | 0 | 2023-02-18 | 21 | 22.98 | 0.24 | 23.22 | 0
2023-02-18 | 22 | 0 | 2023-02-18 | 22 | 21.44 | 0.26 | 21.7 | 0
2023-02-18 | 23 | 0 | 2023-02-18 | 23 | 20.96 | 0.44 | 21.4 | 0
2023-02-18 | 24 | 0 | 2023-02-18 | 24 | 22.09 | 0.38 | 22.47 | 0
2023-02-19 | 1 | 0 | 2023-02-19 | 1 | 19.87 | 0.46 | 20.33 | 0
2023-02-19 | 2 | 0 | 2023-02-19 | 2 | 20.48 | 0.37 | 20.85 | 0
2023-02-19 | 3 | 0 | 2023-02-19 | 3 | 21.24 | 0.36 | 21.6 | 0
2023-02-19 | 4 | 0 | 2023-02-19 | 4 | 20.33 | 0.37 | 20.7 | 0
2023-02-19 | 5 | 0 | 2023-02-19 | 5 | 17.16 | 0.38 | 17.54 | 0
2023-02-19 | 6 | 0 | 2023-02-19 | 6 | 17.69 | 0.38 | 18.07 | 0
2023-02-19 | 7 | 17 | 2023-02-19 | 7 | 20.66 | 0.5 | 21.16 | 2.6193e-07
2023-02-19 | 8 | 1040 | 2023-02-19 | 8 | 17.02 | 1.23 | 18.25 | 1.382e-05
2023-02-19 | 9 | 184947 | 2023-02-19 | 9 | -0.08 | 1.13 | 1.05 | 0.0001414
2023-02-19 | 10 | 235793 | 2023-02-19 | 10 | 0.3 | 0.43 | 0.73 | 0.00012534
2023-02-19 | 11 | 341835 | 2023-02-19 | 11 | 1.03 | 0.76 | 1.79 | 0.00044555
2023-02-19 | 12 | 330533 | 2023-02-19 | 12 | 22.6 | 0.4 | 23 | 0.0055356
2023-02-19 | 13 | 339745 | 2023-02-19 | 13 | 23.21 | 0.36 | 23.57 | 0.0058309
2023-02-19 | 14 | 493966 | 2023-02-19 | 14 | 21.56 | 0.35 | 21.91 | 0.0078807
2023-02-19 | 15 | 269845 | 2023-02-19 | 15 | 21 | 0.36 | 21.36 | 0.004197
2023-02-19 | 16 | 126051 | 2023-02-19 | 16 | 19.18 | 0.66 | 19.84 | 0.001821
2023-02-19 | 17 | 667 | 2023-02-19 | 17 | 20.2 | 0.45 | 20.65 | 1.0029e-05
2023-02-19 | 18 | 20 | 2023-02-19 | 18 | 22.17 | 0.43 | 22.6 | 3.2913e-07
2023-02-19 | 19 | 0 | 2023-02-19 | 19 | 22.02 | 0.41 | 22.43 | 0
2023-02-19 | 20 | 0 | 2023-02-19 | 20 | 18.15 | 0.41 | 18.56 | 0
2023-02-19 | 21 | 0 | 2023-02-19 | 21 | 16.85 | 0.47 | 17.32 | 0
2023-02-19 | 22 | 0 | 2023-02-19 | 22 | 17.32 | 0.44 | 17.76 | 0
2023-02-19 | 23 | 0 | 2023-02-19 | 23 | 16.59 | 0.49 | 17.08 | 0
2023-02-19 | 24 | 0 | 2023-02-19 | 24 | 17.08 | 0.69 | 17.77 | 0
2023-02-20 | 1 | 0 | 2023-02-20 | 1 | 15.94 | 0.79 | 16.73 | 0
2023-02-20 | 2 | 0 | 2023-02-20 | 2 | 15.46 | 0.72 | 16.18 | 0
2023-02-20 | 3 | 0 | 2023-02-20 | 3 | 13.04 | 0.71 | 13.75 | 0
2023-02-20 | 4 | 0 | 2023-02-20 | 4 | 14.24 | 0.77 | 15.01 | 0
2023-02-20 | 5 | 0 | 2023-02-20 | 5 | 16.33 | 0.78 | 17.11 | 0
2023-02-20 | 6 | 0 | 2023-02-20 | 6 | 20.57 | 0.94 | 21.51 | 0
2023-02-20 | 7 | 10 | 2023-02-20 | 7 | 18.69 | 0.93 | 19.62 | 1.4286e-07
2023-02-20 | 8 | 540 | 2023-02-20 | 8 | 21.23 | 1.8 | 23.03 | 9.0555e-06
2023-02-20 | 9 | 1267 | 2023-02-20 | 9 | 23 | 1.66 | 24.66 | 2.2751e-05
2023-02-20 | 10 | 142636 | 2023-02-20 | 10 | 23.11 | 1.68 | 24.79 | 0.0025747
2023-02-20 | 11 | 403201 | 2023-02-20 | 11 | 21.74 | 1.72 | 23.46 | 0.0068877
2023-02-20 | 12 | 153858 | 2023-02-20 | 12 | 20.64 | 1.73 | 22.37 | 0.0025062
2023-02-20 | 13 | 215973 | 2023-02-20 | 13 | -11.8 | 2.01 | -9.79 | -0.0015396
2023-02-20 | 14 | 232680 | 2023-02-20 | 14 | -87.2 | 1.93 | -85.27 | -0.014447
2023-02-20 | 15 | 467310 | 2023-02-20 | 15 | 0.32 | 2 | 2.32 | 0.00078944
2023-02-20 | 16 | 269906 | 2023-02-20 | 16 | 7.52 | 1.78 | 9.3 | 0.0018278
2023-02-20 | 17 | 181585 | 2023-02-20 | 17 | 15.33 | 1.74 | 17.07 | 0.002257
2023-02-20 | 18 | 23 | 2023-02-20 | 18 | 20.39 | 1.67 | 22.06 | 3.6945e-07
2023-02-20 | 19 | 0 | 2023-02-20 | 19 | 22.93 | 1.62 | 24.55 | 0
2023-02-20 | 20 | 0 | 2023-02-20 | 20 | 19.92 | 1.66 | 21.58 | 0
2023-02-20 | 21 | 0 | 2023-02-20 | 21 | 21.38 | 1.66 | 23.04 | 0
2023-02-20 | 22 | 0 | 2023-02-20 | 22 | 18.88 | 1.7 | 20.58 | 0
2023-02-20 | 23 | 0 | 2023-02-20 | 23 | 24.22 | 1.9 | 26.12 | 0
2023-02-20 | 24 | 0 | 2023-02-20 | 24 | 25.47 | 0.91 | 26.38 | 0
2023-02-21 | 1 | 0 | 2023-02-21 | 1 | 20.4 | 0.29 | 20.69 | 0
2023-02-21 | 2 | 0 | 2023-02-21 | 2 | 17.62 | 0.3 | 17.92 | 0
2023-02-21 | 3 | 0 | 2023-02-21 | 3 | 19.54 | 0.26 | 19.8 | 0
2023-02-21 | 4 | 0 | 2023-02-21 | 4 | 15.15 | 0.48 | 15.63 | 0
2023-02-21 | 5 | 0 | 2023-02-21 | 5 | 20.7 | 0.31 | 21.01 | 0
2023-02-21 | 6 | 0 | 2023-02-21 | 6 | 15.67 | 0.42 | 16.09 | 0
2023-02-21 | 7 | 0 | 2023-02-21 | 7 | 19.32 | 0.39 | 19.71 | 0
2023-02-21 | 8 | 110 | 2023-02-21 | 8 | 31.35 | 1.32 | 32.67 | 2.6168e-06
2023-02-21 | 9 | 520 | 2023-02-21 | 9 | 32.21 | 1.25 | 33.46 | 1.2669e-05
2023-02-21 | 10 | 830 | 2023-02-21 | 10 | 30.49 | 1.64 | 32.13 | 1.9418e-05
2023-02-21 | 11 | 1023 | 2023-02-21 | 11 | 31.89 | 1.92 | 33.81 | 2.5185e-05
2023-02-21 | 12 | 750 | 2023-02-21 | 12 | 31.87 | 1.58 | 33.45 | 1.8268e-05
2023-02-21 | 13 | 823 | 2023-02-21 | 13 | 29.19 | 1.14 | 30.33 | 1.8176e-05
2023-02-21 | 14 | 1083 | 2023-02-21 | 14 | 36.59 | 1.13 | 37.72 | 2.9746e-05
2023-02-21 | 15 | 563 | 2023-02-21 | 15 | 25.29 | 1.07 | 26.36 | 1.0806e-05
2023-02-21 | 16 | 917 | 2023-02-21 | 16 | 24.8 | 1.06 | 25.86 | 1.7267e-05
2023-02-21 | 17 | 470 | 2023-02-21 | 17 | 25.19 | 1.06 | 26.25 | 8.9836e-06
2023-02-21 | 18 | 13 | 2023-02-21 | 18 | 27.92 | 1.13 | 29.05 | 2.7499e-07
2023-02-21 | 19 | 0 | 2023-02-21 | 19 | 32.61 | 1.22 | 33.83 | 0
2023-02-21 | 20 | 0 | 2023-02-21 | 20 | 24.63 | 1.23 | 25.86 | 0
2023-02-21 | 21 | 0 | 2023-02-21 | 21 | 24.38 | 1.11 | 25.49 | 0
2023-02-21 | 22 | 0 | 2023-02-21 | 22 | 22.22 | 1.12 | 23.34 | 0
2023-02-21 | 23 | 0 | 2023-02-21 | 23 | 21.84 | 1.27 | 23.11 | 0
2023-02-21 | 24 | 0 | 2023-02-21 | 24 | 15.91 | 0.38 | 16.29 | 0
2023-02-22 | 1 | 0 | 2023-02-22 | 1 | 19.7 | 0.4 | 20.1 | 0
2023-02-22 | 2 | 0 | 2023-02-22 | 2 | 19.03 | 0.48 | 19.51 | 0
2023-02-22 | 3 | 0 | 2023-02-22 | 3 | 18.89 | 0.49 | 19.38 | 0
2023-02-22 | 4 | 0 | 2023-02-22 | 4 | 19.06 | 0.63 | 19.69 | 0
2023-02-22 | 5 | 0 | 2023-02-22 | 5 | 19.33 | 0.43 | 19.76 | 0
2023-02-22 | 6 | 0 | 2023-02-22 | 6 | 15.79 | 0.81 | 16.6 | 0
2023-02-22 | 7 | 13 | 2023-02-22 | 7 | 22.46 | 0.71 | 23.17 | 2.1933e-07
2023-02-22 | 8 | 393 | 2023-02-22 | 8 | 22.98 | 1.32 | 24.3 | 6.9538e-06
2023-02-22 | 9 | 3890 | 2023-02-22 | 9 | 15.33 | 1.29 | 16.62 | 4.7077e-05
2023-02-22 | 10 | 189327 | 2023-02-22 | 10 | 14.46 | 1.35 | 15.81 | 0.0021796
2023-02-22 | 11 | 397230 | 2023-02-22 | 11 | 20.92 | 1.65 | 22.57 | 0.0065283
2023-02-22 | 12 | 380622 | 2023-02-22 | 12 | 24.31 | 1.64 | 25.95 | 0.0071921
2023-02-22 | 13 | 292586 | 2023-02-22 | 13 | 25.02 | 1.31 | 26.33 | 0.0056096
2023-02-22 | 14 | 255121 | 2023-02-22 | 14 | 26.52 | 1.26 | 27.78 | 0.0051606
2023-02-22 | 15 | 35651 | 2023-02-22 | 15 | 26.47 | 1.24 | 27.71 | 0.00071934
2023-02-22 | 16 | 18424 | 2023-02-22 | 16 | 23.46 | 1.22 | 24.68 | 0.0003311
2023-02-22 | 17 | 347 | 2023-02-22 | 17 | 23.45 | 1.18 | 24.63 | 6.2233e-06
2023-02-22 | 18 | 7 | 2023-02-22 | 18 | 29.01 | 1.3 | 30.31 | 1.5449e-07
2023-02-22 | 19 | 0 | 2023-02-22 | 19 | 28.01 | 1.14 | 29.15 | 0
2023-02-22 | 20 | 0 | 2023-02-22 | 20 | 23.63 | 1.16 | 24.79 | 0
2023-02-22 | 21 | 0 | 2023-02-22 | 21 | 25.31 | 1.19 | 26.5 | 0
2023-02-22 | 22 | 0 | 2023-02-22 | 22 | 23.24 | 1.34 | 24.58 | 0
2023-02-22 | 23 | 0 | 2023-02-22 | 23 | 20.33 | 1.36 | 21.69 | 0
2023-02-22 | 24 | 0 | 2023-02-22 | 24 | 21.61 | 0.48 | 22.09 | 0
2023-02-23 | 1 | 0 | 2023-02-23 | 1 | 26.58 | 0.36 | 26.94 | 0
2023-02-23 | 2 | 0 | 2023-02-23 | 2 | 26.31 | 0.34 | 26.65 | 0
2023-02-23 | 3 | 0 | 2023-02-23 | 3 | 26.64 | 0.34 | 26.98 | 0
2023-02-23 | 4 | 0 | 2023-02-23 | 4 | 26.58 | 0.55 | 27.13 | 0
2023-02-23 | 5 | 0 | 2023-02-23 | 5 | 26.74 | 0.33 | 27.07 | 0
2023-02-23 | 6 | 0 | 2023-02-23 | 6 | 21.29 | 0.5 | 21.79 | 0
2023-02-23 | 7 | 0 | 2023-02-23 | 7 | 26.27 | 0.38 | 26.65 | 0
2023-02-23 | 8 | 0 | 2023-02-23 | 8 | 32.29 | 1.34 | 33.63 | 0
2023-02-23 | 9 | 0 | 2023-02-23 | 9 | 60.15 | 1.23 | 61.38 | 0
2023-02-23 | 10 | 0 | 2023-02-23 | 10 | 76.87 | 1.24 | 78.11 | 0
2023-02-23 | 11 | 0 | 2023-02-23 | 11 | 92.51 | 1.15 | 93.66 | 0
2023-02-23 | 12 | 0 | 2023-02-23 | 12 | 94.49 | 1.97 | 96.46 | 0
2023-02-23 | 13 | 10 | 2023-02-23 | 13 | 51.55 | 1.07 | 52.62 | 3.8316e-07
2023-02-23 | 14 | 0 | 2023-02-23 | 14 | 44.15 | 0.97 | 45.12 | 0
2023-02-23 | 15 | 0 | 2023-02-23 | 15 | 42.71 | 0.96 | 43.67 | 0
2023-02-23 | 16 | 0 | 2023-02-23 | 16 | 41.4 | 0.96 | 42.36 | 0
2023-02-23 | 17 | 0 | 2023-02-23 | 17 | 40.97 | 0.99 | 41.96 | 0
2023-02-23 | 18 | 0 | 2023-02-23 | 18 | 38.99 | 1.12 | 40.11 | 0
2023-02-23 | 19 | 0 | 2023-02-23 | 19 | 39.4 | 1.04 | 40.44 | 0
2023-02-23 | 20 | 0 | 2023-02-23 | 20 | 35.56 | 1.04 | 36.6 | 0
2023-02-23 | 21 | 0 | 2023-02-23 | 21 | 68.07 | 1.17 | 69.24 | 0
2023-02-23 | 22 | 0 | 2023-02-23 | 22 | 66.9 | 1.3 | 68.2 | 0
2023-02-23 | 23 | 0 | 2023-02-23 | 23 | 38.99 | 1.31 | 40.3 | 0
2023-02-23 | 24 | 0 | 2023-02-23 | 24 | 33.41 | 0.51 | 33.92 | 0
2023-02-24 | 1 | 0 | 2023-02-24 | 1 | 81.85 | 0.94 | 82.79 | 0
2023-02-24 | 2 | 0 | 2023-02-24 | 2 | 94.5 | 0.98 | 95.48 | 0
2023-02-24 | 3 | 0 | 2023-02-24 | 3 | 82.3 | 0.85 | 83.15 | 0
2023-02-24 | 4 | 0 | 2023-02-24 | 4 | 39.79 | 0.68 | 40.47 | 0
2023-02-24 | 5 | 0 | 2023-02-24 | 5 | 55.31 | 0.85 | 56.16 | 0
2023-02-24 | 6 | 0 | 2023-02-24 | 6 | 73.42 | 1.32 | 74.74 | 0
2023-02-24 | 7 | 0 | 2023-02-24 | 7 | 113.5 | 1.1 | 114.6 | 0
2023-02-24 | 8 | 57 | 2023-02-24 | 8 | 47.18 | 2.97 | 50.15 | 2.0815e-06
2023-02-24 | 9 | 1357 | 2023-02-24 | 9 | 35.16 | 1.53 | 36.69 | 3.6254e-05
2023-02-24 | 10 | 4873 | 2023-02-24 | 10 | 76.21 | 1.43 | 77.64 | 0.00027549
2023-02-24 | 11 | 7043 | 2023-02-24 | 11 | 124.75 | 1.85 | 126.6 | 0.00064926
2023-02-24 | 12 | 8340 | 2023-02-24 | 12 | 127.36 | 1.78 | 129.14 | 0.00078424
2023-02-24 | 13 | 9163 | 2023-02-24 | 13 | 104.79 | 1.89 | 106.68 | 0.00071178
2023-02-24 | 14 | 5340 | 2023-02-24 | 14 | 93.94 | 1.64 | 95.58 | 0.00037165
2023-02-24 | 15 | 9127 | 2023-02-24 | 15 | 122.71 | 1.91 | 124.62 | 0.00082821
2023-02-24 | 16 | 8030 | 2023-02-24 | 16 | 109.31 | 1.76 | 111.07 | 0.00064944
2023-02-24 | 17 | 2017 | 2023-02-24 | 17 | 132.33 | 1.75 | 134.08 | 0.00019692
2023-02-24 | 18 | 53 | 2023-02-24 | 18 | 160.63 | 1.68 | 162.31 | 6.2639e-06
2023-02-24 | 19 | 0 | 2023-02-24 | 19 | 154.94 | 1.78 | 156.72 | 0
2023-02-24 | 20 | 0 | 2023-02-24 | 20 | 141.3 | 1.6 | 142.9 | 0
2023-02-24 | 21 | 0 | 2023-02-24 | 21 | 136.09 | 1.6 | 137.69 | 0
2023-02-24 | 22 | 0 | 2023-02-24 | 22 | 133 | 2.37 | 135.37 | 0
2023-02-24 | 23 | 0 | 2023-02-24 | 23 | 113.41 | 2.87 | 116.28 | 0
2023-02-24 | 24 | 0 | 2023-02-24 | 24 | 103 | 1.69 | 104.69 | 0
2023-02-25 | 1 | 0 | 2023-02-25 | 1 | 83.83 | 1.44 | 85.27 | 0
2023-02-25 | 2 | 0 | 2023-02-25 | 2 | 84.26 | 1.13 | 85.39 | 0
2023-02-25 | 3 | 0 | 2023-02-25 | 3 | 70.82 | 1.13 | 71.95 | 0
2023-02-25 | 4 | 0 | 2023-02-25 | 4 | 65.75 | 1.06 | 66.81 | 0
2023-02-25 | 5 | 0 | 2023-02-25 | 5 | 64.53 | 1.6 | 66.13 | 0
2023-02-25 | 6 | 0 | 2023-02-25 | 6 | 62.18 | 1.19 | 63.37 | 0
2023-02-25 | 7 | 67 | 2023-02-25 | 7 | 60.13 | 1.17 | 61.3 | 2.9906e-06
2023-02-25 | 8 | 927 | 2023-02-25 | 8 | 64.06 | 1.53 | 65.59 | 4.4273e-05
2023-02-25 | 9 | 1967 | 2023-02-25 | 9 | 65.3 | 1.19 | 66.49 | 9.5233e-05
2023-02-25 | 10 | 2450 | 2023-02-25 | 10 | 91.74 | 1.22 | 92.96 | 0.00016584
2023-02-25 | 11 | 2707 | 2023-02-25 | 11 | 148.68 | 1.32 | 150 | 0.00029567
2023-02-25 | 12 | 2623 | 2023-02-25 | 12 | 143.91 | 1.32 | 145.23 | 0.00027738
2023-02-25 | 13 | 3497 | 2023-02-25 | 13 | 143.96 | 1.2 | 145.16 | 0.00036963
2023-02-25 | 14 | 3953 | 2023-02-25 | 14 | 142.79 | 1.33 | 144.12 | 0.00041484
2023-02-25 | 15 | 2000 | 2023-02-25 | 15 | 144.43 | 1.35 | 145.78 | 0.0002123
2023-02-25 | 16 | 1567 | 2023-02-25 | 16 | 155.59 | 1.32 | 156.91 | 0.00017904
2023-02-25 | 17 | 713 | 2023-02-25 | 17 | 153.87 | 1.34 | 155.21 | 8.0581e-05
2023-02-25 | 18 | 30 | 2023-02-25 | 18 | 156.73 | 1.71 | 158.44 | 3.4611e-06
2023-02-25 | 19 | 0 | 2023-02-25 | 19 | 191.23 | 2.38 | 193.61 | 0
2023-02-25 | 20 | 0 | 2023-02-25 | 20 | 148.1 | 1.8 | 149.9 | 0
2023-02-25 | 21 | 0 | 2023-02-25 | 21 | 164.02 | 1.73 | 165.75 | 0
2023-02-25 | 22 | 0 | 2023-02-25 | 22 | 154.83 | 1.52 | 156.35 | 0
2023-02-25 | 23 | 0 | 2023-02-25 | 23 | 130.93 | 1.53 | 132.46 | 0
2023-02-25 | 24 | 0 | 2023-02-25 | 24 | 116.52 | 1.7 | 118.22 | 0
2023-02-26 | 1 | 0 | 2023-02-26 | 1 | 178.5 | 3.05 | 181.55 | 0
2023-02-26 | 2 | 0 | 2023-02-26 | 2 | 185.35 | 1.84 | 187.19 | 0
2023-02-26 | 3 | 0 | 2023-02-26 | 3 | 165.42 | 1.95 | 167.37 | 0
2023-02-26 | 4 | 0 | 2023-02-26 | 4 | 182.02 | 2.43 | 184.45 | 0
2023-02-26 | 5 | 0 | 2023-02-26 | 5 | 203.5 | 2.59 | 206.09 | 0
2023-02-26 | 6 | 0 | 2023-02-26 | 6 | 212.65 | 2.31 | 214.96 | 0
2023-02-26 | 7 | 10 | 2023-02-26 | 7 | 223.27 | 1.8 | 225.07 | 1.6389e-06
2023-02-26 | 8 | 317 | 2023-02-26 | 8 | 241.37 | 1.9 | 243.27 | 5.6153e-05
2023-02-26 | 9 | 407 | 2023-02-26 | 9 | 285.66 | 4.2 | 289.86 | 8.5903e-05
2023-02-26 | 10 | 237 | 2023-02-26 | 10 | 281.43 | 2.57 | 284 | 4.9011e-05
2023-02-26 | 11 | 347 | 2023-02-26 | 11 | 204.53 | 1.68 | 206.21 | 5.2103e-05
2023-02-26 | 12 | 170 | 2023-02-26 | 12 | 189.06 | 1.71 | 190.77 | 2.3615e-05
2023-02-26 | 13 | 80 | 2023-02-26 | 13 | 271.95 | 1.97 | 273.92 | 1.5957e-05
2023-02-26 | 14 | 147 | 2023-02-26 | 14 | 224.05 | 2.2 | 226.25 | 2.4218e-05
2023-02-26 | 15 | 173 | 2023-02-26 | 15 | 140.37 | 1.92 | 142.29 | 1.7924e-05
2023-02-26 | 16 | 420 | 2023-02-26 | 16 | 85.06 | 1.52 | 86.58 | 2.6478e-05
2023-02-26 | 17 | 303 | 2023-02-26 | 17 | 110.87 | 1.63 | 112.5 | 2.4821e-05
2023-02-26 | 18 | 7 | 2023-02-26 | 18 | 266.07 | 2.73 | 268.8 | 1.3701e-06
2023-02-26 | 19 | 0 | 2023-02-26 | 19 | 373.38 | 1.98 | 375.36 | 0
2023-02-26 | 20 | 0 | 2023-02-26 | 20 | 304.71 | 2.28 | 306.99 | 0
2023-02-26 | 21 | 0 | 2023-02-26 | 21 | 195.88 | 2.66 | 198.54 | 0
2023-02-26 | 22 | 0 | 2023-02-26 | 22 | 142.23 | 2.1 | 144.33 | 0
2023-02-26 | 23 | 0 | 2023-02-26 | 23 | 126.91 | 2 | 128.91 | 0
2023-02-26 | 24 | 0 | 2023-02-26 | 24 | 103.59 | 3.34 | 106.93 | 0
2023-02-27 | 1 | 0 | 2023-02-27 | 1 | 183.79 | 1.11 | 184.9 | 0
2023-02-27 | 2 | 0 | 2023-02-27 | 2 | 184.37 | 0.88 | 185.25 | 0
2023-02-27 | 3 | 0 | 2023-02-27 | 3 | 118.1 | 1.49 | 119.59 | 0
2023-02-27 | 4 | 0 | 2023-02-27 | 4 | 120.44 | 1.53 | 121.97 | 0
2023-02-27 | 5 | 0 | 2023-02-27 | 5 | 161.94 | 1.39 | 163.33 | 0
2023-02-27 | 6 | 0 | 2023-02-27 | 6 | 176.75 | 2.36 | 179.11 | 0
2023-02-27 | 7 | 0 | 2023-02-27 | 7 | 173.34 | 2.73 | 176.07 | 0
2023-02-27 | 8 | 83 | 2023-02-27 | 8 | 166.8 | 3.17 | 169.97 | 1.0272e-05
2023-02-27 | 9 | 550 | 2023-02-27 | 9 | 113.64 | 1.96 | 115.6 | 4.6296e-05
2023-02-27 | 10 | 1303 | 2023-02-27 | 10 | 70.77 | 1.82 | 72.59 | 6.8873e-05
2023-02-27 | 11 | 3990 | 2023-02-27 | 11 | 86.59 | 1.78 | 88.37 | 0.00025675
2023-02-27 | 12 | 12077 | 2023-02-27 | 12 | 73.32 | 1.82 | 75.14 | 0.00066078
2023-02-27 | 13 | 175535 | 2023-02-27 | 13 | 68.54 | 1.75 | 70.29 | 0.0089843
2023-02-27 | 14 | 237003 | 2023-02-27 | 14 | 68.11 | 2.01 | 70.12 | 0.012101
2023-02-27 | 15 | 181851 | 2023-02-27 | 15 | 65.51 | 1.83 | 67.34 | 0.0089169
2023-02-27 | 16 | 119906 | 2023-02-27 | 16 | 76.53 | 1.71 | 78.24 | 0.0068312
2023-02-27 | 17 | 987 | 2023-02-27 | 17 | 94.34 | 1.79 | 96.13 | 6.9088e-05
2023-02-27 | 18 | 53 | 2023-02-27 | 18 | 120.68 | 1.8 | 122.48 | 4.7268e-06
2023-02-27 | 19 | 0 | 2023-02-27 | 19 | 162.37 | 2.84 | 165.21 | 0
2023-02-27 | 20 | 0 | 2023-02-27 | 20 | 121.19 | 1.91 | 123.1 | 0
2023-02-27 | 21 | 0 | 2023-02-27 | 21 | 98.95 | 2.52 | 101.47 | 0
2023-02-27 | 22 | 0 | 2023-02-27 | 22 | 130.52 | 2.1 | 132.62 | 0
2023-02-27 | 23 | 0 | 2023-02-27 | 23 | 133.96 | 3.66 | 137.62 | 0
2023-02-27 | 24 | 0 | 2023-02-27 | 24 | 122.14 | 1.47 | 123.61 | 0
2023-02-28 | 1 | 0 | 2023-02-28 | 1 | 120.37 | 0.83 | 121.2 | 0
2023-02-28 | 2 | 0 | 2023-02-28 | 2 | 89.39 | 0.79 | 90.18 | 0
2023-02-28 | 3 | 0 | 2023-02-28 | 3 | 70.67 | 0.79 | 71.46 | 0
2023-02-28 | 4 | 0 | 2023-02-28 | 4 | 64.98 | 0.79 | 65.77 | 0
2023-02-28 | 5 | 0 | 2023-02-28 | 5 | 65.79 | 0.86 | 66.65 | 0
2023-02-28 | 6 | 0 | 2023-02-28 | 6 | 66.1 | 1.03 | 67.13 | 0
2023-02-28 | 7 | 0 | 2023-02-28 | 7 | 66.18 | 1.36 | 67.54 | 0
2023-02-28 | 8 | 0 | 2023-02-28 | 8 | 77.88 | 3.16 | 81.04 | 0
2023-02-28 | 9 | 67 | 2023-02-28 | 9 | 85.89 | 1.9 | 87.79 | 4.283e-06
2023-02-28 | 10 | 153 | 2023-02-28 | 10 | 91.94 | 2.53 | 94.47 | 1.0525e-05
2023-02-28 | 11 | 120 | 2023-02-28 | 11 | 87.23 | 1.96 | 89.19 | 7.7933e-06
2023-02-28 | 12 | 137 | 2023-02-28 | 12 | 100.06 | 2.73 | 102.79 | 1.0254e-05
2023-02-28 | 13 | 177 | 2023-02-28 | 13 | 91.79 | 1.93 | 93.72 | 1.2079e-05
2023-02-28 | 14 | 167 | 2023-02-28 | 14 | 77.16 | 1.6 | 78.76 | 9.5774e-06
2023-02-28 | 15 | 153 | 2023-02-28 | 15 | 74.37 | 1.56 | 75.93 | 8.4592e-06
2023-02-28 | 16 | 110 | 2023-02-28 | 16 | 77.52 | 1.57 | 79.09 | 6.3349e-06
2023-02-28 | 17 | 17 | 2023-02-28 | 17 | 76.97 | 2.15 | 79.12 | 9.794e-07
2023-02-28 | 18 | 0 | 2023-02-28 | 18 | 84.91 | 1.62 | 86.53 | 0
2023-02-28 | 19 | 0 | 2023-02-28 | 19 | 97.71 | 1.65 | 99.36 | 0
2023-02-28 | 20 | 0 | 2023-02-28 | 20 | 101.35 | 1.84 | 103.19 | 0
2023-02-28 | 21 | 0 | 2023-02-28 | 21 | 74.11 | 1.8 | 75.91 | 0
2023-02-28 | 22 | 0 | 2023-02-28 | 22 | 84.73 | 2.32 | 87.05 | 0
2023-02-28 | 23 | 0 | 2023-02-28 | 23 | 57.29 | 1.89 | 59.18 | 0
2023-02-28 | 24 | 0 | 2023-02-28 | 24 | 56.08 | 0.92 | 57 | 0
2023-03-01 | 1 | 0 | 2023-03-01 | 1 | 44.57 | 0.86 | 45.43 | 0
2023-03-01 | 2 | 0 | 2023-03-01 | 2 | 37.21 | 0.88 | 38.09 | 0
2023-03-01 | 3 | 0 | 2023-03-01 | 3 | 41.26 | 0.95 | 42.21 | 0
2023-03-01 | 4 | 0 | 2023-03-01 | 4 | 42.42 | 0.91 | 43.33 | 0
2023-03-01 | 5 | 0 | 2023-03-01 | 5 | 41.64 | 0.89 | 42.53 | 0
2023-03-01 | 6 | 0 | 2023-03-01 | 6 | 45.58 | 1 | 46.58 | 0
2023-03-01 | 7 | 0 | 2023-03-01 | 7 | 81.28 | 2.33 | 83.61 | 0
2023-03-01 | 8 | 103 | 2023-03-01 | 8 | 84.35 | 2.75 | 87.1 | 6.5325e-06
2023-03-01 | 9 | 417 | 2023-03-01 | 9 | 70.75 | 2.23 | 72.98 | 2.216e-05
2023-03-01 | 10 | 1290 | 2023-03-01 | 10 | 55.97 | 1.87 | 57.84 | 5.433e-05
2023-03-01 | 11 | 182818 | 2023-03-01 | 11 | 34.64 | 1.61 | 36.25 | 0.0048256
2023-03-01 | 12 | 198557 | 2023-03-01 | 12 | 31.25 | 1.6 | 32.85 | 0.0047495
2023-03-01 | 13 | 222839 | 2023-03-01 | 13 | 32.89 | 1.61 | 34.5 | 0.005598
2023-03-01 | 14 | 270879 | 2023-03-01 | 14 | 82.77 | 1.65 | 84.42 | 0.016651
2023-03-01 | 15 | 142235 | 2023-03-01 | 15 | 65.73 | 1.77 | 67.5 | 0.0069909
2023-03-01 | 16 | 125535 | 2023-03-01 | 16 | 60.16 | 1.67 | 61.83 | 0.0056518
2023-03-01 | 17 | 457 | 2023-03-01 | 17 | 69.09 | 1.68 | 70.77 | 2.355e-05
2023-03-01 | 18 | 7 | 2023-03-01 | 18 | 64.74 | 1.64 | 66.38 | 3.3835e-07
2023-03-01 | 19 | 0 | 2023-03-01 | 19 | 63.06 | 1.86 | 64.92 | 0
2023-03-01 | 20 | 0 | 2023-03-01 | 20 | 52.18 | 1.82 | 54 | 0
2023-03-01 | 21 | 0 | 2023-03-01 | 21 | 54.57 | 1.74 | 56.31 | 0
2023-03-01 | 22 | 0 | 2023-03-01 | 22 | 43.24 | 1.7 | 44.94 | 0
2023-03-01 | 23 | 0 | 2023-03-01 | 23 | 36.12 | 1.83 | 37.95 | 0
2023-03-01 | 24 | 0 | 2023-03-01 | 24 | 32.8 | 1.05 | 33.85 | 0
2023-03-02 | 1 | 0 | 2023-03-02 | 1 | 32.22 | 0.49 | 32.71 | 0
2023-03-02 | 2 | 0 | 2023-03-02 | 2 | 33.35 | 0.47 | 33.82 | 0
2023-03-02 | 3 | 0 | 2023-03-02 | 3 | 32.66 | 0.52 | 33.18 | 0
2023-03-02 | 4 | 0 | 2023-03-02 | 4 | 31.75 | 0.53 | 32.28 | 0
2023-03-02 | 5 | 0 | 2023-03-02 | 5 | 32.17 | 0.54 | 32.71 | 0
2023-03-02 | 6 | 0 | 2023-03-02 | 6 | 41.63 | 1.32 | 42.95 | 0
2023-03-02 | 7 | 0 | 2023-03-02 | 7 | 42.65 | 0.84 | 43.49 | 0
2023-03-02 | 8 | 20 | 2023-03-02 | 8 | 60.3 | 1.94 | 62.24 | 9.0641e-07
2023-03-02 | 9 | 437 | 2023-03-02 | 9 | 58.15 | 1.3 | 59.45 | 1.8917e-05
2023-03-02 | 10 | 477 | 2023-03-02 | 10 | 60.6 | 1.25 | 61.85 | 2.1482e-05
2023-03-02 | 11 | 1113 | 2023-03-02 | 11 | 62.2 | 1.36 | 63.56 | 5.1511e-05
2023-03-02 | 12 | 153419 | 2023-03-02 | 12 | 52.3 | 1.45 | 53.75 | 0.0060046
2023-03-02 | 13 | 162339 | 2023-03-02 | 13 | 47.41 | 1.25 | 48.66 | 0.005752
2023-03-02 | 14 | 187326 | 2023-03-02 | 14 | 38.74 | 1.25 | 39.99 | 0.0054547
2023-03-02 | 15 | 204312 | 2023-03-02 | 15 | 31.46 | 1.2 | 32.66 | 0.0048589
2023-03-02 | 16 | 142231 | 2023-03-02 | 16 | 36.34 | 1.21 | 37.55 | 0.0038889
2023-03-02 | 17 | 500 | 2023-03-02 | 17 | 42.02 | 1.33 | 43.35 | 1.5783e-05
2023-03-02 | 18 | 17 | 2023-03-02 | 18 | 61.31 | 1.25 | 62.56 | 7.7441e-07
2023-03-02 | 19 | 0 | 2023-03-02 | 19 | 64.29 | 1.23 | 65.52 | 0
2023-03-02 | 20 | 0 | 2023-03-02 | 20 | 58.27 | 1.3 | 59.57 | 0
2023-03-02 | 21 | 0 | 2023-03-02 | 21 | 48.91 | 1.29 | 50.2 | 0
2023-03-02 | 22 | 0 | 2023-03-02 | 22 | 57.29 | 1.39 | 58.68 | 0
2023-03-02 | 23 | 0 | 2023-03-02 | 23 | 53.41 | 2.71 | 56.12 | 0
2023-03-02 | 24 | 0 | 2023-03-02 | 24 | 30.1 | 0.76 | 30.86 | 0
2023-03-03 | 1 | 0 | 2023-03-03 | 1 | 45.6 | 0.28 | 45.88 | 0
2023-03-03 | 2 | 0 | 2023-03-03 | 2 | 44 | 0.26 | 44.26 | 0
2023-03-03 | 3 | 0 | 2023-03-03 | 3 | 38.94 | 0.28 | 39.22 | 0
2023-03-03 | 4 | 0 | 2023-03-03 | 4 | 38.24 | 0.51 | 38.75 | 0
2023-03-03 | 5 | 0 | 2023-03-03 | 5 | 39.18 | 0.52 | 39.7 | 0
2023-03-03 | 6 | 0 | 2023-03-03 | 6 | 42.24 | 0.46 | 42.7 | 0
2023-03-03 | 7 | 97 | 2023-03-03 | 7 | 44.35 | 0.63 | 44.98 | 3.177e-06
2023-03-03 | 8 | 45618 | 2023-03-03 | 8 | 34.91 | 1.2 | 36.11 | 0.0011995
2023-03-03 | 9 | 376649 | 2023-03-03 | 9 | 26.81 | 1.53 | 28.34 | 0.0077725
2023-03-03 | 10 | 625063 | 2023-03-03 | 10 | 24.97 | 1.08 | 26.05 | 0.011856
2023-03-03 | 11 | 802605 | 2023-03-03 | 11 | 26 | 1.24 | 27.24 | 0.01592
2023-03-03 | 12 | 808531 | 2023-03-03 | 12 | 25.29 | 1.64 | 26.93 | 0.015855
2023-03-03 | 13 | 731855 | 2023-03-03 | 13 | 25.87 | 1.17 | 27.04 | 0.01441
2023-03-03 | 14 | 735757 | 2023-03-03 | 14 | 28.75 | 1.1 | 29.85 | 0.015992
2023-03-03 | 15 | 602168 | 2023-03-03 | 15 | 33.36 | 1.09 | 34.45 | 0.015105
2023-03-03 | 16 | 247090 | 2023-03-03 | 16 | 36.88 | 1.02 | 37.9 | 0.006819
2023-03-03 | 17 | 92268 | 2023-03-03 | 17 | 38.18 | 0.99 | 39.17 | 0.0026317
2023-03-03 | 18 | 33 | 2023-03-03 | 18 | 43.16 | 0.98 | 44.14 | 1.0606e-06
2023-03-03 | 19 | 0 | 2023-03-03 | 19 | 53.99 | 1.38 | 55.37 | 0
2023-03-03 | 20 | 0 | 2023-03-03 | 20 | 37.65 | 1.08 | 38.73 | 0
2023-03-03 | 21 | 0 | 2023-03-03 | 21 | 35.2 | 0.98 | 36.18 | 0
2023-03-03 | 22 | 0 | 2023-03-03 | 22 | 57.35 | 1.5 | 58.85 | 0
2023-03-03 | 23 | 0 | 2023-03-03 | 23 | 38.82 | 1.3 | 40.12 | 0
2023-03-03 | 24 | 0 | 2023-03-03 | 24 | 34.19 | 0.42 | 34.61 | 0
2023-03-04 | 1 | 0 | 2023-03-04 | 1 | 37.56 | 0.32 | 37.88 | 0
2023-03-04 | 2 | 0 | 2023-03-04 | 2 | 32.64 | 0.44 | 33.08 | 0
2023-03-04 | 3 | 0 | 2023-03-04 | 3 | 31.04 | 0.48 | 31.52 | 0
2023-03-04 | 4 | 0 | 2023-03-04 | 4 | 30.9 | 0.38 | 31.28 | 0
2023-03-04 | 5 | 0 | 2023-03-04 | 5 | 31.33 | 0.35 | 31.68 | 0
2023-03-04 | 6 | 0 | 2023-03-04 | 6 | 31.93 | 0.34 | 32.27 | 0
2023-03-04 | 7 | 0 | 2023-03-04 | 7 | 30.95 | 0.47 | 31.42 | 0
2023-03-04 | 8 | 0 | 2023-03-04 | 8 | 31.2 | 0.43 | 31.63 | 0
2023-03-04 | 9 | 0 | 2023-03-04 | 9 | 33.37 | 0.4 | 33.77 | 0
2023-03-04 | 10 | 17 | 2023-03-04 | 10 | 40.97 | 0.53 | 41.5 | 5.1371e-07
2023-03-04 | 11 | 107 | 2023-03-04 | 11 | 60.32 | 0.55 | 60.87 | 4.7425e-06
2023-03-04 | 12 | 320 | 2023-03-04 | 12 | 41.23 | 0.34 | 41.57 | 9.6862e-06
2023-03-04 | 13 | 770 | 2023-03-04 | 13 | 38.86 | 0.31 | 39.17 | 2.1962e-05
2023-03-04 | 14 | 1413 | 2023-03-04 | 14 | 42.09 | 0.38 | 42.47 | 4.3697e-05
2023-03-04 | 15 | 1490 | 2023-03-04 | 15 | 39.75 | 0.31 | 40.06 | 4.3463e-05
2023-03-04 | 16 | 793 | 2023-03-04 | 16 | 45.49 | 0.32 | 45.81 | 2.6452e-05
2023-03-04 | 17 | 260 | 2023-03-04 | 17 | 59.26 | 0.38 | 59.64 | 1.1291e-05
2023-03-04 | 18 | 7 | 2023-03-04 | 18 | 73.59 | 0.71 | 74.3 | 3.7871e-07
2023-03-04 | 19 | 0 | 2023-03-04 | 19 | 68.29 | 1.02 | 69.31 | 0
2023-03-04 | 20 | 0 | 2023-03-04 | 20 | 63.19 | 0.96 | 64.15 | 0
2023-03-04 | 21 | 0 | 2023-03-04 | 21 | 47.69 | 0.52 | 48.21 | 0
2023-03-04 | 22 | 0 | 2023-03-04 | 22 | 56.82 | 0.7 | 57.52 | 0
2023-03-04 | 23 | 0 | 2023-03-04 | 23 | 47.22 | 0.62 | 47.84 | 0
2023-03-04 | 24 | 0 | 2023-03-04 | 24 | 37.1 | 0.59 | 37.69 | 0
2023-03-05 | 1 | 0 | 2023-03-05 | 1 | 31.99 | 1.22 | 33.21 | 0
2023-03-05 | 2 | 0 | 2023-03-05 | 2 | 30.69 | 0.6 | 31.29 | 0
2023-03-05 | 3 | 0 | 2023-03-05 | 3 | 29.59 | 0.51 | 30.1 | 0
2023-03-05 | 4 | 0 | 2023-03-05 | 4 | 27.71 | 0.51 | 28.22 | 0
2023-03-05 | 5 | 0 | 2023-03-05 | 5 | 27.06 | 0.52 | 27.58 | 0
2023-03-05 | 6 | 0 | 2023-03-05 | 6 | 27.6 | 0.5 | 28.1 | 0
2023-03-05 | 7 | 70 | 2023-03-05 | 7 | 28.12 | 0.55 | 28.67 | 1.4613e-06
2023-03-05 | 8 | 813 | 2023-03-05 | 8 | 25.83 | 0.72 | 26.55 | 1.5717e-05
2023-03-05 | 9 | 2133 | 2023-03-05 | 9 | 29.5 | 1.1 | 30.6 | 4.7527e-05
2023-03-05 | 10 | 5133 | 2023-03-05 | 10 | 26.34 | 0.7 | 27.04 | 0.00010107
2023-03-05 | 11 | 135850 | 2023-03-05 | 11 | -1.99 | 0.74 | -1.25 | -0.00012365
2023-03-05 | 12 | 292431 | 2023-03-05 | 12 | 27.66 | 0.56 | 28.22 | 0.006009
2023-03-05 | 13 | 449819 | 2023-03-05 | 13 | 26.12 | 0.56 | 26.68 | 0.0087387
2023-03-05 | 14 | 323546 | 2023-03-05 | 14 | -10.79 | 0.73 | -10.06 | -0.0023701
2023-03-05 | 15 | 311375 | 2023-03-05 | 15 | 26.68 | 0.53 | 27.21 | 0.0061693
2023-03-05 | 16 | 542666 | 2023-03-05 | 16 | 21.18 | 0.68 | 21.86 | 0.0086379
2023-03-05 | 17 | 190973 | 2023-03-05 | 17 | 26.01 | 0.92 | 26.93 | 0.0037448
2023-03-05 | 18 | 100 | 2023-03-05 | 18 | 28.02 | 0.97 | 28.99 | 2.1109e-06
2023-03-05 | 19 | 0 | 2023-03-05 | 19 | 29.4 | 0.56 | 29.96 | 0
2023-03-05 | 20 | 0 | 2023-03-05 | 20 | 31.24 | 0.61 | 31.85 | 0
2023-03-05 | 21 | 0 | 2023-03-05 | 21 | 27.22 | 0.55 | 27.77 | 0
2023-03-05 | 22 | 0 | 2023-03-05 | 22 | 25.82 | 0.72 | 26.54 | 0
2023-03-05 | 23 | 0 | 2023-03-05 | 23 | 23.96 | 1.35 | 25.31 | 0
2023-03-05 | 24 | 0 | 2023-03-05 | 24 | 20.58 | 1.08 | 21.66 | 0
2023-03-06 | 1 | 0 | 2023-03-06 | 1 | 20.69 | 1.46 | 22.15 | 0
2023-03-06 | 2 | 0 | 2023-03-06 | 2 | 19.29 | 1.45 | 20.74 | 0
2023-03-06 | 3 | 0 | 2023-03-06 | 3 | 19.65 | 1.45 | 21.1 | 0
2023-03-06 | 4 | 0 | 2023-03-06 | 4 | 20.55 | 1.44 | 21.99 | 0
2023-03-06 | 5 | 0 | 2023-03-06 | 5 | 23.75 | 1.42 | 25.17 | 0
2023-03-06 | 6 | 0 | 2023-03-06 | 6 | 24.96 | 1.83 | 26.79 | 0
2023-03-06 | 7 | 127 | 2023-03-06 | 7 | 31.94 | 2.71 | 34.65 | 3.2043e-06
2023-03-06 | 8 | 114778 | 2023-03-06 | 8 | 28.1 | 2.49 | 30.59 | 0.0025566
2023-03-06 | 9 | 388872 | 2023-03-06 | 9 | 23.84 | 2.2 | 26.04 | 0.0073735
2023-03-06 | 10 | 633994 | 2023-03-06 | 10 | 12.67 | 2.31 | 14.98 | 0.0069155
2023-03-06 | 11 | 808705 | 2023-03-06 | 11 | -49.27 | 2.53 | -46.74 | -0.027524
2023-03-06 | 12 | 857344 | 2023-03-06 | 12 | 8.17 | 2.47 | 10.64 | 0.0066423
2023-03-06 | 13 | 893587 | 2023-03-06 | 13 | 16.55 | 2.18 | 18.73 | 0.012187
2023-03-06 | 14 | 856920 | 2023-03-06 | 14 | 28.58 | 2.08 | 30.66 | 0.019131
2023-03-06 | 15 | 791526 | 2023-03-06 | 15 | 29.51 | 2.07 | 31.58 | 0.018201
2023-03-06 | 16 | 616635 | 2023-03-06 | 16 | 29.29 | 2.06 | 31.35 | 0.014076
2023-03-06 | 17 | 359524 | 2023-03-06 | 17 | 35.36 | 2.01 | 37.37 | 0.0097831
2023-03-06 | 18 | 147 | 2023-03-06 | 18 | 65.15 | 2.32 | 67.47 | 7.2219e-06
2023-03-06 | 19 | 0 | 2023-03-06 | 19 | 104.8 | 2.6 | 107.4 | 0
2023-03-06 | 20 | 0 | 2023-03-06 | 20 | 69.73 | 2.21 | 71.94 | 0
2023-03-06 | 21 | 0 | 2023-03-06 | 21 | 66.5 | 2.26 | 68.76 | 0
2023-03-06 | 22 | 0 | 2023-03-06 | 22 | 57.5 | 2.22 | 59.72 | 0
2023-03-06 | 23 | 0 | 2023-03-06 | 23 | 31.29 | 3.38 | 34.67 | 0
2023-03-06 | 24 | 0 | 2023-03-06 | 24 | 22.9 | 1.54 | 24.44 | 0
2023-03-07 | 1 | 0 | 2023-03-07 | 1 | 25.9 | 0.94 | 26.84 | 0
2023-03-07 | 2 | 0 | 2023-03-07 | 2 | 26.84 | 0.92 | 27.76 | 0
2023-03-07 | 3 | 0 | 2023-03-07 | 3 | 26.58 | 0.92 | 27.5 | 0
2023-03-07 | 4 | 0 | 2023-03-07 | 4 | 26.15 | 0.92 | 27.07 | 0
2023-03-07 | 5 | 0 | 2023-03-07 | 5 | 25.39 | 0.92 | 26.31 | 0
2023-03-07 | 6 | 0 | 2023-03-07 | 6 | 32.76 | 1.09 | 33.85 | 0
2023-03-07 | 7 | 233 | 2023-03-07 | 7 | 48.43 | 1.35 | 49.78 | 8.4457e-06
2023-03-07 | 8 | 1413 | 2023-03-07 | 8 | 72.91 | 2.17 | 75.08 | 7.7249e-05
2023-03-07 | 9 | 194605 | 2023-03-07 | 9 | 36.41 | 1.88 | 38.29 | 0.0054258
2023-03-07 | 10 | 305704 | 2023-03-07 | 10 | 22.06 | 1.8 | 23.86 | 0.0053112
2023-03-07 | 11 | 509295 | 2023-03-07 | 11 | 25.99 | 1.91 | 27.9 | 0.010347
2023-03-07 | 12 | 649713 | 2023-03-07 | 12 | 41.48 | 1.74 | 43.22 | 0.020447
2023-03-07 | 13 | 460244 | 2023-03-07 | 13 | 39.93 | 1.73 | 41.66 | 0.013962
2023-03-07 | 14 | 579870 | 2023-03-07 | 14 | 40.89 | 1.71 | 42.6 | 0.017987
2023-03-07 | 15 | 358184 | 2023-03-07 | 15 | 47.3 | 1.73 | 49.03 | 0.012788
2023-03-07 | 16 | 250086 | 2023-03-07 | 16 | 51.01 | 1.65 | 52.66 | 0.0095895
2023-03-07 | 17 | 116546 | 2023-03-07 | 17 | 69.34 | 1.78 | 71.12 | 0.0060355
2023-03-07 | 18 | 107 | 2023-03-07 | 18 | 55.72 | 1.65 | 57.37 | 4.4699e-06
2023-03-07 | 19 | 0 | 2023-03-07 | 19 | 97.58 | 2.07 | 99.65 | 0
2023-03-07 | 20 | 0 | 2023-03-07 | 20 | 61.37 | 1.76 | 63.13 | 0
2023-03-07 | 21 | 0 | 2023-03-07 | 21 | 86.18 | 1.79 | 87.97 | 0
2023-03-07 | 22 | 0 | 2023-03-07 | 22 | 67.87 | 1.69 | 69.56 | 0
2023-03-07 | 23 | 0 | 2023-03-07 | 23 | 52.95 | 1.86 | 54.81 | 0
2023-03-07 | 24 | 0 | 2023-03-07 | 24 | 45.83 | 1.05 | 46.88 | 0
2023-03-08 | 1 | 0 | 2023-03-08 | 1 | 52.83 | 0.55 | 53.38 | 0
2023-03-08 | 2 | 0 | 2023-03-08 | 2 | 42.69 | 0.54 | 43.23 | 0
2023-03-08 | 3 | 0 | 2023-03-08 | 3 | 39.57 | 0.54 | 40.11 | 0
2023-03-08 | 4 | 0 | 2023-03-08 | 4 | 40.97 | 0.53 | 41.5 | 0
2023-03-08 | 5 | 0 | 2023-03-08 | 5 | 41.28 | 0.54 | 41.82 | 0
2023-03-08 | 6 | 0 | 2023-03-08 | 6 | 59.32 | 1.26 | 60.58 | 0
2023-03-08 | 7 | 210 | 2023-03-08 | 7 | 62.99 | 0.76 | 63.75 | 9.7482e-06
2023-03-08 | 8 | 1387 | 2023-03-08 | 8 | 53.92 | 1.52 | 55.44 | 5.5992e-05
2023-03-08 | 9 | 163041 | 2023-03-08 | 9 | 73.16 | 1.78 | 74.94 | 0.0088968
2023-03-08 | 10 | 244913 | 2023-03-08 | 10 | 39.56 | 1.3 | 40.86 | 0.0072868
2023-03-08 | 11 | 462609 | 2023-03-08 | 11 | 31.22 | 1.25 | 32.47 | 0.010938
2023-03-08 | 12 | 452310 | 2023-03-08 | 12 | 30.26 | 1.3 | 31.56 | 0.010394
2023-03-08 | 13 | 789901 | 2023-03-08 | 13 | 28.66 | 1.32 | 29.98 | 0.017244
2023-03-08 | 14 | 642990 | 2023-03-08 | 14 | 26.77 | 1.33 | 28.1 | 0.013156
2023-03-08 | 15 | 762747 | 2023-03-08 | 15 | 25.43 | 1.33 | 26.76 | 0.014862
2023-03-08 | 16 | 584523 | 2023-03-08 | 16 | 26.19 | 1.31 | 27.5 | 0.011705
2023-03-08 | 17 | 348705 | 2023-03-08 | 17 | 27.29 | 1.28 | 28.57 | 0.0072543
2023-03-08 | 18 | 140 | 2023-03-08 | 18 | 43.37 | 1.28 | 44.65 | 4.5517e-06
2023-03-08 | 19 | 0 | 2023-03-08 | 19 | 56.63 | 1.29 | 57.92 | 0
2023-03-08 | 20 | 0 | 2023-03-08 | 20 | 52.79 | 1.39 | 54.18 | 0
2023-03-08 | 21 | 0 | 2023-03-08 | 21 | 49.71 | 1.61 | 51.32 | 0
2023-03-08 | 22 | 0 | 2023-03-08 | 22 | 42.22 | 1.52 | 43.74 | 0
2023-03-08 | 23 | 0 | 2023-03-08 | 23 | 32.38 | 1.44 | 33.82 | 0
2023-03-08 | 24 | 0 | 2023-03-08 | 24 | 27.11 | 0.62 | 27.73 | 0
2023-03-09 | 1 | 0 | 2023-03-09 | 1 | 25.26 | 0.4 | 25.66 | 0
2023-03-09 | 2 | 0 | 2023-03-09 | 2 | 28.39 | 0.4 | 28.79 | 0
2023-03-09 | 3 | 0 | 2023-03-09 | 3 | 28.31 | 0.39 | 28.7 | 0
2023-03-09 | 4 | 0 | 2023-03-09 | 4 | 28.45 | 0.4 | 28.85 | 0
2023-03-09 | 5 | 0 | 2023-03-09 | 5 | 25.93 | 0.41 | 26.34 | 0
2023-03-09 | 6 | 0 | 2023-03-09 | 6 | 27.09 | 0.46 | 27.55 | 0
2023-03-09 | 7 | 310 | 2023-03-09 | 7 | 45.76 | 0.83 | 46.59 | 1.0517e-05
2023-03-09 | 8 | 111776 | 2023-03-09 | 8 | 47.44 | 1.68 | 49.12 | 0.0039979
2023-03-09 | 9 | 299203 | 2023-03-09 | 9 | 27.07 | 1.29 | 28.36 | 0.0061787
2023-03-09 | 10 | 481223 | 2023-03-09 | 10 | 14.96 | 1.83 | 16.79 | 0.0058833
2023-03-09 | 11 | 608164 | 2023-03-09 | 11 | 21.63 | 1.4 | 23.03 | 0.010199
2023-03-09 | 12 | 677027 | 2023-03-09 | 12 | -9.66 | 1.42 | -8.24 | -0.0040622
2023-03-09 | 13 | 836037 | 2023-03-09 | 13 | -7.19 | 1.53 | -5.66 | -0.0034456
2023-03-09 | 14 | 703523 | 2023-03-09 | 14 | 10.62 | 1.38 | 12 | 0.0061473
2023-03-09 | 15 | 570498 | 2023-03-09 | 15 | 19.98 | 1.33 | 21.31 | 0.0088524
2023-03-09 | 16 | 538724 | 2023-03-09 | 16 | 25.55 | 1.2 | 26.75 | 0.010493
2023-03-09 | 17 | 294736 | 2023-03-09 | 17 | 28.68 | 1.14 | 29.82 | 0.0063998
2023-03-09 | 18 | 14822 | 2023-03-09 | 18 | 35 | 1.11 | 36.11 | 0.00038973
2023-03-09 | 19 | 0 | 2023-03-09 | 19 | 46.89 | 1.29 | 48.18 | 0
2023-03-09 | 20 | 0 | 2023-03-09 | 20 | 43 | 1.06 | 44.06 | 0
2023-03-09 | 21 | 0 | 2023-03-09 | 21 | 36.2 | 1.22 | 37.42 | 0
2023-03-09 | 22 | 0 | 2023-03-09 | 22 | 32.66 | 1.19 | 33.85 | 0
2023-03-09 | 23 | 0 | 2023-03-09 | 23 | 27.32 | 1.29 | 28.61 | 0
2023-03-09 | 24 | 0 | 2023-03-09 | 24 | 24.04 | 0.62 | 24.66 | 0
2023-03-10 | 1 | 0 | 2023-03-10 | 1 | 24.3 | 0.28 | 24.58 | 0
2023-03-10 | 2 | 0 | 2023-03-10 | 2 | 24.34 | 0.21 | 24.55 | 0
2023-03-10 | 3 | 0 | 2023-03-10 | 3 | 23.62 | 0.21 | 23.83 | 0
2023-03-10 | 4 | 0 | 2023-03-10 | 4 | 24.59 | 0.21 | 24.8 | 0
2023-03-10 | 5 | 0 | 2023-03-10 | 5 | 25.01 | 0.21 | 25.22 | 0
2023-03-10 | 6 | 0 | 2023-03-10 | 6 | 26.85 | 0.39 | 27.24 | 0
2023-03-10 | 7 | 207 | 2023-03-10 | 7 | 42.35 | 0.58 | 42.93 | 6.4708e-06
2023-03-10 | 8 | 160383 | 2023-03-10 | 8 | 30.61 | 1.27 | 31.88 | 0.0037231
2023-03-10 | 9 | 412946 | 2023-03-10 | 9 | 24.01 | 1.21 | 25.22 | 0.0075834
2023-03-10 | 10 | 647102 | 2023-03-10 | 10 | 22.34 | 1.21 | 23.55 | 0.011097
2023-03-10 | 11 | 805463 | 2023-03-10 | 11 | 23.62 | 1.08 | 24.7 | 0.014487
2023-03-10 | 12 | 716793 | 2023-03-10 | 12 | 23.69 | 1.12 | 24.81 | 0.012949
2023-03-10 | 13 | 808450 | 2023-03-10 | 13 | 23.32 | 1.1 | 24.42 | 0.014376
2023-03-10 | 14 | 523628 | 2023-03-10 | 14 | 22.45 | 1.15 | 23.6 | 0.0089983
2023-03-10 | 15 | 780852 | 2023-03-10 | 15 | 23.37 | 1.14 | 24.51 | 0.013936
2023-03-10 | 16 | 564832 | 2023-03-10 | 16 | 24.87 | 1.1 | 25.97 | 0.010681
2023-03-10 | 17 | 284842 | 2023-03-10 | 17 | 39.81 | 1.31 | 41.12 | 0.0085287
2023-03-10 | 18 | 160 | 2023-03-10 | 18 | 46.93 | 1.19 | 48.12 | 5.6062e-06
2023-03-10 | 19 | 0 | 2023-03-10 | 19 | 49.48 | 1.62 | 51.1 | 0
2023-03-10 | 20 | 0 | 2023-03-10 | 20 | 34.67 | 1.05 | 35.72 | 0
2023-03-10 | 21 | 0 | 2023-03-10 | 21 | 29.29 | 1.01 | 30.3 | 0
2023-03-10 | 22 | 0 | 2023-03-10 | 22 | 29.97 | 1.08 | 31.05 | 0
2023-03-10 | 23 | 0 | 2023-03-10 | 23 | 28.41 | 1.97 | 30.38 | 0
2023-03-10 | 24 | 0 | 2023-03-10 | 24 | 25.51 | 0.88 | 26.39 | 0
2023-03-11 | 1 | 0 | 2023-03-11 | 1 | 27.29 | 0.54 | 27.83 | 0
2023-03-11 | 2 | 0 | 2023-03-11 | 2 | 27.73 | 0.5 | 28.23 | 0
2023-03-11 | 3 | 0 | 2023-03-11 | 3 | 27.48 | 0.5 | 27.98 | 0
2023-03-11 | 4 | 0 | 2023-03-11 | 4 | 26.8 | 0.5 | 27.3 | 0
2023-03-11 | 5 | 0 | 2023-03-11 | 5 | 26.93 | 0.5 | 27.43 | 0
2023-03-11 | 6 | 0 | 2023-03-11 | 6 | 27.27 | 0.58 | 27.85 | 0
2023-03-11 | 7 | 117 | 2023-03-11 | 7 | 27.17 | 0.63 | 27.8 | 2.3684e-06
2023-03-11 | 8 | 860 | 2023-03-11 | 8 | 36.71 | 1.82 | 38.53 | 2.4128e-05
2023-03-11 | 9 | 158495 | 2023-03-11 | 9 | 46.22 | 0.89 | 47.11 | 0.0054369
2023-03-11 | 10 | 393653 | 2023-03-11 | 10 | 53.21 | 0.73 | 53.94 | 0.015461
2023-03-11 | 11 | 175521 | 2023-03-11 | 11 | 45.23 | 0.61 | 45.84 | 0.0058587
2023-03-11 | 12 | 158924 | 2023-03-11 | 12 | 33.65 | 0.57 | 34.22 | 0.00396
2023-03-11 | 13 | 192424 | 2023-03-11 | 13 | 43.48 | 0.63 | 44.11 | 0.0061805
2023-03-11 | 14 | 274601 | 2023-03-11 | 14 | 32.67 | 0.58 | 33.25 | 0.0066484
2023-03-11 | 15 | 335742 | 2023-03-11 | 15 | 30.28 | 0.55 | 30.83 | 0.0075371
2023-03-11 | 16 | 353072 | 2023-03-11 | 16 | 30.55 | 0.57 | 31.12 | 0.0080007
2023-03-11 | 17 | 123975 | 2023-03-11 | 17 | 41.01 | 0.68 | 41.69 | 0.0037635
2023-03-11 | 18 | 153 | 2023-03-11 | 18 | 44.62 | 0.61 | 45.23 | 5.039e-06
2023-03-11 | 19 | 0 | 2023-03-11 | 19 | 58.95 | 0.9 | 59.85 | 0
2023-03-11 | 20 | 0 | 2023-03-11 | 20 | 42.9 | 0.53 | 43.43 | 0
2023-03-11 | 21 | 0 | 2023-03-11 | 21 | 32.8 | 0.58 | 33.38 | 0
2023-03-11 | 22 | 0 | 2023-03-11 | 22 | 32.4 | 0.67 | 33.07 | 0
2023-03-11 | 23 | 0 | 2023-03-11 | 23 | 30.52 | 0.63 | 31.15 | 0
2023-03-11 | 24 | 0 | 2023-03-11 | 24 | 25.6 | 0.65 | 26.25 | 0
2023-03-12 | 1 | 0 | 2023-03-12 | 1 | 22.61 | 0.58 | 23.19 | 0
2023-03-12 | 2 | 0 | 2023-03-12 | 2 | 24.45 | 0.37 | 24.82 | 0
2023-03-12 | 4 | 0 | 2023-03-12 | 4 | 25.46 | 0.37 | 25.83 | 0
2023-03-12 | 5 | 0 | 2023-03-12 | 5 | 26.05 | 0.36 | 26.41 | 0
2023-03-12 | 6 | 0 | 2023-03-12 | 6 | 29.34 | 0.36 | 29.7 | 0
2023-03-12 | 7 | 0 | 2023-03-12 | 7 | 28.89 | 0.7 | 29.59 | 0
2023-03-12 | 8 | 263 | 2023-03-12 | 8 | 26.3 | 0.43 | 26.73 | 5.1189e-06
2023-03-12 | 9 | 167579 | 2023-03-12 | 9 | 23.96 | 1.12 | 25.08 | 0.0030604
2023-03-12 | 10 | 422270 | 2023-03-12 | 10 | 20.13 | 0.85 | 20.98 | 0.0064509
2023-03-12 | 11 | 656504 | 2023-03-12 | 11 | 21.14 | 0.42 | 21.56 | 0.010306
2023-03-12 | 12 | 811649 | 2023-03-12 | 12 | 21.35 | 0.36 | 21.71 | 0.012831
2023-03-12 | 13 | 851807 | 2023-03-12 | 13 | 21.5 | 0.3 | 21.8 | 0.013521
2023-03-12 | 14 | 851524 | 2023-03-12 | 14 | 20.96 | 0.31 | 21.27 | 0.013188
2023-03-12 | 15 | 843498 | 2023-03-12 | 15 | 20.31 | 0.35 | 20.66 | 0.012689
2023-03-12 | 16 | 762662 | 2023-03-12 | 16 | 7.61 | 0.96 | 8.57 | 0.0047592
2023-03-12 | 17 | 511660 | 2023-03-12 | 17 | 22.18 | 0.37 | 22.55 | 0.0084014
2023-03-12 | 18 | 238900 | 2023-03-12 | 18 | 24.48 | 0.33 | 24.81 | 0.0043159
2023-03-12 | 19 | 273 | 2023-03-12 | 19 | 25.58 | 0.4 | 25.98 | 5.1645e-06
2023-03-12 | 20 | 0 | 2023-03-12 | 20 | 30.5 | 0.35 | 30.85 | 0
2023-03-12 | 21 | 0 | 2023-03-12 | 21 | 36.91 | 0.52 | 37.43 | 0
2023-03-12 | 22 | 0 | 2023-03-12 | 22 | 34.48 | 0.52 | 35 | 0
2023-03-12 | 23 | 0 | 2023-03-12 | 23 | 26.03 | 0.41 | 26.44 | 0
2023-03-12 | 24 | 0 | 2023-03-12 | 24 | 23.8 | 0.4 | 24.2 | 0
2023-03-13 | 1 | 0 | 2023-03-13 | 1 | 23.95 | 0.29 | 24.24 | 0
2023-03-13 | 2 | 0 | 2023-03-13 | 2 | 23.7 | 0.23 | 23.93 | 0
2023-03-13 | 3 | 0 | 2023-03-13 | 3 | 24.63 | 0.23 | 24.86 | 0
2023-03-13 | 4 | 0 | 2023-03-13 | 4 | 23.76 | 0.23 | 23.99 | 0
2023-03-13 | 5 | 0 | 2023-03-13 | 5 | 22.91 | 0.23 | 23.14 | 0
2023-03-13 | 6 | 0 | 2023-03-13 | 6 | 22.15 | 0.51 | 22.66 | 0
2023-03-13 | 7 | 0 | 2023-03-13 | 7 | 31.35 | 0.74 | 32.09 | 0
2023-03-13 | 8 | 177 | 2023-03-13 | 8 | 43.61 | 2.4 | 46.01 | 5.9299e-06
2023-03-13 | 9 | 933 | 2023-03-13 | 9 | 24.32 | 1.12 | 25.44 | 1.7283e-05
2023-03-13 | 10 | 1787 | 2023-03-13 | 10 | 24.97 | 1.04 | 26.01 | 3.3845e-05
2023-03-13 | 11 | 218266 | 2023-03-13 | 11 | 28.75 | 0.97 | 29.72 | 0.0047235
2023-03-13 | 12 | 286793 | 2023-03-13 | 12 | 27.84 | 1.01 | 28.85 | 0.0060248
2023-03-13 | 13 | 218991 | 2023-03-13 | 13 | 27.08 | 1.02 | 28.1 | 0.0044808
2023-03-13 | 14 | 345626 | 2023-03-13 | 14 | 28.32 | 1.03 | 29.35 | 0.0073865
2023-03-13 | 15 | 156745 | 2023-03-13 | 15 | 29.07 | 1.04 | 30.11 | 0.0034366
2023-03-13 | 16 | 166124 | 2023-03-13 | 16 | 27.97 | 1 | 28.97 | 0.0035043
2023-03-13 | 17 | 940 | 2023-03-13 | 17 | 30.07 | 0.96 | 31.03 | 2.1239e-05
2023-03-13 | 18 | 323 | 2023-03-13 | 18 | 28.35 | 0.92 | 29.27 | 6.8841e-06
2023-03-13 | 19 | 17 | 2023-03-13 | 19 | 27.06 | 0.95 | 28.01 | 3.4673e-07
2023-03-13 | 20 | 0 | 2023-03-13 | 20 | 46.94 | 1.17 | 48.11 | 0
2023-03-13 | 21 | 0 | 2023-03-13 | 21 | 30.3 | 0.95 | 31.25 | 0
2023-03-13 | 22 | 0 | 2023-03-13 | 22 | 29.89 | 0.96 | 30.85 | 0
2023-03-13 | 23 | 0 | 2023-03-13 | 23 | 29.28 | 1.29 | 30.57 | 0
2023-03-13 | 24 | 0 | 2023-03-13 | 24 | 26.41 | 0.4 | 26.81 | 0
2023-03-14 | 1 | 0 | 2023-03-14 | 1 | 25.89 | 0.12 | 26.01 | 0
2023-03-14 | 2 | 0 | 2023-03-14 | 2 | 25.63 | 0.18 | 25.81 | 0
2023-03-14 | 3 | 0 | 2023-03-14 | 3 | 25.49 | 0.2 | 25.69 | 0
2023-03-14 | 4 | 0 | 2023-03-14 | 4 | 25.05 | 0.1 | 25.15 | 0
2023-03-14 | 5 | 0 | 2023-03-14 | 5 | 25.5 | 0.09 | 25.59 | 0
2023-03-14 | 6 | 0 | 2023-03-14 | 6 | 24.8 | 0.26 | 25.06 | 0
2023-03-14 | 7 | 0 | 2023-03-14 | 7 | 24.6 | 0.25 | 24.85 | 0
2023-03-14 | 8 | 0 | 2023-03-14 | 8 | 27.99 | 0.98 | 28.97 | 0
2023-03-14 | 9 | 0 | 2023-03-14 | 9 | 27.54 | 0.87 | 28.41 | 0
2023-03-14 | 10 | 0 | 2023-03-14 | 10 | 29.65 | 0.87 | 30.52 | 0
2023-03-14 | 11 | 0 | 2023-03-14 | 11 | 37.95 | 0.82 | 38.77 | 0
2023-03-14 | 12 | 0 | 2023-03-14 | 12 | 37.02 | 0.99 | 38.01 | 0
2023-03-14 | 13 | 0 | 2023-03-14 | 13 | 34.95 | 0.85 | 35.8 | 0
2023-03-14 | 14 | 10 | 2023-03-14 | 14 | 34.86 | 0.8 | 35.66 | 2.5966e-07
2023-03-14 | 15 | 10 | 2023-03-14 | 15 | 35.01 | 0.86 | 35.87 | 2.6119e-07
2023-03-14 | 16 | 0 | 2023-03-14 | 16 | 35.06 | 0.85 | 35.91 | 0
2023-03-14 | 17 | 0 | 2023-03-14 | 17 | 37.04 | 0.84 | 37.88 | 0
2023-03-14 | 18 | 0 | 2023-03-14 | 18 | 36.36 | 0.81 | 37.17 | 0
2023-03-14 | 19 | 0 | 2023-03-14 | 19 | 33.88 | 0.79 | 34.67 | 0
2023-03-14 | 20 | 0 | 2023-03-14 | 20 | 33.88 | 0.78 | 34.66 | 0
2023-03-14 | 21 | 0 | 2023-03-14 | 21 | 31.74 | 0.83 | 32.57 | 0
2023-03-14 | 22 | 0 | 2023-03-14 | 22 | 30.82 | 0.88 | 31.7 | 0
2023-03-14 | 23 | 0 | 2023-03-14 | 23 | 32.43 | 1.02 | 33.45 | 0
2023-03-14 | 24 | 0 | 2023-03-14 | 24 | 34.93 | 0.26 | 35.19 | 0
2023-03-15 | 1 | 0 | 2023-03-15 | 1 | 37.24 | 0.39 | 37.63 | 0
2023-03-15 | 2 | 0 | 2023-03-15 | 2 | 33.65 | 0.33 | 33.98 | 0
2023-03-15 | 3 | 0 | 2023-03-15 | 3 | 34.27 | 0.33 | 34.6 | 0
2023-03-15 | 4 | 0 | 2023-03-15 | 4 | 30.93 | 0.36 | 31.29 | 0
2023-03-15 | 5 | 0 | 2023-03-15 | 5 | 32.06 | 0.33 | 32.39 | 0
2023-03-15 | 6 | 0 | 2023-03-15 | 6 | 38.97 | 0.7 | 39.67 | 0
2023-03-15 | 7 | 0 | 2023-03-15 | 7 | 45.17 | 0.7 | 45.87 | 0
2023-03-15 | 8 | 13 | 2023-03-15 | 8 | 48.02 | 1.37 | 49.39 | 4.6753e-07
2023-03-15 | 9 | 523 | 2023-03-15 | 9 | 64.85 | 1.35 | 66.2 | 2.5211e-05
2023-03-15 | 10 | 3607 | 2023-03-15 | 10 | 45.24 | 1.53 | 46.77 | 0.00012284
2023-03-15 | 11 | 261657 | 2023-03-15 | 11 | 43.93 | 1.18 | 45.11 | 0.0085947
2023-03-15 | 12 | 210820 | 2023-03-15 | 12 | 33.63 | 1.05 | 34.68 | 0.0053237
2023-03-15 | 13 | 287332 | 2023-03-15 | 13 | 29.61 | 1.09 | 30.7 | 0.0064231
2023-03-15 | 14 | 372622 | 2023-03-15 | 14 | 28.97 | 1.05 | 30.02 | 0.0081452
2023-03-15 | 15 | 314163 | 2023-03-15 | 15 | 28.57 | 1.05 | 29.62 | 0.0067759
2023-03-15 | 16 | 177084 | 2023-03-15 | 16 | 28.18 | 1.04 | 29.22 | 0.0037678
2023-03-15 | 17 | 173194 | 2023-03-15 | 17 | 32.03 | 1.06 | 33.09 | 0.0041731
2023-03-15 | 18 | 44470 | 2023-03-15 | 18 | 33.76 | 1.02 | 34.78 | 0.0011262
2023-03-15 | 19 | 150 | 2023-03-15 | 19 | 49.7 | 1.21 | 50.91 | 5.5606e-06
2023-03-15 | 20 | 0 | 2023-03-15 | 20 | 59.53 | 1.11 | 60.64 | 0
2023-03-15 | 21 | 0 | 2023-03-15 | 21 | 37.76 | 1.01 | 38.77 | 0
2023-03-15 | 22 | 0 | 2023-03-15 | 22 | 40.99 | 1.12 | 42.11 | 0
2023-03-15 | 23 | 0 | 2023-03-15 | 23 | 29.24 | 1.24 | 30.48 | 0
2023-03-15 | 24 | 0 | 2023-03-15 | 24 | 28.85 | 0.57 | 29.42 | 0
2023-03-16 | 1 | 0 | 2023-03-16 | 1 | 28.92 | 0.33 | 29.25 | 0
2023-03-16 | 2 | 0 | 2023-03-16 | 2 | 31.5 | 0.51 | 32.01 | 0
2023-03-16 | 3 | 0 | 2023-03-16 | 3 | 32.32 | 0.56 | 32.88 | 0
2023-03-16 | 4 | 0 | 2023-03-16 | 4 | 32.98 | 0.81 | 33.79 | 0
2023-03-16 | 5 | 0 | 2023-03-16 | 5 | 31.82 | 0.34 | 32.16 | 0
2023-03-16 | 6 | 0 | 2023-03-16 | 6 | 57.33 | 0.98 | 58.31 | 0
2023-03-16 | 7 | 0 | 2023-03-16 | 7 | 71.62 | 1.02 | 72.64 | 0
2023-03-16 | 8 | 260 | 2023-03-16 | 8 | 59.78 | 1.77 | 61.55 | 1.1653e-05
2023-03-16 | 9 | 169221 | 2023-03-16 | 9 | 41.57 | 1.25 | 42.82 | 0.0052763
2023-03-16 | 10 | 437905 | 2023-03-16 | 10 | 51.14 | 1.3 | 52.44 | 0.016721
2023-03-16 | 11 | 210970 | 2023-03-16 | 11 | 39.02 | 1.26 | 40.28 | 0.0061878
2023-03-16 | 12 | 809483 | 2023-03-16 | 12 | 27.41 | 1.11 | 28.52 | 0.016811
2023-03-16 | 13 | 843551 | 2023-03-16 | 13 | 26.83 | 1.11 | 27.94 | 0.017162
2023-03-16 | 14 | 852096 | 2023-03-16 | 14 | 24.33 | 1.16 | 25.49 | 0.015816
2023-03-16 | 15 | 275375 | 2023-03-16 | 15 | 24.93 | 1.16 | 26.09 | 0.0052315
2023-03-16 | 16 | 190650 | 2023-03-16 | 16 | 26.92 | 1.16 | 28.08 | 0.0038982
2023-03-16 | 17 | 993 | 2023-03-16 | 17 | 39.36 | 1.64 | 41 | 2.9645e-05
2023-03-16 | 18 | 152447 | 2023-03-16 | 18 | 36.91 | 1.5 | 38.41 | 0.0042637
2023-03-16 | 19 | 253 | 2023-03-16 | 19 | 48.08 | 1.35 | 49.43 | 9.1062e-06
2023-03-16 | 20 | 0 | 2023-03-16 | 20 | 56.22 | 1 | 57.22 | 0
2023-03-16 | 21 | 0 | 2023-03-16 | 21 | 56.23 | 1.24 | 57.47 | 0
2023-03-16 | 22 | 0 | 2023-03-16 | 22 | 52.21 | 1.61 | 53.82 | 0
2023-03-16 | 23 | 0 | 2023-03-16 | 23 | 43.37 | 2.32 | 45.69 | 0
2023-03-16 | 24 | 0 | 2023-03-16 | 24 | 25.7 | 0.81 | 26.51 | 0
2023-03-17 | 1 | 0 | 2023-03-17 | 1 | 26.49 | 0.26 | 26.75 | 0
2023-03-17 | 2 | 0 | 2023-03-17 | 2 | 28.44 | 0.5 | 28.94 | 0
2023-03-17 | 3 | 0 | 2023-03-17 | 3 | 28.5 | 0.49 | 28.99 | 0
2023-03-17 | 4 | 0 | 2023-03-17 | 4 | 29.58 | 0.72 | 30.3 | 0
2023-03-17 | 5 | 0 | 2023-03-17 | 5 | 28.29 | 0.26 | 28.55 | 0
2023-03-17 | 6 | 0 | 2023-03-17 | 6 | 27.19 | 0.36 | 27.55 | 0
2023-03-17 | 7 | 0 | 2023-03-17 | 7 | 41.21 | 0.47 | 41.68 | 0
2023-03-17 | 8 | 293 | 2023-03-17 | 8 | 51.61 | 1.49 | 53.1 | 1.1329e-05
2023-03-17 | 9 | 1567 | 2023-03-17 | 9 | 47.88 | 1.38 | 49.26 | 5.6207e-05
2023-03-17 | 10 | 195880 | 2023-03-17 | 10 | 36.68 | 1.27 | 37.95 | 0.0054129
2023-03-17 | 11 | 155659 | 2023-03-17 | 11 | 37.99 | 1.32 | 39.31 | 0.0044556
2023-03-17 | 12 | 373447 | 2023-03-17 | 12 | 26.55 | 1.02 | 27.57 | 0.0074971
2023-03-17 | 13 | 275456 | 2023-03-17 | 13 | 25.26 | 1.4 | 26.66 | 0.0053473
2023-03-17 | 14 | 375523 | 2023-03-17 | 14 | 25.22 | 1.19 | 26.41 | 0.0072215
2023-03-17 | 15 | 276216 | 2023-03-17 | 15 | 23.15 | 1.09 | 24.24 | 0.0048754
2023-03-17 | 16 | 216351 | 2023-03-17 | 16 | 23.73 | 1.04 | 24.77 | 0.0039022
2023-03-17 | 17 | 321553 | 2023-03-17 | 17 | 27.61 | 1.07 | 28.68 | 0.0067152
2023-03-17 | 18 | 148886 | 2023-03-17 | 18 | 28.44 | 1.02 | 29.46 | 0.0031938
2023-03-17 | 19 | 40 | 2023-03-17 | 19 | 27.77 | 1.05 | 28.82 | 8.3942e-07
2023-03-17 | 20 | 0 | 2023-03-17 | 20 | 37.69 | 1.43 | 39.12 | 0
2023-03-17 | 21 | 0 | 2023-03-17 | 21 | 37.58 | 1.25 | 38.83 | 0
2023-03-17 | 22 | 0 | 2023-03-17 | 22 | 34.84 | 1.53 | 36.37 | 0
2023-03-17 | 23 | 0 | 2023-03-17 | 23 | 39.67 | 1.51 | 41.18 | 0
2023-03-17 | 24 | 0 | 2023-03-17 | 24 | 27.8 | 0.52 | 28.32 | 0
2023-03-18 | 1 | 0 | 2023-03-18 | 1 | 23.69 | 0.93 | 24.62 | 0
2023-03-18 | 2 | 0 | 2023-03-18 | 2 | 24.4 | 0.91 | 25.31 | 0
2023-03-18 | 3 | 0 | 2023-03-18 | 3 | 23.51 | 1.05 | 24.56 | 0
2023-03-18 | 4 | 0 | 2023-03-18 | 4 | 23.23 | 0.85 | 24.08 | 0
2023-03-18 | 5 | 0 | 2023-03-18 | 5 | 23.14 | 1.21 | 24.35 | 0
2023-03-18 | 6 | 0 | 2023-03-18 | 6 | 23.37 | 0.96 | 24.33 | 0
2023-03-18 | 7 | 0 | 2023-03-18 | 7 | 23.69 | 0.92 | 24.61 | 0
2023-03-18 | 8 | 233 | 2023-03-18 | 8 | 25.67 | 0.91 | 26.58 | 4.5096e-06
2023-03-18 | 9 | 1583 | 2023-03-18 | 9 | 43.14 | 1 | 44.14 | 5.0879e-05
2023-03-18 | 10 | 189871 | 2023-03-18 | 10 | 60.94 | 1.03 | 61.97 | 0.0085677
2023-03-18 | 11 | 351793 | 2023-03-18 | 11 | 44.81 | 1.29 | 46.1 | 0.011809
2023-03-18 | 12 | 782449 | 2023-03-18 | 12 | 36.12 | 1.03 | 37.15 | 0.021166
2023-03-18 | 13 | 857590 | 2023-03-18 | 13 | 25.83 | 0.88 | 26.71 | 0.016679
2023-03-18 | 14 | 842665 | 2023-03-18 | 14 | 26.29 | 0.95 | 27.24 | 0.016714
2023-03-18 | 15 | 819876 | 2023-03-18 | 15 | 24.94 | 0.97 | 25.91 | 0.015468
2023-03-18 | 16 | 672106 | 2023-03-18 | 16 | 24.99 | 0.85 | 25.84 | 0.012646
2023-03-18 | 17 | 514826 | 2023-03-18 | 17 | -46.01 | 1.04 | -44.97 | -0.016858
2023-03-18 | 18 | 372532 | 2023-03-18 | 18 | 20.23 | 0.92 | 21.15 | 0.0057372
2023-03-18 | 19 | 108708 | 2023-03-18 | 19 | 31.12 | 0.94 | 32.06 | 0.0025378
2023-03-18 | 20 | 0 | 2023-03-18 | 20 | 38.07 | 0.84 | 38.91 | 0
2023-03-18 | 21 | 0 | 2023-03-18 | 21 | 30.47 | 0.98 | 31.45 | 0
2023-03-18 | 22 | 0 | 2023-03-18 | 22 | 25.92 | 0.96 | 26.88 | 0
2023-03-18 | 23 | 0 | 2023-03-18 | 23 | 24.35 | 1.02 | 25.37 | 0
2023-03-18 | 24 | 0 | 2023-03-18 | 24 | 23.24 | 0.99 | 24.23 | 0
2023-03-19 | 1 | 0 | 2023-03-19 | 1 | 20.98 | 0.31 | 21.29 | 0
2023-03-19 | 2 | 0 | 2023-03-19 | 2 | 18.6 | 0.28 | 18.88 | 0
2023-03-19 | 3 | 0 | 2023-03-19 | 3 | 19.59 | 0.25 | 19.84 | 0
2023-03-19 | 4 | 0 | 2023-03-19 | 4 | 17.56 | 0.47 | 18.03 | 0
2023-03-19 | 5 | 0 | 2023-03-19 | 5 | 14.06 | 0.61 | 14.67 | 0
2023-03-19 | 6 | 0 | 2023-03-19 | 6 | 17.12 | 0.41 | 17.53 | 0
2023-03-19 | 7 | 0 | 2023-03-19 | 7 | 20.59 | 0.31 | 20.9 | 0
2023-03-19 | 8 | 310 | 2023-03-19 | 8 | 21.62 | 0.29 | 21.91 | 4.9457e-06
2023-03-19 | 9 | 196994 | 2023-03-19 | 9 | 19.16 | 0.29 | 19.45 | 0.00279
2023-03-19 | 10 | 488247 | 2023-03-19 | 10 | 16.35 | 0.43 | 16.78 | 0.0059656
2023-03-19 | 11 | 126782 | 2023-03-19 | 11 | 11.06 | 0.32 | 11.38 | 0.0010506
2023-03-19 | 12 | 520105 | 2023-03-19 | 12 | 0 | 0.41 | 0.41 | 0.00015527
2023-03-19 | 13 | 693211 | 2023-03-19 | 13 | 0.5 | 0.41 | 0.91 | 0.00045934
2023-03-19 | 14 | 849981 | 2023-03-19 | 14 | 10.02 | 0.34 | 10.36 | 0.006412
2023-03-19 | 15 | 831204 | 2023-03-19 | 15 | 2.28 | 0.4 | 2.68 | 0.0016221
2023-03-19 | 16 | 334369 | 2023-03-19 | 16 | 8.49 | 0.4 | 8.89 | 0.0021645
2023-03-19 | 17 | 575244 | 2023-03-19 | 17 | 18.84 | 0.31 | 19.15 | 0.0080213
2023-03-19 | 18 | 144078 | 2023-03-19 | 18 | 23.29 | 0.25 | 23.54 | 0.0024696
2023-03-19 | 19 | 126874 | 2023-03-19 | 19 | 31.08 | 0.29 | 31.37 | 0.0028981
2023-03-19 | 20 | 0 | 2023-03-19 | 20 | 46.84 | 0.56 | 47.4 | 0
2023-03-19 | 21 | 0 | 2023-03-19 | 21 | 36.16 | 0.41 | 36.57 | 0
2023-03-19 | 22 | 0 | 2023-03-19 | 22 | 26.99 | 0.86 | 27.85 | 0
2023-03-19 | 23 | 0 | 2023-03-19 | 23 | 29.61 | 0.65 | 30.26 | 0
2023-03-19 | 24 | 0 | 2023-03-19 | 24 | 23.32 | 0.4 | 23.72 | 0
2023-03-20 | 1 | 0 | 2023-03-20 | 1 | 24.48 | 0.76 | 25.24 | 0
2023-03-20 | 2 | 0 | 2023-03-20 | 2 | 25.07 | 0.76 | 25.83 | 0
2023-03-20 | 3 | 0 | 2023-03-20 | 3 | 24.5 | 0.77 | 25.27 | 0
2023-03-20 | 4 | 0 | 2023-03-20 | 4 | 26.57 | 0.76 | 27.33 | 0
2023-03-20 | 5 | 0 | 2023-03-20 | 5 | 32.94 | 0.77 | 33.71 | 0
2023-03-20 | 6 | 0 | 2023-03-20 | 6 | 45.87 | 1.49 | 47.36 | 0
2023-03-20 | 7 | 0 | 2023-03-20 | 7 | 60.46 | 1.61 | 62.07 | 0
2023-03-20 | 8 | 540 | 2023-03-20 | 8 | 82.49 | 2.77 | 85.26 | 3.3525e-05
2023-03-20 | 9 | 193504 | 2023-03-20 | 9 | 40.11 | 1.85 | 41.96 | 0.0059122
2023-03-20 | 10 | 457346 | 2023-03-20 | 10 | 23.96 | 1.46 | 25.42 | 0.0084654
2023-03-20 | 11 | 698121 | 2023-03-20 | 11 | 26.36 | 1.48 | 27.84 | 0.014152
2023-03-20 | 12 | 831868 | 2023-03-20 | 12 | 23.31 | 1.5 | 24.81 | 0.015028
2023-03-20 | 13 | 858154 | 2023-03-20 | 13 | 22.54 | 1.57 | 24.11 | 0.015066
2023-03-20 | 14 | 858244 | 2023-03-20 | 14 | 21.94 | 1.59 | 23.53 | 0.014705
2023-03-20 | 15 | 852984 | 2023-03-20 | 15 | -13.61 | 1.78 | -11.83 | -0.0073477
2023-03-20 | 16 | 801202 | 2023-03-20 | 16 | -13.21 | 1.88 | -11.33 | -0.0066099
2023-03-20 | 17 | 623373 | 2023-03-20 | 17 | 17.97 | 1.77 | 19.74 | 0.0089602
2023-03-20 | 18 | 380511 | 2023-03-20 | 18 | 28.9 | 1.51 | 30.41 | 0.0084257
2023-03-20 | 19 | 116883 | 2023-03-20 | 19 | 54.74 | 2.21 | 56.95 | 0.004847
2023-03-20 | 20 | 0 | 2023-03-20 | 20 | 98.6 | 2.17 | 100.77 | 0
2023-03-20 | 21 | 0 | 2023-03-20 | 21 | 76.61 | 2.35 | 78.96 | 0
2023-03-20 | 22 | 0 | 2023-03-20 | 22 | 54.44 | 2.01 | 56.45 | 0
2023-03-20 | 23 | 0 | 2023-03-20 | 23 | 40.6 | 2.46 | 43.06 | 0
2023-03-20 | 24 | 0 | 2023-03-20 | 24 | 38.13 | 2.5 | 40.63 | 0
2023-03-21 | 1 | 0 | 2023-03-21 | 1 | 25.98 | 1.08 | 27.06 | 0
2023-03-21 | 2 | 0 | 2023-03-21 | 2 | 25.65 | 0.93 | 26.58 | 0
2023-03-21 | 3 | 0 | 2023-03-21 | 3 | 25.53 | 0.93 | 26.46 | 0
2023-03-21 | 4 | 0 | 2023-03-21 | 4 | 25.67 | 0.93 | 26.6 | 0
2023-03-21 | 5 | 0 | 2023-03-21 | 5 | 26.03 | 0.93 | 26.96 | 0
2023-03-21 | 6 | 0 | 2023-03-21 | 6 | 29.34 | 1.19 | 30.53 | 0
2023-03-21 | 7 | 7 | 2023-03-21 | 7 | 52.72 | 1.42 | 54.14 | 2.7596e-07
2023-03-21 | 8 | 610 | 2023-03-21 | 8 | 96.26 | 2.38 | 98.64 | 4.3813e-05
2023-03-21 | 9 | 201646 | 2023-03-21 | 9 | 44.93 | 2.07 | 47 | 0.006901
2023-03-21 | 10 | 442576 | 2023-03-21 | 10 | 25.5 | 1.8 | 27.3 | 0.0087978
2023-03-21 | 11 | 164700 | 2023-03-21 | 11 | 23.71 | 1.75 | 25.46 | 0.0030534
2023-03-21 | 12 | 410475 | 2023-03-21 | 12 | 19.95 | 1.77 | 21.72 | 0.0064919
2023-03-21 | 13 | 851197 | 2023-03-21 | 13 | 19.18 | 1.79 | 20.97 | 0.012997
2023-03-21 | 14 | 854810 | 2023-03-21 | 14 | 19.28 | 1.81 | 21.09 | 0.013127
2023-03-21 | 15 | 843392 | 2023-03-21 | 15 | 18.51 | 1.85 | 20.36 | 0.012504
2023-03-21 | 16 | 619981 | 2023-03-21 | 16 | 14.34 | 1.85 | 16.19 | 0.0073089
2023-03-21 | 17 | 597508 | 2023-03-21 | 17 | 15.2 | 1.81 | 17.01 | 0.0074007
2023-03-21 | 18 | 354717 | 2023-03-21 | 18 | 21.06 | 1.73 | 22.79 | 0.0058864
2023-03-21 | 19 | 106895 | 2023-03-21 | 19 | 25.07 | 1.82 | 26.89 | 0.002093
2023-03-21 | 20 | 0 | 2023-03-21 | 20 | 28.11 | 1.95 | 30.06 | 0
2023-03-21 | 21 | 0 | 2023-03-21 | 21 | 26 | 1.69 | 27.69 | 0
2023-03-21 | 22 | 0 | 2023-03-21 | 22 | 24.76 | 1.72 | 26.48 | 0
2023-03-21 | 23 | 0 | 2023-03-21 | 23 | 21.38 | 1.86 | 23.24 | 0
2023-03-21 | 24 | 0 | 2023-03-21 | 24 | 20.65 | 1.34 | 21.99 | 0
2023-03-22 | 1 | 0 | 2023-03-22 | 1 | 19.85 | 0.41 | 20.26 | 0
2023-03-22 | 2 | 0 | 2023-03-22 | 2 | 20.02 | 0.29 | 20.31 | 0
2023-03-22 | 3 | 0 | 2023-03-22 | 3 | 20.61 | 0.67 | 21.28 | 0
2023-03-22 | 4 | 0 | 2023-03-22 | 4 | 20.64 | 0.84 | 21.48 | 0
2023-03-22 | 5 | 0 | 2023-03-22 | 5 | 20.67 | 0.84 | 21.51 | 0
2023-03-22 | 6 | 0 | 2023-03-22 | 6 | 23.21 | 1.72 | 24.93 | 0
2023-03-22 | 7 | 13 | 2023-03-22 | 7 | 49.69 | 0.95 | 50.64 | 4.7936e-07
2023-03-22 | 8 | 763 | 2023-03-22 | 8 | 41.47 | 1.36 | 42.83 | 2.3796e-05
2023-03-22 | 9 | 2513 | 2023-03-22 | 9 | 37.33 | 1.59 | 38.92 | 7.1218e-05
2023-03-22 | 10 | 325325 | 2023-03-22 | 10 | 21.77 | 1.24 | 23.01 | 0.0054508
2023-03-22 | 11 | 439405 | 2023-03-22 | 11 | 20.54 | 1.15 | 21.69 | 0.0069398
2023-03-22 | 12 | 822964 | 2023-03-22 | 12 | 20.17 | 1.19 | 21.36 | 0.0128
2023-03-22 | 13 | 854619 | 2023-03-22 | 13 | 18.79 | 1.22 | 20.01 | 0.012452
2023-03-22 | 14 | 853132 | 2023-03-22 | 14 | 15.23 | 1.29 | 16.52 | 0.010262
2023-03-22 | 15 | 847080 | 2023-03-22 | 15 | 12.38 | 1.59 | 13.97 | 0.0086168
2023-03-22 | 16 | 756377 | 2023-03-22 | 16 | 5.06 | 1.61 | 6.67 | 0.0036736
2023-03-22 | 17 | 601889 | 2023-03-22 | 17 | 17.17 | 1.33 | 18.5 | 0.008108
2023-03-22 | 18 | 341708 | 2023-03-22 | 18 | 22.21 | 1.13 | 23.34 | 0.0058074
2023-03-22 | 19 | 503 | 2023-03-22 | 19 | 30.65 | 1.3 | 31.95 | 1.1702e-05
2023-03-22 | 20 | 0 | 2023-03-22 | 20 | 33.99 | 1.11 | 35.1 | 0
2023-03-22 | 21 | 0 | 2023-03-22 | 21 | 27.61 | 1.2 | 28.81 | 0
2023-03-22 | 22 | 0 | 2023-03-22 | 22 | 22.17 | 1.17 | 23.34 | 0
2023-03-22 | 23 | 0 | 2023-03-22 | 23 | 21.04 | 1.24 | 22.28 | 0
2023-03-22 | 24 | 0 | 2023-03-22 | 24 | 20.35 | 0.44 | 20.79 | 0
2023-03-23 | 1 | 0 | 2023-03-23 | 1 | 20.34 | 0.34 | 20.68 | 0
2023-03-23 | 2 | 0 | 2023-03-23 | 2 | 20.48 | 0.39 | 20.87 | 0
2023-03-23 | 3 | 0 | 2023-03-23 | 3 | 19.03 | 0.26 | 19.29 | 0
2023-03-23 | 4 | 0 | 2023-03-23 | 4 | 19.22 | 0.23 | 19.45 | 0
2023-03-23 | 5 | 0 | 2023-03-23 | 5 | 20.55 | 0.23 | 20.78 | 0
2023-03-23 | 6 | 0 | 2023-03-23 | 6 | 21.08 | 0.4 | 21.48 | 0
2023-03-23 | 7 | 0 | 2023-03-23 | 7 | 22.8 | 0.56 | 23.36 | 0
2023-03-23 | 8 | 283 | 2023-03-23 | 8 | 39.12 | 1.4 | 40.52 | 8.3499e-06
2023-03-23 | 9 | 753 | 2023-03-23 | 9 | 32.84 | 1.17 | 34.01 | 1.8648e-05
2023-03-23 | 10 | 937 | 2023-03-23 | 10 | 23.34 | 1.08 | 24.42 | 1.6661e-05
2023-03-23 | 11 | 1420 | 2023-03-23 | 11 | 23.68 | 1.06 | 24.74 | 2.5581e-05
2023-03-23 | 12 | 14798 | 2023-03-23 | 12 | 24.09 | 1.05 | 25.14 | 0.00027089
2023-03-23 | 13 | 218569 | 2023-03-23 | 13 | 24.67 | 1.34 | 26.01 | 0.0041396
2023-03-23 | 14 | 357338 | 2023-03-23 | 14 | 30.85 | 1.13 | 31.98 | 0.0083211
2023-03-23 | 15 | 10129 | 2023-03-23 | 15 | 35.81 | 1.17 | 36.98 | 0.00027275
2023-03-23 | 16 | 1233 | 2023-03-23 | 16 | 33.42 | 1.15 | 34.57 | 3.1038e-05
2023-03-23 | 17 | 3300 | 2023-03-23 | 17 | 28.04 | 1.06 | 29.1 | 6.9925e-05
2023-03-23 | 18 | 22652 | 2023-03-23 | 18 | 24.36 | 1.05 | 25.41 | 0.00041912
2023-03-23 | 19 | 327 | 2023-03-23 | 19 | 24.27 | 1.12 | 25.39 | 6.0455e-06
2023-03-23 | 20 | 0 | 2023-03-23 | 20 | 25.31 | 1 | 26.31 | 0
2023-03-23 | 21 | 0 | 2023-03-23 | 21 | 22.23 | 1.08 | 23.31 | 0
2023-03-23 | 22 | 0 | 2023-03-23 | 22 | 20.98 | 1.13 | 22.11 | 0
2023-03-23 | 23 | 0 | 2023-03-23 | 23 | 18.85 | 1.69 | 20.54 | 0
2023-03-23 | 24 | 0 | 2023-03-23 | 24 | 18.51 | 0.76 | 19.27 | 0
2023-03-24 | 1 | 0 | 2023-03-24 | 1 | 18.46 | 0.46 | 18.92 | 0
2023-03-24 | 2 | 0 | 2023-03-24 | 2 | 19.29 | 0.21 | 19.5 | 0
2023-03-24 | 3 | 0 | 2023-03-24 | 3 | 19.66 | 0.21 | 19.87 | 0
2023-03-24 | 4 | 0 | 2023-03-24 | 4 | 19.08 | 0.21 | 19.29 | 0
2023-03-24 | 5 | 0 | 2023-03-24 | 5 | 20.4 | 0.21 | 20.61 | 0
2023-03-24 | 6 | 0 | 2023-03-24 | 6 | 22.15 | 0.58 | 22.73 | 0
2023-03-24 | 7 | 0 | 2023-03-24 | 7 | 42.76 | 0.9 | 43.66 | 0
2023-03-24 | 8 | 600 | 2023-03-24 | 8 | 47.75 | 1.67 | 49.42 | 2.1591e-05
2023-03-24 | 9 | 2113 | 2023-03-24 | 9 | 42.62 | 1.15 | 43.77 | 6.7344e-05
2023-03-24 | 10 | 176183 | 2023-03-24 | 10 | 42.02 | 1.23 | 43.25 | 0.0055485
2023-03-24 | 11 | 269809 | 2023-03-24 | 11 | 48.05 | 1.57 | 49.62 | 0.0097485
2023-03-24 | 12 | 323992 | 2023-03-24 | 12 | 34.19 | 1.59 | 35.78 | 0.0084411
2023-03-24 | 13 | 835662 | 2023-03-24 | 13 | 19.08 | 1.14 | 20.22 | 0.012304
2023-03-24 | 14 | 857324 | 2023-03-24 | 14 | 18.2 | 1.18 | 19.38 | 0.012098
2023-03-24 | 15 | 853255 | 2023-03-24 | 15 | 17.77 | 1.18 | 18.95 | 0.011774
2023-03-24 | 16 | 520599 | 2023-03-24 | 16 | 19.31 | 1.16 | 20.47 | 0.0077597
2023-03-24 | 17 | 384015 | 2023-03-24 | 17 | 20.55 | 1.11 | 21.66 | 0.0060566
2023-03-24 | 18 | 360167 | 2023-03-24 | 18 | 21.78 | 1.07 | 22.85 | 0.0059926
2023-03-24 | 19 | 148564 | 2023-03-24 | 19 | 35.04 | 1.32 | 36.36 | 0.0039333
2023-03-24 | 20 | 0 | 2023-03-24 | 20 | 49.83 | 1.26 | 51.09 | 0
2023-03-24 | 21 | 0 | 2023-03-24 | 21 | 37.7 | 1.66 | 39.36 | 0
2023-03-24 | 22 | 0 | 2023-03-24 | 22 | 27.69 | 1.25 | 28.94 | 0
2023-03-24 | 23 | 0 | 2023-03-24 | 23 | 23.55 | 1.28 | 24.83 | 0
2023-03-24 | 24 | 0 | 2023-03-24 | 24 | 22.52 | 0.45 | 22.97 | 0
2023-03-25 | 1 | 0 | 2023-03-25 | 1 | 22.47 | 0.13 | 22.6 | 0
2023-03-25 | 2 | 0 | 2023-03-25 | 2 | 22.66 | 0.14 | 22.8 | 0
2023-03-25 | 3 | 0 | 2023-03-25 | 3 | 22.25 | 0.18 | 22.43 | 0
2023-03-25 | 4 | 0 | 2023-03-25 | 4 | 21.65 | 0.21 | 21.86 | 0
2023-03-25 | 5 | 0 | 2023-03-25 | 5 | 22.48 | 0.4 | 22.88 | 0
2023-03-25 | 6 | 0 | 2023-03-25 | 6 | 25.72 | 0.24 | 25.96 | 0
2023-03-25 | 7 | 27 | 2023-03-25 | 7 | 23.29 | 0.26 | 23.55 | 4.63e-07
2023-03-25 | 8 | 900 | 2023-03-25 | 8 | 21.49 | 0.24 | 21.73 | 1.4241e-05
2023-03-25 | 9 | 2237 | 2023-03-25 | 9 | 20.57 | 0.24 | 20.81 | 3.3897e-05
2023-03-25 | 10 | 156069 | 2023-03-25 | 10 | 24.83 | 0.21 | 25.04 | 0.0028456
2023-03-25 | 11 | 227998 | 2023-03-25 | 11 | 30.21 | 0.21 | 30.42 | 0.0050503
2023-03-25 | 12 | 179520 | 2023-03-25 | 12 | 29.79 | 0.21 | 30 | 0.0039216
2023-03-25 | 13 | 216002 | 2023-03-25 | 13 | 30.61 | 0.48 | 31.09 | 0.0048899
2023-03-25 | 14 | 165929 | 2023-03-25 | 14 | 41.59 | 0.99 | 42.58 | 0.0051446
2023-03-25 | 15 | 593 | 2023-03-25 | 15 | 33.1 | 0.37 | 33.47 | 1.4452e-05
2023-03-25 | 16 | 217 | 2023-03-25 | 16 | 32.85 | 0.27 | 33.12 | 5.2333e-06
2023-03-25 | 17 | 200 | 2023-03-25 | 17 | 31.95 | 0.51 | 32.46 | 4.7272e-06
2023-03-25 | 18 | 67 | 2023-03-25 | 18 | 30.04 | 0.26 | 30.3 | 1.4782e-06
2023-03-25 | 19 | 7 | 2023-03-25 | 19 | 24.36 | 0.22 | 24.58 | 1.2529e-07
2023-03-25 | 20 | 0 | 2023-03-25 | 20 | 22.4 | 0.45 | 22.85 | 0
2023-03-25 | 21 | 0 | 2023-03-25 | 21 | 21.95 | 0.27 | 22.22 | 0
2023-03-25 | 22 | 0 | 2023-03-25 | 22 | 22.58 | 0.21 | 22.79 | 0
2023-03-25 | 23 | 0 | 2023-03-25 | 23 | 28.64 | 1.47 | 30.11 | 0
2023-03-25 | 24 | 0 | 2023-03-25 | 24 | 23.82 | 0.94 | 24.76 | 0
2023-03-26 | 1 | 0 | 2023-03-26 | 1 | 41.15 | 1.17 | 42.32 | 0
2023-03-26 | 2 | 0 | 2023-03-26 | 2 | 28.91 | 1.2 | 30.11 | 0
2023-03-26 | 3 | 0 | 2023-03-26 | 3 | 21.88 | 0.26 | 22.14 | 0
2023-03-26 | 4 | 0 | 2023-03-26 | 4 | 18.71 | 0.42 | 19.13 | 0
2023-03-26 | 5 | 0 | 2023-03-26 | 5 | 18.8 | 0.25 | 19.05 | 0
2023-03-26 | 6 | 0 | 2023-03-26 | 6 | 17.63 | 0.37 | 18 | 0
2023-03-26 | 7 | 7 | 2023-03-26 | 7 | 19.68 | 0.32 | 20 | 1.0194e-07
2023-03-26 | 8 | 537 | 2023-03-26 | 8 | 20.05 | 0.27 | 20.32 | 7.9455e-06
2023-03-26 | 9 | 153164 | 2023-03-26 | 9 | 18.72 | 0.31 | 19.03 | 0.0021224
2023-03-26 | 10 | 487677 | 2023-03-26 | 10 | 17.73 | 0.22 | 17.95 | 0.0063741
2023-03-26 | 11 | 396281 | 2023-03-26 | 11 | 18.49 | 0.22 | 18.71 | 0.0053989
2023-03-26 | 12 | 432883 | 2023-03-26 | 12 | 19.11 | 0.2 | 19.31 | 0.0060866
2023-03-26 | 13 | 249462 | 2023-03-26 | 13 | 14.79 | 0.55 | 15.34 | 0.0027865
2023-03-26 | 14 | 431259 | 2023-03-26 | 14 | -11.89 | 0.41 | -11.48 | -0.003605
2023-03-26 | 15 | 505497 | 2023-03-26 | 15 | 8.65 | 0.44 | 9.09 | 0.0033459
2023-03-26 | 16 | 772505 | 2023-03-26 | 16 | 12.49 | 0.48 | 12.97 | 0.0072957
2023-03-26 | 17 | 649129 | 2023-03-26 | 17 | 15.51 | 0.54 | 16.05 | 0.0075863
2023-03-26 | 18 | 395010 | 2023-03-26 | 18 | 19.39 | 0.28 | 19.67 | 0.0056577
2023-03-26 | 19 | 125038 | 2023-03-26 | 19 | 21.01 | 0.19 | 21.2 | 0.0019302
2023-03-26 | 20 | 0 | 2023-03-26 | 20 | 31.09 | 0.24 | 31.33 | 0
2023-03-26 | 21 | 0 | 2023-03-26 | 21 | 29.12 | 0.28 | 29.4 | 0
2023-03-26 | 22 | 0 | 2023-03-26 | 22 | 20.2 | 0.23 | 20.43 | 0
2023-03-26 | 23 | 0 | 2023-03-26 | 23 | 18.83 | 0.64 | 19.47 | 0
2023-03-26 | 24 | 0 | 2023-03-26 | 24 | 17.95 | 0.33 | 18.28 | 0
2023-03-27 | 1 | 0 | 2023-03-27 | 1 | 17.93 | 0.26 | 18.19 | 0
2023-03-27 | 2 | 0 | 2023-03-27 | 2 | 17.5 | 0.25 | 17.75 | 0
2023-03-27 | 3 | 0 | 2023-03-27 | 3 | 18.41 | 0.25 | 18.66 | 0
2023-03-27 | 4 | 0 | 2023-03-27 | 4 | 18.77 | 0.33 | 19.1 | 0
2023-03-27 | 5 | 0 | 2023-03-27 | 5 | 20.08 | 0.67 | 20.75 | 0
2023-03-27 | 6 | 0 | 2023-03-27 | 6 | 19.13 | 0.29 | 19.42 | 0
2023-03-27 | 7 | 20 | 2023-03-27 | 7 | 31.67 | 0.49 | 32.16 | 4.6835e-07
2023-03-27 | 8 | 650 | 2023-03-27 | 8 | 44.74 | 2.08 | 46.82 | 2.216e-05
2023-03-27 | 9 | 217105 | 2023-03-27 | 9 | 26.1 | 1.13 | 27.23 | 0.0043047
2023-03-27 | 10 | 479755 | 2023-03-27 | 10 | 19.87 | 1.02 | 20.89 | 0.0072976
2023-03-27 | 11 | 692799 | 2023-03-27 | 11 | 18.06 | 1.08 | 19.14 | 0.0096555
2023-03-27 | 12 | 829594 | 2023-03-27 | 12 | 0.18 | 1.35 | 1.53 | 0.00092423
2023-03-27 | 13 | 850305 | 2023-03-27 | 13 | -0.92 | 1.4 | 0.48 | 0.00029719
2023-03-27 | 14 | 567008 | 2023-03-27 | 14 | 16.17 | 1.29 | 17.46 | 0.0072087
2023-03-27 | 15 | 531349 | 2023-03-27 | 15 | 18.03 | 1.25 | 19.28 | 0.0074595
2023-03-27 | 16 | 268240 | 2023-03-27 | 16 | 20.79 | 1.19 | 21.98 | 0.0042931
2023-03-27 | 17 | 76532 | 2023-03-27 | 17 | 39.46 | 1.61 | 41.07 | 0.0022887
2023-03-27 | 18 | 530 | 2023-03-27 | 18 | 31.77 | 1.19 | 32.96 | 1.272e-05
2023-03-27 | 19 | 80 | 2023-03-27 | 19 | 28.05 | 1.1 | 29.15 | 1.6981e-06
2023-03-27 | 20 | 0 | 2023-03-27 | 20 | 25.33 | 1 | 26.33 | 0
2023-03-27 | 21 | 0 | 2023-03-27 | 21 | 25.27 | 1.15 | 26.42 | 0
2023-03-27 | 22 | 0 | 2023-03-27 | 22 | 25.79 | 1.22 | 27.01 | 0
2023-03-27 | 23 | 0 | 2023-03-27 | 23 | 22.68 | 1.23 | 23.91 | 0
2023-03-27 | 24 | 0 | 2023-03-27 | 24 | 19.89 | 0.38 | 20.27 | 0
2023-03-28 | 1 | 0 | 2023-03-28 | 1 | 20.85 | 0.23 | 21.08 | 0
2023-03-28 | 2 | 0 | 2023-03-28 | 2 | 20.02 | 0.15 | 20.17 | 0
2023-03-28 | 3 | 0 | 2023-03-28 | 3 | 20.95 | 0.15 | 21.1 | 0
2023-03-28 | 4 | 0 | 2023-03-28 | 4 | 19.78 | 0.15 | 19.93 | 0
2023-03-28 | 5 | 0 | 2023-03-28 | 5 | 19.78 | 0.15 | 19.93 | 0
2023-03-28 | 6 | 0 | 2023-03-28 | 6 | 18.52 | 0.26 | 18.78 | 0
2023-03-28 | 7 | 0 | 2023-03-28 | 7 | 23.89 | 0.35 | 24.24 | 0
2023-03-28 | 8 | 150 | 2023-03-28 | 8 | 27.02 | 1.09 | 28.11 | 3.0703e-06
2023-03-28 | 9 | 850 | 2023-03-28 | 9 | 39.53 | 1.23 | 40.76 | 2.5228e-05
2023-03-28 | 10 | 3117 | 2023-03-28 | 10 | 30.16 | 1.13 | 31.29 | 7.1018e-05
2023-03-28 | 11 | 35545 | 2023-03-28 | 11 | 31.98 | 1 | 32.98 | 0.0008536
2023-03-28 | 12 | 179623 | 2023-03-28 | 12 | 25.75 | 1.01 | 26.76 | 0.0035
2023-03-28 | 13 | 559434 | 2023-03-28 | 13 | 22.36 | 1.02 | 23.38 | 0.009524
2023-03-28 | 14 | 269305 | 2023-03-28 | 14 | 21.97 | 1.04 | 23.01 | 0.0045122
2023-03-28 | 15 | 621155 | 2023-03-28 | 15 | 21.68 | 1.05 | 22.73 | 0.010281
2023-03-28 | 16 | 423558 | 2023-03-28 | 16 | 21.26 | 1.04 | 22.3 | 0.0068777
2023-03-28 | 17 | 261483 | 2023-03-28 | 17 | 21.59 | 1.02 | 22.61 | 0.004305
2023-03-28 | 18 | 155656 | 2023-03-28 | 18 | 21.6 | 0.99 | 22.59 | 0.0025604
2023-03-28 | 19 | 132405 | 2023-03-28 | 19 | 23.94 | 0.96 | 24.9 | 0.0024006
2023-03-28 | 20 | 0 | 2023-03-28 | 20 | 27.67 | 0.88 | 28.55 | 0
2023-03-28 | 21 | 0 | 2023-03-28 | 21 | 26.44 | 0.98 | 27.42 | 0
2023-03-28 | 22 | 0 | 2023-03-28 | 22 | 24.98 | 1.03 | 26.01 | 0
2023-03-28 | 23 | 0 | 2023-03-28 | 23 | 23.81 | 1.08 | 24.89 | 0
2023-03-28 | 24 | 0 | 2023-03-28 | 24 | 23.17 | 0.74 | 23.91 | 0
2023-03-29 | 1 | 0 | 2023-03-29 | 1 | 22.34 | 0.33 | 22.67 | 0
2023-03-29 | 2 | 0 | 2023-03-29 | 2 | 22.62 | 0.28 | 22.9 | 0
2023-03-29 | 3 | 0 | 2023-03-29 | 3 | 21.47 | 0.28 | 21.75 | 0
2023-03-29 | 4 | 0 | 2023-03-29 | 4 | 21.65 | 0.33 | 21.98 | 0
2023-03-29 | 5 | 0 | 2023-03-29 | 5 | 22.3 | 0.73 | 23.03 | 0
2023-03-29 | 6 | 0 | 2023-03-29 | 6 | 32.49 | 0.66 | 33.15 | 0
2023-03-29 | 7 | 37 | 2023-03-29 | 7 | 46.38 | 0.54 | 46.92 | 1.2641e-06
2023-03-29 | 8 | 790 | 2023-03-29 | 8 | 51.99 | 1.82 | 53.81 | 3.0954e-05
2023-03-29 | 9 | 245299 | 2023-03-29 | 9 | 33.73 | 1.35 | 35.08 | 0.0062659
2023-03-29 | 10 | 501094 | 2023-03-29 | 10 | 24.08 | 1.18 | 25.26 | 0.0092167
2023-03-29 | 11 | 724769 | 2023-03-29 | 11 | 22.64 | 1.24 | 23.88 | 0.012603
2023-03-29 | 12 | 839733 | 2023-03-29 | 12 | 21.48 | 1.28 | 22.76 | 0.013917
2023-03-29 | 13 | 855293 | 2023-03-29 | 13 | 20.04 | 1.31 | 21.35 | 0.013297
2023-03-29 | 14 | 853439 | 2023-03-29 | 14 | 20.7 | 1.33 | 22.03 | 0.01369
2023-03-29 | 15 | 848198 | 2023-03-29 | 15 | 20.42 | 1.34 | 21.76 | 0.013439
2023-03-29 | 16 | 791078 | 2023-03-29 | 16 | 19.8 | 1.3 | 21.1 | 0.012154
2023-03-29 | 17 | 601854 | 2023-03-29 | 17 | 21.79 | 1.3 | 23.09 | 0.010119
2023-03-29 | 18 | 340355 | 2023-03-29 | 18 | 25.45 | 1.23 | 26.68 | 0.0066122
2023-03-29 | 19 | 27301 | 2023-03-29 | 19 | 33.71 | 1.36 | 35.07 | 0.00069717
2023-03-29 | 20 | 0 | 2023-03-29 | 20 | 30.1 | 1.03 | 31.13 | 0
2023-03-29 | 21 | 0 | 2023-03-29 | 21 | 29.01 | 1.11 | 30.12 | 0
2023-03-29 | 22 | 0 | 2023-03-29 | 22 | 27.51 | 1.17 | 28.68 | 0
2023-03-29 | 23 | 0 | 2023-03-29 | 23 | 22.82 | 1.66 | 24.48 | 0
2023-03-29 | 24 | 0 | 2023-03-29 | 24 | 20.49 | 0.66 | 21.15 | 0
2023-03-30 | 1 | 0 | 2023-03-30 | 1 | 19.17 | 0.18 | 19.35 | 0
2023-03-30 | 2 | 0 | 2023-03-30 | 2 | 19.14 | 0.2 | 19.34 | 0
2023-03-30 | 3 | 0 | 2023-03-30 | 3 | 18.25 | 0.22 | 18.47 | 0
2023-03-30 | 4 | 0 | 2023-03-30 | 4 | 17.94 | 0.16 | 18.1 | 0
2023-03-30 | 5 | 0 | 2023-03-30 | 5 | 17.39 | 0.15 | 17.54 | 0
2023-03-30 | 6 | 0 | 2023-03-30 | 6 | 18.63 | 0.25 | 18.88 | 0
2023-03-30 | 7 | 23 | 2023-03-30 | 7 | 33.17 | 0.55 | 33.72 | 5.6473e-07
2023-03-30 | 8 | 643 | 2023-03-30 | 8 | 50.29 | 1.93 | 52.22 | 2.445e-05
2023-03-30 | 9 | 125706 | 2023-03-30 | 9 | 29.8 | 1.85 | 31.65 | 0.002897
2023-03-30 | 10 | 572884 | 2023-03-30 | 10 | 21.02 | 1.07 | 22.09 | 0.0092148
2023-03-30 | 11 | 759569 | 2023-03-30 | 11 | 21.45 | 1.06 | 22.51 | 0.01245
2023-03-30 | 12 | 859182 | 2023-03-30 | 12 | 21.18 | 1.07 | 22.25 | 0.01392
2023-03-30 | 13 | 862514 | 2023-03-30 | 13 | 14.68 | 1.08 | 15.76 | 0.009898
2023-03-30 | 14 | 862634 | 2023-03-30 | 14 | 11.2 | 1.11 | 12.31 | 0.0077323
2023-03-30 | 15 | 860182 | 2023-03-30 | 15 | 6.24 | 1.21 | 7.45 | 0.0046663
2023-03-30 | 16 | 822911 | 2023-03-30 | 16 | -8.64 | 1.24 | -7.4 | -0.0044341
2023-03-30 | 17 | 663692 | 2023-03-30 | 17 | 15.23 | 1.03 | 16.26 | 0.007858
2023-03-30 | 18 | 416334 | 2023-03-30 | 18 | 21.42 | 1 | 22.42 | 0.0067968
2023-03-30 | 19 | 143828 | 2023-03-30 | 19 | 25.95 | 0.95 | 26.9 | 0.0028172
2023-03-30 | 20 | 0 | 2023-03-30 | 20 | 31.99 | 0.94 | 32.93 | 0
2023-03-30 | 21 | 0 | 2023-03-30 | 21 | 33.67 | 1 | 34.67 | 0
2023-03-30 | 22 | 0 | 2023-03-30 | 22 | 34.5 | 0.95 | 35.45 | 0
2023-03-30 | 23 | 0 | 2023-03-30 | 23 | 32.09 | 1.26 | 33.35 | 0
2023-03-30 | 24 | 0 | 2023-03-30 | 24 | 25.82 | 0.36 | 26.18 | 0
2023-03-31 | 1 | 0 | 2023-03-31 | 1 | 25.33 | 0.25 | 25.58 | 0
2023-03-31 | 2 | 0 | 2023-03-31 | 2 | 23.58 | 0.25 | 23.83 | 0
2023-03-31 | 3 | 0 | 2023-03-31 | 3 | 20.61 | 0.31 | 20.92 | 0
2023-03-31 | 4 | 0 | 2023-03-31 | 4 | 20.24 | 0.23 | 20.47 | 0
2023-03-31 | 5 | 0 | 2023-03-31 | 5 | 21.11 | 0.23 | 21.34 | 0
2023-03-31 | 6 | 0 | 2023-03-31 | 6 | 21.92 | 0.31 | 22.23 | 0
2023-03-31 | 7 | 67 | 2023-03-31 | 7 | 28.45 | 0.54 | 28.99 | 1.4143e-06
2023-03-31 | 8 | 1220 | 2023-03-31 | 8 | 30.51 | 1.21 | 31.72 | 2.8178e-05
2023-03-31 | 9 | 209612 | 2023-03-31 | 9 | 30.02 | 1.26 | 31.28 | 0.0047743
2023-03-31 | 10 | 498997 | 2023-03-31 | 10 | 19.99 | 1.19 | 21.18 | 0.0076957
2023-03-31 | 11 | 712260 | 2023-03-31 | 11 | 17.97 | 1.11 | 19.08 | 0.0098956
2023-03-31 | 12 | 828348 | 2023-03-31 | 12 | 7.79 | 1.17 | 8.96 | 0.0054044
2023-03-31 | 13 | 854858 | 2023-03-31 | 13 | 14.9 | 1.17 | 16.07 | 0.010003
2023-03-31 | 14 | 846866 | 2023-03-31 | 14 | 18.9 | 1.12 | 20.02 | 0.012345
2023-03-31 | 15 | 651367 | 2023-03-31 | 15 | 21.38 | 1.09 | 22.47 | 0.010657
2023-03-31 | 16 | 234628 | 2023-03-31 | 16 | 23.88 | 1.06 | 24.94 | 0.0042609
2023-03-31 | 17 | 22613 | 2023-03-31 | 17 | 34.71 | 1.06 | 35.77 | 0.00058898
2023-03-31 | 18 | 300 | 2023-03-31 | 18 | 28.89 | 1.06 | 29.95 | 6.5425e-06
2023-03-31 | 19 | 40 | 2023-03-31 | 19 | 35.38 | 1.11 | 36.49 | 1.0628e-06
2023-03-31 | 20 | 0 | 2023-03-31 | 20 | 35.39 | 0.92 | 36.31 | 0
2023-03-31 | 21 | 0 | 2023-03-31 | 21 | 28.53 | 1.07 | 29.6 | 0
2023-03-31 | 22 | 0 | 2023-03-31 | 22 | 30.53 | 1.15 | 31.68 | 0
2023-03-31 | 23 | 0 | 2023-03-31 | 23 | 47.88 | 2.83 | 50.71 | 0
2023-03-31 | 24 | 0 | 2023-03-31 | 24 | 54.18 | 1.31 | 55.49 | 0

## Capacity
Calculation of Avoided Generation Capacity Costs (related to the ISO-NE Forward Capacity Market or FCM)
Capacity Market Allocation for FCA 2022-2023 |  |  | Power year 2022/2023
https://www.iso-ne.com/about/key-stats/markets#fcaresults
Capacity Clearing Price | 3.8 | kW-month | https://www.iso-ne.com/about/key-stats
Peak Energy Rent | 0 | kW-month | (This report is no longer available)
Subtotal | 3.8 |  | https://www.iso-ne.com/isoexpress/web/reports/load-and-demand/-/tree/monthly-peak-energy-rent
Line Loss Multiplier | 1.0671
Avoided Capacity Cost | 4.0551 | kW-month
For Generation Sources Other than Solar PV
Assume production is equal for all hours of the year
Peak Hour = | 1
Total Hours in the Year = | 8760 |  | Puc 903.02 (o)(6) b. uses 8760 hours
Portion of generation assume to be at peak hour for FCA Cost Alloc. = | 0.01142% |  | Puc 903.02 (o)(6) b.
For Solar PV Generation
Solar production at system peak hour = | 185684 | watts | 08/08/2022 at hour ending 16:00
Annual solar production = | 1373330839 | watts | https://www.iso-ne.com/isoexpress/web/reports/load-and-demand/-/tree/ann-sys-peak-day-hr-load
Portion of annual solar production at peak hour for FCA Cost Alloc. = | 0.01352% |  | Puc 903.02 (o)(7) c.

## Actual Solar Data
Location |  | Manchester | Raymond | Sunapee
kW DC |  | 2490 | 40 | 18.72
kW AC |  | 3322 | 37 | 18
Tilt |  | 20 | 38 | 38
Azimuth |  | 180 | 190 | 180 | Hourly
Date | Hour Ending |  |  |  | Average
2022-04-01 | 1 | 0 | 0 | 0 | 0
2022-04-01 | 2 | 0 | 0 | 0 | 0
2022-04-01 | 3 | 0 | 0 | 0 | 0
2022-04-01 | 4 | 0 | 0 | 0 | 0
2022-04-01 | 5 | 0 | 0 | 0 | 0
2022-04-01 | 6 | 0 | 0 | 0 | 0
2022-04-01 | 7 | 0 | 0 | 0 | 0
2022-04-01 | 8 | 0 | 330 | 180 | 170
2022-04-01 | 9 | 0 | 700 | 150 | 283
2022-04-01 | 10 | 362889.2303 | 2280 | 4000 | 123056
2022-04-01 | 11 | 1375496.2683 | 12350 | 2450 | 463432
2022-04-01 | 12 | 765388.3696 | 9980 | 2750 | 259373
2022-04-01 | 13 | 338861.4953 | 7170 | 3450 | 116494
2022-04-01 | 14 | 639723.599 | 4560 | 6290 | 216858
2022-04-01 | 15 | 1017416.954 | 13190 | 2210 | 344272
2022-04-01 | 16 | 0 | 6560 | 4180 | 3580
2022-04-01 | 17 | 901433.6467 | 12030 | 3270 | 305578
2022-04-01 | 18 | 1294713.6164 | 7540 | 2970 | 435075
2022-04-01 | 19 | 0 | 890 | 610 | 500
2022-04-01 | 20 | 0 | 0 | 0 | 0
2022-04-01 | 21 | 0 | 0 | 0 | 0
2022-04-01 | 22 | 0 | 0 | 0 | 0
2022-04-01 | 23 | 0 | 0 | 0 | 0
2022-04-01 | 24 | 0 | 0 | 0 | 0
2022-04-02 | 1 | 0 | 0 | 0 | 0
2022-04-02 | 2 | 0 | 0 | 0 | 0
2022-04-02 | 3 | 0 | 0 | 0 | 0
2022-04-02 | 4 | 0 | 0 | 0 | 0
2022-04-02 | 5 | 0 | 0 | 0 | 0
2022-04-02 | 6 | 0 | 0 | 0 | 0
2022-04-02 | 7 | 0 | 70 | 30 | 33
2022-04-02 | 8 | 0 | 1820 | 430 | 750
2022-04-02 | 9 | 792873.3826 | 7250 | 2090 | 267404
2022-04-02 | 10 | 1638332.7246 | 17270 | 7670 | 554424
2022-04-02 | 11 | 2248832.4642 | 27230 | 11080 | 762381
2022-04-02 | 12 | 2374963.7604 | 31590 | 13160 | 806571
2022-04-02 | 13 | 2374963.7604 | 32820 | 14210 | 807331
2022-04-02 | 14 | 2372198.8201 | 33670 | 14460 | 806776
2022-04-02 | 15 | 2365883.3504 | 32760 | 13790 | 804144
2022-04-02 | 16 | 2364964.0083 | 28360 | 12260 | 801861
2022-04-02 | 17 | 1962694.8833 | 22730 | 9560 | 664995
2022-04-02 | 18 | 1239952.445 | 14000 | 4680 | 419544
2022-04-02 | 19 | 450541.8837 | 2020 | 770 | 151111
2022-04-02 | 20 | 0 | 0 | 0 | 0
2022-04-02 | 21 | 0 | 0 | 0 | 0
2022-04-02 | 22 | 0 | 0 | 0 | 0
2022-04-02 | 23 | 0 | 0 | 0 | 0
2022-04-02 | 24 | 0 | 0 | 0 | 0
2022-04-03 | 1 | 0 | 0 | 0 | 0
2022-04-03 | 2 | 0 | 0 | 0 | 0
2022-04-03 | 3 | 0 | 0 | 0 | 0
2022-04-03 | 4 | 0 | 0 | 0 | 0
2022-04-03 | 5 | 0 | 0 | 0 | 0
2022-04-03 | 6 | 0 | 0 | 0 | 0
2022-04-03 | 7 | 0 | 150 | 30 | 60
2022-04-03 | 8 | 0 | 1580 | 870 | 817
2022-04-03 | 9 | 0 | 4690 | 2140 | 2277
2022-04-03 | 10 | 657790.0052 | 8690 | 4270 | 223583
2022-04-03 | 11 | 961118.6981 | 15720 | 6270 | 327703
2022-04-03 | 12 | 2060035.2287 | 20660 | 5700 | 695465
2022-04-03 | 13 | 1870171.5469 | 15180 | 5050 | 630134
2022-04-03 | 14 | 1455511.2123 | 19200 | 3610 | 492774
2022-04-03 | 15 | 2317764.7591 | 29080 | 2600 | 783148
2022-04-03 | 16 | 1044563.055 | 15190 | 3300 | 354351
2022-04-03 | 17 | 931012.3324 | 4600 | 2730 | 312781
2022-04-03 | 18 | 549991.6077 | 3380 | 1890 | 185087
2022-04-03 | 19 | 0 | 660 | 290 | 317
2022-04-03 | 20 | 0 | 0 | 0 | 0
2022-04-03 | 21 | 0 | 0 | 0 | 0
2022-04-03 | 22 | 0 | 0 | 0 | 0
2022-04-03 | 23 | 0 | 0 | 0 | 0
2022-04-03 | 24 | 0 | 0 | 0 | 0
2022-04-04 | 1 | 0 | 0 | 0 | 0
2022-04-04 | 2 | 0 | 0 | 0 | 0
2022-04-04 | 3 | 0 | 0 | 0 | 0
2022-04-04 | 4 | 0 | 0 | 0 | 0
2022-04-04 | 5 | 0 | 0 | 0 | 0
2022-04-04 | 6 | 0 | 0 | 0 | 0
2022-04-04 | 7 | 0 | 150 | 20 | 57
2022-04-04 | 8 | 0 | 1700 | 570 | 757
2022-04-04 | 9 | 773864.4481 | 7690 | 2570 | 261375
2022-04-04 | 10 | 1601367.116 | 17490 | 7610 | 542156
2022-04-04 | 11 | 1518576.8604 | 25750 | 10480 | 518269
2022-04-04 | 12 | 1338312.9835 | 29920 | 13030 | 460421
2022-04-04 | 13 | 2374850.75 | 31130 | 14040 | 806674
2022-04-04 | 14 | 2365601.3012 | 30390 | 14230 | 803407
2022-04-04 | 15 | 2360109.0908 | 29530 | 13610 | 801083
2022-04-04 | 16 | 2350910.1868 | 26420 | 12100 | 796477
2022-04-04 | 17 | 1930716.5146 | 22170 | 9420 | 654102
2022-04-04 | 18 | 1231446.6238 | 13720 | 4060 | 416409
2022-04-04 | 19 | 12333.1454 | 1850 | 770 | 4984
2022-04-04 | 20 | 0 | 0 | 0 | 0
2022-04-04 | 21 | 0 | 0 | 0 | 0
2022-04-04 | 22 | 0 | 0 | 0 | 0
2022-04-04 | 23 | 0 | 0 | 0 | 0
2022-04-04 | 24 | 0 | 0 | 0 | 0
2022-04-05 | 1 | 0 | 0 | 0 | 0
2022-04-05 | 2 | 0 | 0 | 0 | 0
2022-04-05 | 3 | 0 | 0 | 0 | 0
2022-04-05 | 4 | 0 | 0 | 0 | 0
2022-04-05 | 5 | 0 | 0 | 0 | 0
2022-04-05 | 6 | 0 | 0 | 0 | 0
2022-04-05 | 7 | 0 | 210 | 30 | 80
2022-04-05 | 8 | 0 | 1790 | 370 | 720
2022-04-05 | 9 | 791352.1528 | 7690 | 2160 | 267067
2022-04-05 | 10 | 1539437.294 | 17660 | 7370 | 521489
2022-04-05 | 11 | 2145389.5569 | 24110 | 9280 | 726260
2022-04-05 | 12 | 2364964.0083 | 25740 | 10340 | 800348
2022-04-05 | 13 | 2364964.0083 | 25720 | 9980 | 800221
2022-04-05 | 14 | 2360998.8689 | 23230 | 12820 | 799016
2022-04-05 | 15 | 2354964.2563 | 25680 | 9820 | 796821
2022-04-05 | 16 | 1332387.2089 | 180000 | 4470 | 505619
2022-04-05 | 17 | 484859.2877 | 8630 | 8280 | 167256
2022-04-05 | 18 | 384727.478 | 6920 | 4400 | 132016
2022-04-05 | 19 | 0 | 1890 | 780 | 890
2022-04-05 | 20 | 0 | 20 | 0 | 7
2022-04-05 | 21 | 0 | 0 | 0 | 0
2022-04-05 | 22 | 0 | 0 | 0 | 0
2022-04-05 | 23 | 0 | 0 | 0 | 0
2022-04-05 | 24 | 0 | 0 | 0 | 0
2022-04-06 | 1 | 0 | 0 | 0 | 0
2022-04-06 | 2 | 0 | 0 | 0 | 0
2022-04-06 | 3 | 0 | 0 | 0 | 0
2022-04-06 | 4 | 0 | 0 | 0 | 0
2022-04-06 | 5 | 0 | 0 | 0 | 0
2022-04-06 | 6 | 0 | 0 | 0 | 0
2022-04-06 | 7 | 0 | 210 | 60 | 90
2022-04-06 | 8 | 0 | 2670 | 800 | 1157
2022-04-06 | 9 | 420508.5635 | 7790 | 2720 | 143673
2022-04-06 | 10 | 735788.7626 | 9730 | 5750 | 250423
2022-04-06 | 11 | 674589.7532 | 7680 | 6320 | 229530
2022-04-06 | 12 | 739351.1534 | 7700 | 3890 | 250314
2022-04-06 | 13 | 989289.5818 | 9420 | 2600 | 333770
2022-04-06 | 14 | 787988.0071 | 8950 | 6670 | 267869
2022-04-06 | 15 | 719122.4098 | 10340 | 5600 | 245021
2022-04-06 | 16 | 837520.5994 | 9200 | 2720 | 283147
2022-04-06 | 17 | 564417.8391 | 4330 | 1740 | 190163
2022-04-06 | 18 | 34999.4674 | 3090 | 1790 | 13293
2022-04-06 | 19 | 54999.1615 | 1310 | 300 | 18870
2022-04-06 | 20 | 0 | 0 | 0 | 0
2022-04-06 | 21 | 0 | 0 | 0 | 0
2022-04-06 | 22 | 0 | 0 | 0 | 0
2022-04-06 | 23 | 0 | 0 | 0 | 0
2022-04-06 | 24 | 0 | 0 | 0 | 0
2022-04-07 | 1 | 0 | 0 | 0 | 0
2022-04-07 | 2 | 0 | 0 | 0 | 0
2022-04-07 | 3 | 0 | 0 | 0 | 0
2022-04-07 | 4 | 0 | 0 | 0 | 0
2022-04-07 | 5 | 0 | 0 | 0 | 0
2022-04-07 | 6 | 0 | 0 | 0 | 0
2022-04-07 | 7 | 0 | 230 | 0 | 77
2022-04-07 | 8 | 0 | 2040 | 510 | 850
2022-04-07 | 9 | 349794.656 | 6540 | 420 | 118918
2022-04-07 | 10 | 651256.7401 | 6940 | 800 | 219666
2022-04-07 | 11 | 610124.0516 | 8280 | 1050 | 206485
2022-04-07 | 12 | 697226.2263 | 9510 | 1230 | 235989
2022-04-07 | 13 | 354194.6113 | 8080 | 2850 | 121708
2022-04-07 | 14 | 1443044.6625 | 15770 | 2030 | 486948
2022-04-07 | 15 | 873644.4116 | 7460 | 2320 | 294475
2022-04-07 | 16 | 353115.4394 | 5850 | 2390 | 120452
2022-04-07 | 17 | 535614.0733 | 4400 | 1400 | 180471
2022-04-07 | 18 | 0 | 910 | 230 | 380
2022-04-07 | 19 | 0 | 320 | 0 | 107
2022-04-07 | 20 | 0 | 0 | 0 | 0
2022-04-07 | 21 | 0 | 0 | 0 | 0
2022-04-07 | 22 | 0 | 0 | 0 | 0
2022-04-07 | 23 | 0 | 0 | 0 | 0
2022-04-07 | 24 | 0 | 0 | 0 | 0
2022-04-08 | 1 | 0 | 0 | 0 | 0
2022-04-08 | 2 | 0 | 0 | 0 | 0
2022-04-08 | 3 | 0 | 0 | 0 | 0
2022-04-08 | 4 | 0 | 0 | 0 | 0
2022-04-08 | 5 | 0 | 0 | 0 | 0
2022-04-08 | 6 | 0 | 0 | 0 | 0
2022-04-08 | 7 | 0 | 0 | 0 | 0
2022-04-08 | 8 | 0 | 400 | 230 | 210
2022-04-08 | 9 | 0 | 1890 | 520 | 803
2022-04-08 | 10 | 52865.8628 | 4080 | 1600 | 19515
2022-04-08 | 11 | 802721.0832 | 7930 | 2850 | 271167
2022-04-08 | 12 | 979785.0847 | 7430 | 4530 | 330582
2022-04-08 | 13 | 1984169.8408 | 11870 | 8000 | 668013
2022-04-08 | 14 | 2129634.3803 | 14850 | 7350 | 717278
2022-04-08 | 15 | 1001300.5733 | 10170 | 5990 | 339154
2022-04-08 | 16 | 886112.3323 | 10380 | 7710 | 301401
2022-04-08 | 17 | 718189.0607 | 11260 | 3300 | 244250
2022-04-08 | 18 | 1397378.6831 | 13430 | 2790 | 471200
2022-04-08 | 19 | 0 | 2550 | 640 | 1063
2022-04-08 | 20 | 0 | 30 | 0 | 10
2022-04-08 | 21 | 0 | 0 | 0 | 0
2022-04-08 | 22 | 0 | 0 | 0 | 0
2022-04-08 | 23 | 0 | 0 | 0 | 0
2022-04-08 | 24 | 0 | 0 | 0 | 0
2022-04-09 | 1 | 0 | 0 | 0 | 0
2022-04-09 | 2 | 0 | 0 | 0 | 0
2022-04-09 | 3 | 0 | 0 | 0 | 0
2022-04-09 | 4 | 0 | 0 | 0 | 0
2022-04-09 | 5 | 0 | 0 | 0 | 0
2022-04-09 | 6 | 0 | 0 | 0 | 0
2022-04-09 | 7 | 0 | 220 | 50 | 90
2022-04-09 | 8 | 0 | 2330 | 370 | 900
2022-04-09 | 9 | 410193.7413 | 5040 | 1000 | 138745
2022-04-09 | 10 | 394993.9907 | 3850 | 1680 | 133508
2022-04-09 | 11 | 503792.3455 | 4290 | 970 | 169684
2022-04-09 | 12 | 454993.0692 | 3260 | 2540 | 153598
2022-04-09 | 13 | 992200.0766 | 5540 | 2200 | 333313
2022-04-09 | 14 | 60332.4138 | 3240 | 3060 | 22211
2022-04-09 | 15 | 0 | 1800 | 2860 | 1553
2022-04-09 | 16 | 0 | 1400 | 1510 | 970
2022-04-09 | 17 | 60332.4138 | 2730 | 1860 | 21641
2022-04-09 | 18 | 232196.4651 | 4430 | 2940 | 79855
2022-04-09 | 19 | 567658.0071 | 3060 | 1110 | 190609
2022-04-09 | 20 | 0 | 40 | 20 | 20
2022-04-09 | 21 | 0 | 0 | 0 | 0
2022-04-09 | 22 | 0 | 0 | 0 | 0
2022-04-09 | 23 | 0 | 0 | 0 | 0
2022-04-09 | 24 | 0 | 0 | 0 | 0
2022-04-10 | 1 | 0 | 0 | 0 | 0
2022-04-10 | 2 | 0 | 0 | 0 | 0
2022-04-10 | 3 | 0 | 0 | 0 | 0
2022-04-10 | 4 | 0 | 0 | 0 | 0
2022-04-10 | 5 | 0 | 0 | 0 | 0
2022-04-10 | 6 | 0 | 0 | 0 | 0
2022-04-10 | 7 | 0 | 520 | 100 | 207
2022-04-10 | 8 | 0 | 2520 | 270 | 930
2022-04-10 | 9 | 895172.5364 | 8490 | 1870 | 301844
2022-04-10 | 10 | 1278313.8752 | 16260 | 2650 | 432408
2022-04-10 | 11 | 1118316.2928 | 17350 | 3530 | 379732
2022-04-10 | 12 | 1345273.6139 | 18830 | 3390 | 455831
2022-04-10 | 13 | 1980937.6001 | 20260 | 2540 | 667913
2022-04-10 | 14 | 721655.7264 | 21620 | 3240 | 248839
2022-04-10 | 15 | 628323.7934 | 14640 | 2920 | 215295
2022-04-10 | 16 | 569991.3502 | 13770 | 1510 | 195090
2022-04-10 | 17 | 584991.0975 | 20230 | 1920 | 202380
2022-04-10 | 18 | 901652.9918 | 14880 | 3500 | 306678
2022-04-10 | 19 | 466045.5585 | 1950 | 720 | 156239
2022-04-10 | 20 | 0 | 20 | 0 | 7
2022-04-10 | 21 | 0 | 0 | 0 | 0
2022-04-10 | 22 | 0 | 0 | 0 | 0
2022-04-10 | 23 | 0 | 0 | 0 | 0
2022-04-10 | 24 | 0 | 0 | 0 | 0
2022-04-11 | 1 | 0 | 0 | 0 | 0
2022-04-11 | 2 | 0 | 0 | 0 | 0
2022-04-11 | 3 | 0 | 0 | 0 | 0
2022-04-11 | 4 | 0 | 0 | 0 | 0
2022-04-11 | 5 | 0 | 0 | 0 | 0
2022-04-11 | 6 | 0 | 0 | 0 | 0
2022-04-11 | 7 | 0 | 280 | 50 | 110
2022-04-11 | 8 | 0 | 1540 | 340 | 627
2022-04-11 | 9 | 887975.9312 | 8220 | 2490 | 299562
2022-04-11 | 10 | 1658308.0292 | 18530 | 7870 | 561569
2022-04-11 | 11 | 2257765.77 | 25430 | 10780 | 764659
2022-04-11 | 12 | 2368643.9991 | 27380 | 12510 | 802845
2022-04-11 | 13 | 2364964.0083 | 27110 | 13320 | 801798
2022-04-11 | 14 | 2362908.1249 | 27270 | 13580 | 801253
2022-04-11 | 15 | 2357197.7615 | 25560 | 12930 | 798563
2022-04-11 | 16 | 2338721.5137 | 23310 | 9680 | 790571
2022-04-11 | 17 | 1889637.9471 | 16100 | 7830 | 637856
2022-04-11 | 18 | 1504706.8596 | 10190 | 3780 | 506226
2022-04-11 | 19 | 216863.364 | 2790 | 1110 | 73588
2022-04-11 | 20 | 0 | 60 | 60 | 40
2022-04-11 | 21 | 0 | 0 | 0 | 0
2022-04-11 | 22 | 0 | 0 | 0 | 0
2022-04-11 | 23 | 0 | 0 | 0 | 0
2022-04-11 | 24 | 0 | 0 | 0 | 0
2022-04-12 | 1 | 0 | 0 | 0 | 0
2022-04-12 | 2 | 0 | 0 | 0 | 0
2022-04-12 | 3 | 0 | 0 | 0 | 0
2022-04-12 | 4 | 0 | 0 | 0 | 0
2022-04-12 | 5 | 0 | 0 | 0 | 0
2022-04-12 | 6 | 0 | 0 | 0 | 0
2022-04-12 | 7 | 0 | 290 | 0 | 97
2022-04-12 | 8 | 0 | 1420 | 260 | 560
2022-04-12 | 9 | 0 | 1830 | 470 | 767
2022-04-12 | 10 | 0 | 2290 | 1210 | 1167
2022-04-12 | 11 | 239396.3486 | 4150 | 2960 | 82169
2022-04-12 | 12 | 467392.8618 | 6530 | 5210 | 159711
2022-04-12 | 13 | 1014984.6077 | 13190 | 10320 | 346165
2022-04-12 | 14 | 2356964.1113 | 26480 | 6420 | 796621
2022-04-12 | 15 | 922880.7092 | 22840 | 10830 | 318850
2022-04-12 | 16 | 804176.9862 | 17800 | 3230 | 275069
2022-04-12 | 17 | 1974569.9167 | 18900 | 7850 | 667107
2022-04-12 | 18 | 1346179.4853 | 9650 | 4480 | 453436
2022-04-12 | 19 | 508592.248 | 3140 | 900 | 170877
2022-04-12 | 20 | 0 | 50 | 40 | 30
2022-04-12 | 21 | 0 | 0 | 0 | 0
2022-04-12 | 22 | 0 | 0 | 0 | 0
2022-04-12 | 23 | 0 | 0 | 0 | 0
2022-04-12 | 24 | 0 | 0 | 0 | 0
2022-04-13 | 1 | 0 | 0 | 0 | 0
2022-04-13 | 2 | 0 | 0 | 0 | 0
2022-04-13 | 3 | 0 | 0 | 0 | 0
2022-04-13 | 4 | 0 | 0 | 0 | 0
2022-04-13 | 5 | 0 | 0 | 0 | 0
2022-04-13 | 6 | 0 | 0 | 0 | 0
2022-04-13 | 7 | 0 | 220 | 180 | 133
2022-04-13 | 8 | 0 | 2450 | 740 | 1063
2022-04-13 | 9 | 182330.5637 | 6230 | 2130 | 63564
2022-04-13 | 10 | 586991.0717 | 9090 | 4640 | 200240
2022-04-13 | 11 | 2195105.5527 | 19370 | 3960 | 739479
2022-04-13 | 12 | 1900971.1742 | 11360 | 1610 | 637980
2022-04-13 | 13 | 373941.6897 | 3540 | 1040 | 126174
2022-04-13 | 14 | 284995.6751 | 2290 | 1620 | 96302
2022-04-13 | 15 | 0 | 5080 | 2370 | 2483
2022-04-13 | 16 | 778672.3971 | 4410 | 2060 | 261714
2022-04-13 | 17 | 1462275.0282 | 8770 | 2790 | 491278
2022-04-13 | 18 | 852223.8731 | 5660 | 2280 | 286721
2022-04-13 | 19 | 305406.3022 | 2770 | 830 | 103002
2022-04-13 | 20 | 0 | 80 | 0 | 27
2022-04-13 | 21 | 0 | 0 | 0 | 0
2022-04-13 | 22 | 0 | 0 | 0 | 0
2022-04-13 | 23 | 0 | 0 | 0 | 0
2022-04-13 | 24 | 0 | 0 | 0 | 0
2022-04-14 | 1 | 0 | 0 | 0 | 0
2022-04-14 | 2 | 0 | 0 | 0 | 0
2022-04-14 | 3 | 0 | 0 | 0 | 0
2022-04-14 | 4 | 0 | 0 | 0 | 0
2022-04-14 | 5 | 0 | 0 | 0 | 0
2022-04-14 | 6 | 0 | 0 | 0 | 0
2022-04-14 | 7 | 0 | 50 | 150 | 67
2022-04-14 | 8 | 0 | 990 | 560 | 517
2022-04-14 | 9 | 0 | 1570 | 1430 | 1000
2022-04-14 | 10 | 335394.8891 | 2540 | 1590 | 113175
2022-04-14 | 11 | 358661.2046 | 3370 | 1930 | 121320
2022-04-14 | 12 | 402327.2097 | 3760 | 2720 | 136269
2022-04-14 | 13 | 342728.1082 | 3700 | 2560 | 116329
2022-04-14 | 14 | 464203.4471 | 4820 | 3240 | 157421
2022-04-14 | 15 | 240266.6062 | 4000 | 3920 | 82729
2022-04-14 | 16 | 425499.8565 | 3320 | 3510 | 144110
2022-04-14 | 17 | 94998.5534 | 1910 | 1850 | 32920
2022-04-14 | 18 | 0 | 770 | 480 | 417
2022-04-14 | 19 | 0 | 60 | 60 | 40
2022-04-14 | 20 | 0 | 0 | 0 | 0
2022-04-14 | 21 | 0 | 0 | 0 | 0
2022-04-14 | 22 | 0 | 0 | 0 | 0
2022-04-14 | 23 | 0 | 0 | 0 | 0
2022-04-14 | 24 | 0 | 0 | 0 | 0
2022-04-15 | 1 | 0 | 0 | 0 | 0
2022-04-15 | 2 | 0 | 0 | 0 | 0
2022-04-15 | 3 | 0 | 0 | 0 | 0
2022-04-15 | 4 | 0 | 0 | 0 | 0
2022-04-15 | 5 | 0 | 0 | 0 | 0
2022-04-15 | 6 | 0 | 0 | 0 | 0
2022-04-15 | 7 | 0 | 430 | 70 | 167
2022-04-15 | 8 | 0 | 1610 | 480 | 697
2022-04-15 | 9 | 954221.3678 | 8480 | 2720 | 321807
2022-04-15 | 10 | 1655249.238 | 17440 | 7700 | 560130
2022-04-15 | 11 | 2132567.4057 | 23990 | 10490 | 722349
2022-04-15 | 12 | 2218074.3217 | 26800 | 12380 | 752418
2022-04-15 | 13 | 2064968.586 | 26830 | 13250 | 701683
2022-04-15 | 14 | 2363694.6678 | 26790 | 12980 | 801155
2022-04-15 | 15 | 2357013.2256 | 27480 | 12660 | 799051
2022-04-15 | 16 | 2354964.2563 | 23560 | 9390 | 795971
2022-04-15 | 17 | 1915796.1607 | 19930 | 6090 | 647272
2022-04-15 | 18 | 1210381.6271 | 9650 | 3190 | 407741
2022-04-15 | 19 | 538068.7118 | 3060 | 910 | 180680
2022-04-15 | 20 | 0 | 50 | 40 | 30
2022-04-15 | 21 | 0 | 0 | 0 | 0
2022-04-15 | 22 | 0 | 0 | 0 | 0
2022-04-15 | 23 | 0 | 0 | 0 | 0
2022-04-15 | 24 | 0 | 0 | 0 | 0
2022-04-16 | 1 | 0 | 0 | 0 | 0
2022-04-16 | 2 | 0 | 0 | 0 | 0
2022-04-16 | 3 | 0 | 0 | 0 | 0
2022-04-16 | 4 | 0 | 0 | 0 | 0
2022-04-16 | 5 | 0 | 0 | 0 | 0
2022-04-16 | 6 | 0 | 0 | 0 | 0
2022-04-16 | 7 | 0 | 180 | 30 | 70
2022-04-16 | 8 | 0 | 1940 | 760 | 900
2022-04-16 | 9 | 475435.2272 | 5590 | 1720 | 160915
2022-04-16 | 10 | 369204.9086 | 8520 | 4160 | 127295
2022-04-16 | 11 | 776312.6493 | 6620 | 4370 | 262434
2022-04-16 | 12 | 550763.4282 | 7160 | 5270 | 187731
2022-04-16 | 13 | 652084.7082 | 5960 | 3380 | 220475
2022-04-16 | 14 | 249396.2049 | 3490 | 2900 | 85262
2022-04-16 | 15 | 1285647.1539 | 8160 | 3690 | 432499
2022-04-16 | 16 | 567791.4023 | 3840 | 1770 | 191134
2022-04-16 | 17 | 0 | 2540 | 140 | 893
2022-04-16 | 18 | 0 | 490 | 70 | 187
2022-04-16 | 19 | 0 | 20 | 0 | 7
2022-04-16 | 20 | 0 | 0 | 0 | 0
2022-04-16 | 21 | 0 | 0 | 0 | 0
2022-04-16 | 22 | 0 | 0 | 0 | 0
2022-04-16 | 23 | 0 | 0 | 0 | 0
2022-04-16 | 24 | 0 | 0 | 0 | 0
2022-04-17 | 1 | 0 | 0 | 0 | 0
2022-04-17 | 2 | 0 | 0 | 0 | 0
2022-04-17 | 3 | 0 | 0 | 0 | 0
2022-04-17 | 4 | 0 | 0 | 0 | 0
2022-04-17 | 5 | 0 | 0 | 0 | 0
2022-04-17 | 6 | 0 | 0 | 0 | 0
2022-04-17 | 7 | 0 | 430 | 60 | 163
2022-04-17 | 8 | 171664.0592 | 1940 | 1110 | 58238
2022-04-17 | 9 | 982604.9805 | 8480 | 2150 | 331078
2022-04-17 | 10 | 1831861.0191 | 16510 | 1870 | 616747
2022-04-17 | 11 | 2323183.7749 | 16540 | 2460 | 780728
2022-04-17 | 12 | 624990.5229 | 12420 | 7930 | 215114
2022-04-17 | 13 | 2030263.1855 | 26880 | 7380 | 688174
2022-04-17 | 14 | 1259564.1613 | 23050 | 7210 | 429941
2022-04-17 | 15 | 1254440.4268 | 22100 | 10410 | 428983
2022-04-17 | 16 | 1346229.5532 | 16880 | 10230 | 457780
2022-04-17 | 17 | 2047502.2793 | 17060 | 5320 | 689961
2022-04-17 | 18 | 1247380.9719 | 11000 | 2200 | 420194
2022-04-17 | 19 | 19657.2356 | 2480 | 760 | 7632
2022-04-17 | 20 | 0 | 150 | 50 | 67
2022-04-17 | 21 | 0 | 0 | 0 | 0
2022-04-17 | 22 | 0 | 0 | 0 | 0
2022-04-17 | 23 | 0 | 0 | 0 | 0
2022-04-17 | 24 | 0 | 0 | 0 | 0
2022-04-18 | 1 | 0 | 0 | 0 | 0
2022-04-18 | 2 | 0 | 0 | 0 | 0
2022-04-18 | 3 | 0 | 0 | 0 | 0
2022-04-18 | 4 | 0 | 0 | 0 | 0
2022-04-18 | 5 | 0 | 0 | 0 | 0
2022-04-18 | 6 | 0 | 0 | 0 | 0
2022-04-18 | 7 | 0 | 560 | 110 | 223
2022-04-18 | 8 | 0 | 2090 | 430 | 840
2022-04-18 | 9 | 987185.0014 | 8900 | 2890 | 332992
2022-04-18 | 10 | 1726563.4537 | 18330 | 8030 | 584308
2022-04-18 | 11 | 2280298.7099 | 24390 | 10890 | 771860
2022-04-18 | 12 | 2364964.0083 | 27080 | 12540 | 801528
2022-04-18 | 13 | 2364964.0083 | 28260 | 13380 | 802201
2022-04-18 | 14 | 2363919.0197 | 29290 | 13460 | 802223
2022-04-18 | 15 | 2353913.5456 | 29460 | 12490 | 798621
2022-04-18 | 16 | 2332353.8303 | 25730 | 10640 | 789575
2022-04-18 | 17 | 1786025.4049 | 17230 | 6370 | 603208
2022-04-18 | 18 | 862337.8277 | 7060 | 2660 | 290686
2022-04-18 | 19 | 346745.3718 | 20000 | 650 | 122465
2022-04-18 | 20 | 0 | 40 | 20 | 20
2022-04-18 | 21 | 0 | 0 | 0 | 0
2022-04-18 | 22 | 0 | 0 | 0 | 0
2022-04-18 | 23 | 0 | 0 | 0 | 0
2022-04-18 | 24 | 0 | 0 | 0 | 0
2022-04-19 | 1 | 0 | 0 | 0 | 0
2022-04-19 | 2 | 0 | 0 | 0 | 0
2022-04-19 | 3 | 0 | 0 | 0 | 0
2022-04-19 | 4 | 0 | 0 | 0 | 0
2022-04-19 | 5 | 0 | 0 | 0 | 0
2022-04-19 | 6 | 0 | 0 | 0 | 0
2022-04-19 | 7 | 0 | 0 | 0 | 0
2022-04-19 | 8 | 0 | 480 | 370 | 283
2022-04-19 | 9 | 0 | 630 | 1660 | 763
2022-04-19 | 10 | 0 | 2000 | 2140 | 1380
2022-04-19 | 11 | 0 | 6940 | 2760 | 3233
2022-04-19 | 12 | 1100462.6751 | 14820 | 3410 | 372898
2022-04-19 | 13 | 1290605.3066 | 8220 | 4340 | 434388
2022-04-19 | 14 | 746588.6474 | 9460 | 3940 | 253330
2022-04-19 | 15 | 1186981.9164 | 19940 | 8860 | 405261
2022-04-19 | 16 | 1827810.0491 | 20250 | 6130 | 618063
2022-04-19 | 17 | 1979255.5571 | 16420 | 5740 | 667139
2022-04-19 | 18 | 1557929.2774 | 9440 | 3400 | 523590
2022-04-19 | 19 | 218996.6738 | 2520 | 920 | 74146
2022-04-19 | 20 | 0 | 170 | 0 | 57
2022-04-19 | 21 | 0 | 0 | 0 | 0
2022-04-19 | 22 | 0 | 0 | 0 | 0
2022-04-19 | 23 | 0 | 0 | 0 | 0
2022-04-19 | 24 | 0 | 0 | 0 | 0
2022-04-20 | 1 | 0 | 0 | 0 | 0
2022-04-20 | 2 | 0 | 0 | 0 | 0
2022-04-20 | 3 | 0 | 0 | 0 | 0
2022-04-20 | 4 | 0 | 0 | 0 | 0
2022-04-20 | 5 | 0 | 0 | 0 | 0
2022-04-20 | 6 | 0 | 0 | 0 | 0
2022-04-20 | 7 | 0 | 540 | 190 | 243
2022-04-20 | 8 | 149397.7308 | 2050 | 1150 | 50866
2022-04-20 | 9 | 1049668.4313 | 9640 | 2220 | 353843
2022-04-20 | 10 | 1909880.0421 | 15630 | 3680 | 643063
2022-04-20 | 11 | 1980803.1321 | 23850 | 3690 | 669448
2022-04-20 | 12 | 1767906.4274 | 22230 | 8440 | 599525
2022-04-20 | 13 | 2362830.6389 | 29780 | 11640 | 801417
2022-04-20 | 14 | 2360842.4664 | 31490 | 9630 | 800654
2022-04-20 | 15 | 1801535.0103 | 29190 | 12630 | 614452
2022-04-20 | 16 | 2364964.0083 | 26650 | 11530 | 801048
2022-04-20 | 17 | 2002569.437 | 21810 | 9260 | 677880
2022-04-20 | 18 | 1328949.5707 | 14120 | 4700 | 449257
2022-04-20 | 19 | 553650.558 | 3630 | 1060 | 186114
2022-04-20 | 20 | 0 | 140 | 60 | 67
2022-04-20 | 21 | 0 | 0 | 0 | 0
2022-04-20 | 22 | 0 | 0 | 0 | 0
2022-04-20 | 23 | 0 | 0 | 0 | 0
2022-04-20 | 24 | 0 | 0 | 0 | 0
2022-04-21 | 1 | 0 | 0 | 0 | 0
2022-04-21 | 2 | 0 | 0 | 0 | 0
2022-04-21 | 3 | 0 | 0 | 0 | 0
2022-04-21 | 4 | 0 | 0 | 0 | 0
2022-04-21 | 5 | 0 | 0 | 0 | 0
2022-04-21 | 6 | 0 | 0 | 0 | 0
2022-04-21 | 7 | 0 | 720 | 180 | 300
2022-04-21 | 8 | 337594.8668 | 2590 | 810 | 113665
2022-04-21 | 9 | 982318.3417 | 9050 | 3080 | 331483
2022-04-21 | 10 | 1650604.0096 | 17250 | 6960 | 558271
2022-04-21 | 11 | 2232699.3942 | 22230 | 9800 | 754910
2022-04-21 | 12 | 2371070.6234 | 27690 | 11340 | 803367
2022-04-21 | 13 | 2364964.0083 | 25840 | 6950 | 799251
2022-04-21 | 14 | 2360911.3693 | 24930 | 11820 | 799220
2022-04-21 | 15 | 2276965.3797 | 24720 | 9020 | 770235
2022-04-21 | 16 | 2059846.6396 | 23690 | 3300 | 695612
2022-04-21 | 17 | 975355.5655 | 6860 | 1200 | 327805
2022-04-21 | 18 | 315916.2402 | 2130 | 240 | 106095
2022-04-21 | 19 | 0 | 940 | 260 | 400
2022-04-21 | 20 | 0 | 0 | 0 | 0
2022-04-21 | 21 | 0 | 0 | 0 | 0
2022-04-21 | 22 | 0 | 0 | 0 | 0
2022-04-21 | 23 | 0 | 0 | 0 | 0
2022-04-21 | 24 | 0 | 0 | 0 | 0
2022-04-22 | 1 | 0 | 0 | 0 | 0
2022-04-22 | 2 | 0 | 0 | 0 | 0
2022-04-22 | 3 | 0 | 0 | 0 | 0
2022-04-22 | 4 | 0 | 0 | 0 | 0
2022-04-22 | 5 | 0 | 0 | 0 | 0
2022-04-22 | 6 | 0 | 0 | 0 | 0
2022-04-22 | 7 | 0 | 610 | 150 | 253
2022-04-22 | 8 | 0 | 2100 | 710 | 937
2022-04-22 | 9 | 951718.8668 | 5730 | 2650 | 320033
2022-04-22 | 10 | 514729.023 | 14890 | 2100 | 177240
2022-04-22 | 11 | 2156143.6653 | 24120 | 6740 | 729001
2022-04-22 | 12 | 2330519.9146 | 26480 | 5440 | 787480
2022-04-22 | 13 | 2364964.0083 | 25140 | 6690 | 798931
2022-04-22 | 14 | 1466977.5963 | 25770 | 10170 | 500973
2022-04-22 | 15 | 2109934.33 | 25680 | 6630 | 714081
2022-04-22 | 16 | 2364964.0083 | 21700 | 7970 | 798211
2022-04-22 | 17 | 2024293.4227 | 20830 | 6040 | 683721
2022-04-22 | 18 | 1333451.3903 | 14520 | 2150 | 450040
2022-04-22 | 19 | 544102.8476 | 3170 | 910 | 182728
2022-04-22 | 20 | 0 | 120 | 60 | 60
2022-04-22 | 21 | 0 | 0 | 0 | 0
2022-04-22 | 22 | 0 | 0 | 0 | 0
2022-04-22 | 23 | 0 | 0 | 0 | 0
2022-04-22 | 24 | 0 | 0 | 0 | 0
2022-04-23 | 1 | 0 | 0 | 0 | 0
2022-04-23 | 2 | 0 | 0 | 0 | 0
2022-04-23 | 3 | 0 | 0 | 0 | 0
2022-04-23 | 4 | 0 | 0 | 0 | 0
2022-04-23 | 5 | 0 | 0 | 0 | 0
2022-04-23 | 6 | 0 | 0 | 0 | 0
2022-04-23 | 7 | 0 | 1330 | 170 | 500
2022-04-23 | 8 | 0 | 4170 | 770 | 1647
2022-04-23 | 9 | 724222.3024 | 9250 | 3250 | 245574
2022-04-23 | 10 | 1185115.2182 | 16620 | 4310 | 402015
2022-04-23 | 11 | 1305513.5012 | 21170 | 3620 | 443435
2022-04-23 | 12 | 2374963.7604 | 24200 | 6530 | 801898
2022-04-23 | 13 | 2179100.0366 | 25830 | 12800 | 739243
2022-04-23 | 14 | 2364964.0083 | 20080 | 6920 | 797321
2022-04-23 | 15 | 1267247.3192 | 15650 | 5430 | 429442
2022-04-23 | 16 | 1268047.452 | 11850 | 2960 | 427619
2022-04-23 | 17 | 554991.5433 | 7910 | 2590 | 188497
2022-04-23 | 18 | 476242.7509 | 4390 | 1580 | 160738
2022-04-23 | 19 | 0 | 980 | 390 | 457
2022-04-23 | 20 | 0 | 0 | 0 | 0
2022-04-23 | 21 | 0 | 0 | 0 | 0
2022-04-23 | 22 | 0 | 0 | 0 | 0
2022-04-23 | 23 | 0 | 0 | 0 | 0
2022-04-23 | 24 | 0 | 0 | 0 | 0
2022-04-24 | 1 | 0 | 0 | 0 | 0
2022-04-24 | 2 | 0 | 0 | 0 | 0
2022-04-24 | 3 | 0 | 0 | 0 | 0
2022-04-24 | 4 | 0 | 0 | 0 | 0
2022-04-24 | 5 | 0 | 0 | 0 | 0
2022-04-24 | 6 | 0 | 0 | 0 | 0
2022-04-24 | 7 | 0 | 180 | 40 | 73
2022-04-24 | 8 | 0 | 1370 | 1030 | 800
2022-04-24 | 9 | 495392.4716 | 4960 | 3180 | 167844
2022-04-24 | 10 | 1726173.6393 | 8320 | 40000 | 591498
2022-04-24 | 11 | 1145742.0588 | 12390 | 6470 | 388201
2022-04-24 | 12 | 1249147.6536 | 14710 | 7480 | 423779
2022-04-24 | 13 | 2349764.3471 | 21760 | 8530 | 793351
2022-04-24 | 14 | 2360164.1655 | 19900 | 4850 | 794971
2022-04-24 | 15 | 1676174.5214 | 19330 | 4340 | 566615
2022-04-24 | 16 | 703440.6662 | 7100 | 2930 | 237824
2022-04-24 | 17 | 560226.3808 | 6430 | 1730 | 189462
2022-04-24 | 18 | 322195.1127 | 2600 | 1160 | 108652
2022-04-24 | 19 | 0 | 560 | 1120 | 560
2022-04-24 | 20 | 0 | 100 | 110 | 70
2022-04-24 | 21 | 0 | 0 | 0 | 0
2022-04-24 | 22 | 0 | 0 | 0 | 0
2022-04-24 | 23 | 0 | 0 | 0 | 0
2022-04-24 | 24 | 0 | 0 | 0 | 0
2022-04-25 | 1 | 0 | 0 | 0 | 0
2022-04-25 | 2 | 0 | 0 | 0 | 0
2022-04-25 | 3 | 0 | 0 | 0 | 0
2022-04-25 | 4 | 0 | 0 | 0 | 0
2022-04-25 | 5 | 0 | 0 | 0 | 0
2022-04-25 | 6 | 0 | 0 | 0 | 0
2022-04-25 | 7 | 0 | 1450 | 340 | 597
2022-04-25 | 8 | 342994.7793 | 4590 | 1510 | 116365
2022-04-25 | 9 | 691989.4814 | 7630 | 3210 | 234276
2022-04-25 | 10 | 1521737.3371 | 13960 | 3400 | 513032
2022-04-25 | 11 | 1133666.9922 | 22930 | 5790 | 387462
2022-04-25 | 12 | 2361763.9542 | 24540 | 9830 | 798711
2022-04-25 | 13 | 2110102.8919 | 18120 | 8560 | 712261
2022-04-25 | 14 | 1572176.0988 | 19300 | 11480 | 534319
2022-04-25 | 15 | 1754173.398 | 23290 | 10780 | 596081
2022-04-25 | 16 | 1732868.3138 | 20510 | 9580 | 587653
2022-04-25 | 17 | 941742.4202 | 18510 | 6440 | 322231
2022-04-25 | 18 | 1186903.3575 | 12200 | 3640 | 400914
2022-04-25 | 19 | 436885.2377 | 3270 | 1190 | 147115
2022-04-25 | 20 | 0 | 240 | 130 | 123
2022-04-25 | 21 | 0 | 0 | 0 | 0
2022-04-25 | 22 | 0 | 0 | 0 | 0
2022-04-25 | 23 | 0 | 0 | 0 | 0
2022-04-25 | 24 | 0 | 0 | 0 | 0
2022-04-26 | 1 | 0 | 0 | 0 | 0
2022-04-26 | 2 | 0 | 0 | 0 | 0
2022-04-26 | 3 | 0 | 0 | 0 | 0
2022-04-26 | 4 | 0 | 0 | 0 | 0
2022-04-26 | 5 | 0 | 0 | 0 | 0
2022-04-26 | 6 | 0 | 0 | 0 | 0
2022-04-26 | 7 | 0 | 70 | 0 | 23
2022-04-26 | 8 | 0 | 710 | 620 | 443
2022-04-26 | 9 | 0 | 2150 | 1090 | 1080
2022-04-26 | 10 | 400927.2158 | 3470 | 1290 | 135229
2022-04-26 | 11 | 695789.3968 | 5610 | 2040 | 234480
2022-04-26 | 12 | 478103.8463 | 5630 | 2120 | 161951
2022-04-26 | 13 | 538544.4164 | 5070 | 1750 | 181788
2022-04-26 | 14 | 490913.5997 | 3470 | 1980 | 165455
2022-04-26 | 15 | 467392.8618 | 4160 | 1680 | 157744
2022-04-26 | 16 | 0 | 3390 | 1270 | 1553
2022-04-26 | 17 | 33399.4925 | 2670 | 700 | 12256
2022-04-26 | 18 | 0 | 1300 | 440 | 580
2022-04-26 | 19 | 0 | 440 | 130 | 190
2022-04-26 | 20 | 0 | 0 | 0 | 0
2022-04-26 | 21 | 0 | 0 | 0 | 0
2022-04-26 | 22 | 0 | 0 | 0 | 0
2022-04-26 | 23 | 0 | 0 | 0 | 0
2022-04-26 | 24 | 0 | 0 | 0 | 0
2022-04-27 | 1 | 0 | 0 | 0 | 0
2022-04-27 | 2 | 0 | 0 | 0 | 0
2022-04-27 | 3 | 0 | 0 | 0 | 0
2022-04-27 | 4 | 0 | 0 | 0 | 0
2022-04-27 | 5 | 0 | 0 | 0 | 0
2022-04-27 | 6 | 0 | 0 | 0 | 0
2022-04-27 | 7 | 0 | 370 | 240 | 203
2022-04-27 | 8 | 0 | 3060 | 1500 | 1520
2022-04-27 | 9 | 274601.0721 | 9140 | 2900 | 95547
2022-04-27 | 10 | 891170.6209 | 14650 | 3980 | 303267
2022-04-27 | 11 | 783366.4417 | 14730 | 2330 | 266809
2022-04-27 | 12 | 839148.283 | 12520 | 3210 | 284959
2022-04-27 | 13 | 1384978.8904 | 17720 | 2740 | 468480
2022-04-27 | 14 | 1979414.3438 | 20390 | 1760 | 667188
2022-04-27 | 15 | 822007.3581 | 10970 | 2950 | 278642
2022-04-27 | 16 | 661656.6181 | 7270 | 4440 | 224456
2022-04-27 | 17 | 858320.2362 | 7770 | 3960 | 290017
2022-04-27 | 18 | 902091.5031 | 6540 | 1520 | 303384
2022-04-27 | 19 | 606724.0834 | 2660 | 860 | 203415
2022-04-27 | 20 | 0 | 210 | 90 | 100
2022-04-27 | 21 | 0 | 0 | 0 | 0
2022-04-27 | 22 | 0 | 0 | 0 | 0
2022-04-27 | 23 | 0 | 0 | 0 | 0
2022-04-27 | 24 | 0 | 0 | 0 | 0
2022-04-28 | 1 | 0 | 0 | 0 | 0
2022-04-28 | 2 | 0 | 0 | 0 | 0
2022-04-28 | 3 | 0 | 0 | 0 | 0
2022-04-28 | 4 | 0 | 0 | 0 | 0
2022-04-28 | 5 | 0 | 0 | 0 | 0
2022-04-28 | 6 | 0 | 0 | 0 | 0
2022-04-28 | 7 | 0 | 880 | 280 | 387
2022-04-28 | 8 | 0 | 2020 | 850 | 957
2022-04-28 | 9 | 1304580.2116 | 9600 | 1000 | 438393
2022-04-28 | 10 | 906038.8803 | 19410 | 1760 | 309070
2022-04-28 | 11 | 2285231.8287 | 28210 | 4180 | 772541
2022-04-28 | 12 | 2192033.2909 | 31920 | 7580 | 743844
2022-04-28 | 13 | 2374963.7604 | 32990 | 9050 | 805668
2022-04-28 | 14 | 2374963.7604 | 33090 | 12130 | 806728
2022-04-28 | 15 | 2210566.2823 | 32100 | 13750 | 752139
2022-04-28 | 16 | 2374963.7604 | 27960 | 12000 | 804975
2022-04-28 | 17 | 2057345.1519 | 22240 | 9190 | 696258
2022-04-28 | 18 | 1347014.5464 | 14320 | 4780 | 455372
2022-04-28 | 19 | 593779.2659 | 4100 | 1190 | 199690
2022-04-28 | 20 | 0 | 300 | 100 | 133
2022-04-28 | 21 | 0 | 0 | 0 | 0
2022-04-28 | 22 | 0 | 0 | 0 | 0
2022-04-28 | 23 | 0 | 0 | 0 | 0
2022-04-28 | 24 | 0 | 0 | 0 | 0
2022-04-29 | 1 | 0 | 0 | 0 | 0
2022-04-29 | 2 | 0 | 0 | 0 | 0
2022-04-29 | 3 | 0 | 0 | 0 | 0
2022-04-29 | 4 | 0 | 0 | 0 | 0
2022-04-29 | 5 | 0 | 0 | 0 | 0
2022-04-29 | 6 | 0 | 0 | 0 | 0
2022-04-29 | 7 | 0 | 750 | 210 | 320
2022-04-29 | 8 | 264595.9854 | 2040 | 540 | 89059
2022-04-29 | 9 | 1085274.3387 | 9280 | 3220 | 365925
2022-04-29 | 10 | 1843958.6163 | 19830 | 8260 | 624016
2022-04-29 | 11 | 2298298.3589 | 17790 | 10590 | 775559
2022-04-29 | 12 | 2365223.6462 | 29050 | 8140 | 800805
2022-04-29 | 13 | 2307231.6647 | 28680 | 8980 | 781631
2022-04-29 | 14 | 1175115.4661 | 17300 | 10280 | 400898
2022-04-29 | 15 | 1144449.234 | 24280 | 11500 | 393410
2022-04-29 | 16 | 2221944.0937 | 23410 | 8290 | 751215
2022-04-29 | 17 | 1601824.9989 | 20480 | 6220 | 542842
2022-04-29 | 18 | 1401845.336 | 14670 | 4750 | 473755
2022-04-29 | 19 | 637479.1861 | 4430 | 1100 | 214336
2022-04-29 | 20 | 0 | 460 | 140 | 200
2022-04-29 | 21 | 0 | 0 | 0 | 0
2022-04-29 | 22 | 0 | 0 | 0 | 0
2022-04-29 | 23 | 0 | 0 | 0 | 0
2022-04-29 | 24 | 0 | 0 | 0 | 0
2022-04-30 | 1 | 0 | 0 | 0 | 0
2022-04-30 | 2 | 0 | 0 | 0 | 0
2022-04-30 | 3 | 0 | 0 | 0 | 0
2022-04-30 | 4 | 0 | 0 | 0 | 0
2022-04-30 | 5 | 0 | 0 | 0 | 0
2022-04-30 | 6 | 0 | 0 | 0 | 0
2022-04-30 | 7 | 0 | 620 | 320 | 313
2022-04-30 | 8 | 0 | 3370 | 1360 | 1577
2022-04-30 | 9 | 849787.0564 | 100000 | 3650 | 317812
2022-04-30 | 10 | 1822322.2494 | 17690 | 8130 | 616047
2022-04-30 | 11 | 2261365.6521 | 23050 | 10980 | 765132
2022-04-30 | 12 | 2369618.1774 | 24130 | 13080 | 802276
2022-04-30 | 13 | 2280370.7123 | 25230 | 13050 | 772884
2022-04-30 | 14 | 2191633.4629 | 20070 | 13760 | 741821
2022-04-30 | 15 | 1698307.5142 | 25400 | 11580 | 578429
2022-04-30 | 16 | 1993174.7913 | 18040 | 11590 | 674268
2022-04-30 | 17 | 1461644.4111 | 20200 | 5120 | 495655
2022-04-30 | 18 | 1577861.9051 | 11930 | 4520 | 531437
2022-04-30 | 19 | 568543.9706 | 3960 | 1220 | 191241
2022-04-30 | 20 | 0 | 220 | 110 | 110
2022-04-30 | 21 | 0 | 0 | 0 | 0
2022-04-30 | 22 | 0 | 0 | 0 | 0
2022-04-30 | 23 | 0 | 0 | 0 | 0
2022-04-30 | 24 | 0 | 0 | 0 | 0
2022-05-01 | 1 | 0 | 0 | 0 | 0
2022-05-01 | 2 | 0 | 0 | 0 | 0
2022-05-01 | 3 | 0 | 0 | 0 | 0
2022-05-01 | 4 | 0 | 0 | 0 | 0
2022-05-01 | 5 | 0 | 0 | 0 | 0
2022-05-01 | 6 | 0 | 20 | 0 | 7
2022-05-01 | 7 | 0 | 830 | 190 | 340
2022-05-01 | 8 | 343456.3279 | 2110 | 480 | 115349
2022-05-01 | 9 | 1044393.0626 | 8950 | 3130 | 352158
2022-05-01 | 10 | 1743665.9336 | 17910 | 7850 | 589809
2022-05-01 | 11 | 2251299.1428 | 22480 | 10470 | 761416
2022-05-01 | 12 | 2361939.9071 | 23620 | 12120 | 799227
2022-05-01 | 13 | 2356485.3668 | 240000 | 13030 | 869838
2022-05-01 | 14 | 2354964.2563 | 22500 | 13040 | 796835
2022-05-01 | 15 | 2353875.3986 | 22290 | 12360 | 796175
2022-05-01 | 16 | 2316843.5097 | 20960 | 110000 | 815935
2022-05-01 | 17 | 1905805.3493 | 190000 | 8500 | 701435
2022-05-01 | 18 | 1281402.8263 | 13020 | 4520 | 432981
2022-05-01 | 19 | 579881.2509 | 3670 | 1100 | 194884
2022-05-01 | 20 | 0 | 130 | 60 | 63
2022-05-01 | 21 | 0 | 0 | 0 | 0
2022-05-01 | 22 | 0 | 0 | 0 | 0
2022-05-01 | 23 | 0 | 0 | 0 | 0
2022-05-01 | 24 | 0 | 0 | 0 | 0
2022-05-02 | 1 | 0 | 0 | 0 | 0
2022-05-02 | 2 | 0 | 0 | 0 | 0
2022-05-02 | 3 | 0 | 0 | 0 | 0
2022-05-02 | 4 | 0 | 0 | 0 | 0
2022-05-02 | 5 | 0 | 0 | 0 | 0
2022-05-02 | 6 | 0 | 60 | 0 | 20
2022-05-02 | 7 | 0 | 2290 | 730 | 1007
2022-05-02 | 8 | 341234.8032 | 5980 | 1810 | 116342
2022-05-02 | 9 | 701205.5516 | 10210 | 2880 | 238099
2022-05-02 | 10 | 1097191.0954 | 17340 | 20000 | 378177
2022-05-02 | 11 | 969709.1579 | 17570 | 1670 | 329650
2022-05-02 | 12 | 1106604.8145 | 13470 | 2060 | 374045
2022-05-02 | 13 | 979579.6871 | 12900 | 2430 | 331637
2022-05-02 | 14 | 448993.1762 | 7920 | 2570 | 153161
2022-05-02 | 15 | 742788.7321 | 7710 | 1990 | 250830
2022-05-02 | 16 | 485392.6003 | 6600 | 1940 | 164644
2022-05-02 | 17 | 163664.1771 | 4160 | 1220 | 56348
2022-05-02 | 18 | 0 | 1870 | 400 | 757
2022-05-02 | 19 | 0 | 330 | 150 | 160
2022-05-02 | 20 | 0 | 20 | 0 | 7
2022-05-02 | 21 | 0 | 0 | 0 | 0
2022-05-02 | 22 | 0 | 0 | 0 | 0
2022-05-02 | 23 | 0 | 0 | 0 | 0
2022-05-02 | 24 | 0 | 0 | 0 | 0
2022-05-03 | 1 | 0 | 0 | 0 | 0
2022-05-03 | 2 | 0 | 0 | 0 | 0
2022-05-03 | 3 | 0 | 0 | 0 | 0
2022-05-03 | 4 | 0 | 0 | 0 | 0
2022-05-03 | 5 | 0 | 0 | 0 | 0
2022-05-03 | 6 | 0 | 0 | 0 | 0
2022-05-03 | 7 | 0 | 660 | 30 | 230
2022-05-03 | 8 | 0 | 2170 | 850 | 1007
2022-05-03 | 9 | 306584.7456 | 3920 | 2840 | 104448
2022-05-03 | 10 | 422193.5868 | 6720 | 1800 | 143571
2022-05-03 | 11 | 419393.599 | 10000 | 2410 | 143935
2022-05-03 | 12 | 713789.165 | 11320 | 1960 | 242356
2022-05-03 | 13 | 1381821.0363 | 15380 | 3660 | 466954
2022-05-03 | 14 | 734988.8086 | 13890 | 3920 | 250933
2022-05-03 | 15 | 1470977.664 | 14190 | 3690 | 496286
2022-05-03 | 16 | 634590.3277 | 15160 | 2230 | 217327
2022-05-03 | 17 | 906155.0498 | 18630 | 1690 | 308825
2022-05-03 | 18 | 760799.2291 | 10420 | 850 | 257356
2022-05-03 | 19 | 183681.4135 | 3070 | 250 | 62334
2022-05-03 | 20 | 0 | 300 | 20 | 107
2022-05-03 | 21 | 0 | 0 | 0 | 0
2022-05-03 | 22 | 0 | 0 | 0 | 0
2022-05-03 | 23 | 0 | 0 | 0 | 0
2022-05-03 | 24 | 0 | 0 | 0 | 0
2022-05-04 | 1 | 0 | 0 | 0 | 0
2022-05-04 | 2 | 0 | 0 | 0 | 0
2022-05-04 | 3 | 0 | 0 | 0 | 0
2022-05-04 | 4 | 0 | 0 | 0 | 0
2022-05-04 | 5 | 0 | 0 | 0 | 0
2022-05-04 | 6 | 0 | 0 | 0 | 0
2022-05-04 | 7 | 0 | 410 | 20 | 143
2022-05-04 | 8 | 0 | 1250 | 70 | 440
2022-05-04 | 9 | 0 | 1590 | 440 | 677
2022-05-04 | 10 | 0 | 1240 | 670 | 637
2022-05-04 | 11 | 325542.9864 | 3240 | 730 | 109838
2022-05-04 | 12 | 435125.8278 | 4800 | 1140 | 147022
2022-05-04 | 13 | 243662.9534 | 3240 | 1170 | 82691
2022-05-04 | 14 | 308564.3947 | 3690 | 1000 | 104418
2022-05-04 | 15 | 0 | 3330 | 2710 | 2013
2022-05-04 | 16 | 94998.5534 | 2130 | 1720 | 32950
2022-05-04 | 17 | 0 | 1330 | 1030 | 787
2022-05-04 | 18 | 0 | 720 | 680 | 467
2022-05-04 | 19 | 0 | 160 | 90 | 83
2022-05-04 | 20 | 0 | 0 | 0 | 0
2022-05-04 | 21 | 0 | 0 | 0 | 0
2022-05-04 | 22 | 0 | 0 | 0 | 0
2022-05-04 | 23 | 0 | 0 | 0 | 0
2022-05-04 | 24 | 0 | 0 | 0 | 0
2022-05-05 | 1 | 0 | 0 | 0 | 0
2022-05-05 | 2 | 0 | 0 | 0 | 0
2022-05-05 | 3 | 0 | 0 | 0 | 0
2022-05-05 | 4 | 0 | 0 | 0 | 0
2022-05-05 | 5 | 0 | 0 | 0 | 0
2022-05-05 | 6 | 0 | 60 | 0 | 20
2022-05-05 | 7 | 0 | 1210 | 320 | 510
2022-05-05 | 8 | 391001.6418 | 2870 | 720 | 131531
2022-05-05 | 9 | 1047800.0641 | 9100 | 3220 | 353373
2022-05-05 | 10 | 1767773.1514 | 18190 | 7760 | 597908
2022-05-05 | 11 | 2279833.7936 | 23280 | 10150 | 771088
2022-05-05 | 12 | 1347379.446 | 25580 | 11770 | 461576
2022-05-05 | 13 | 2364964.0083 | 25560 | 13460 | 801328
2022-05-05 | 14 | 2364964.0083 | 24200 | 13440 | 800868
2022-05-05 | 15 | 2364964.0083 | 23140 | 12190 | 800098
2022-05-05 | 16 | 2081539.8693 | 21280 | 10710 | 704510
2022-05-05 | 17 | 1704974.0553 | 16150 | 8110 | 576411
2022-05-05 | 18 | 1156182.4083 | 11320 | 4070 | 390524
2022-05-05 | 19 | 543258.4286 | 3200 | 1420 | 182626
2022-05-05 | 20 | 0 | 430 | 210 | 213
2022-05-05 | 21 | 0 | 0 | 0 | 0
2022-05-05 | 22 | 0 | 0 | 0 | 0
2022-05-05 | 23 | 0 | 0 | 0 | 0
2022-05-05 | 24 | 0 | 0 | 0 | 0
2022-05-06 | 1 | 0 | 0 | 0 | 0
2022-05-06 | 2 | 0 | 0 | 0 | 0
2022-05-06 | 3 | 0 | 0 | 0 | 0
2022-05-06 | 4 | 0 | 0 | 0 | 0
2022-05-06 | 5 | 0 | 0 | 0 | 0
2022-05-06 | 6 | 0 | 0 | 0 | 0
2022-05-06 | 7 | 0 | 1330 | 390 | 573
2022-05-06 | 8 | 41666.0309 | 4530 | 1640 | 15945
2022-05-06 | 9 | 946877.4199 | 8770 | 3190 | 319612
2022-05-06 | 10 | 1174315.4526 | 14720 | 6820 | 398618
2022-05-06 | 11 | 1303551.5547 | 15460 | 8680 | 442564
2022-05-06 | 12 | 1417111.7544 | 17350 | 9190 | 481217
2022-05-06 | 13 | 1797651.1717 | 20790 | 8750 | 609064
2022-05-06 | 14 | 2188699.9607 | 19870 | 8460 | 739010
2022-05-06 | 15 | 1484177.4702 | 14340 | 7450 | 501989
2022-05-06 | 16 | 1265780.6873 | 12540 | 6190 | 428170
2022-05-06 | 17 | 1207781.6725 | 8660 | 2740 | 406394
2022-05-06 | 18 | 627961.874 | 3840 | 1390 | 211064
2022-05-06 | 19 | 340094.8346 | 1480 | 450 | 114008
2022-05-06 | 20 | 0 | 130 | 90 | 73
2022-05-06 | 21 | 0 | 0 | 0 | 0
2022-05-06 | 22 | 0 | 0 | 0 | 0
2022-05-06 | 23 | 0 | 0 | 0 | 0
2022-05-06 | 24 | 0 | 0 | 0 | 0
2022-05-07 | 1 | 0 | 0 | 0 | 0
2022-05-07 | 2 | 0 | 0 | 0 | 0
2022-05-07 | 3 | 0 | 0 | 0 | 0
2022-05-07 | 4 | 0 | 0 | 0 | 0
2022-05-07 | 5 | 0 | 0 | 0 | 0
2022-05-07 | 6 | 0 | 80 | 20 | 33
2022-05-07 | 7 | 0 | 1470 | 610 | 693
2022-05-07 | 8 | 146197.781 | 4820 | 1760 | 50926
2022-05-07 | 9 | 704313.5762 | 8490 | 3100 | 238635
2022-05-07 | 10 | 1160351.3956 | 17200 | 5540 | 394364
2022-05-07 | 11 | 1747640.1329 | 20570 | 6920 | 591710
2022-05-07 | 12 | 1522345.3045 | 18110 | 6760 | 515738
2022-05-07 | 13 | 1317379.9515 | 18840 | 7860 | 448027
2022-05-07 | 14 | 1735614.6574 | 20390 | 9350 | 588452
2022-05-07 | 15 | 1801288.3663 | 20050 | 10510 | 610616
2022-05-07 | 16 | 1504977.107 | 17510 | 8090 | 510192
2022-05-07 | 17 | 1432844.8772 | 15330 | 4930 | 484368
2022-05-07 | 18 | 802587.8072 | 8430 | 2430 | 271149
2022-05-07 | 19 | 411337.3756 | 3060 | 1120 | 138506
2022-05-07 | 20 | 0 | 430 | 120 | 183
2022-05-07 | 21 | 0 | 0 | 0 | 0
2022-05-07 | 22 | 0 | 0 | 0 | 0
2022-05-07 | 23 | 0 | 0 | 0 | 0
2022-05-07 | 24 | 0 | 0 | 0 | 0
2022-05-08 | 1 | 0 | 0 | 0 | 0
2022-05-08 | 2 | 0 | 0 | 0 | 0
2022-05-08 | 3 | 0 | 0 | 0 | 0
2022-05-08 | 4 | 0 | 0 | 0 | 0
2022-05-08 | 5 | 0 | 0 | 0 | 0
2022-05-08 | 6 | 0 | 50 | 0 | 17
2022-05-08 | 7 | 0 | 1280 | 650 | 643
2022-05-08 | 8 | 469437.3012 | 4490 | 1670 | 158532
2022-05-08 | 9 | 754321.8732 | 9850 | 3840 | 256004
2022-05-08 | 10 | 1222804.5464 | 18040 | 7800 | 416215
2022-05-08 | 11 | 1644448.638 | 24060 | 9020 | 559176
2022-05-08 | 12 | 2364964.0083 | 25620 | 9750 | 800111
2022-05-08 | 13 | 2364964.0083 | 27720 | 10830 | 801171
2022-05-08 | 14 | 2364964.0083 | 27230 | 12540 | 801578
2022-05-08 | 15 | 2364964.0083 | 24120 | 12190 | 800425
2022-05-08 | 16 | 1836172.1039 | 20590 | 8910 | 621891
2022-05-08 | 17 | 1719373.8222 | 11020 | 6260 | 578885
2022-05-08 | 18 | 802187.8004 | 5630 | 4350 | 270723
2022-05-08 | 19 | 466045.5287 | 2410 | 1150 | 156535
2022-05-08 | 20 | 0 | 200 | 300 | 167
2022-05-08 | 21 | 0 | 0 | 0 | 0
2022-05-08 | 22 | 0 | 0 | 0 | 0
2022-05-08 | 23 | 0 | 0 | 0 | 0
2022-05-08 | 24 | 0 | 0 | 0 | 0
2022-05-09 | 1 | 0 | 0 | 0 | 0
2022-05-09 | 2 | 0 | 0 | 0 | 0
2022-05-09 | 3 | 0 | 0 | 0 | 0
2022-05-09 | 4 | 0 | 0 | 0 | 0
2022-05-09 | 5 | 0 | 0 | 0 | 0
2022-05-09 | 6 | 0 | 50 | 20 | 23
2022-05-09 | 7 | 0 | 1030 | 220 | 417
2022-05-09 | 8 | 415750.891 | 2480 | 510 | 139580
2022-05-09 | 9 | 964985.311 | 9170 | 3250 | 325802
2022-05-09 | 10 | 1592022.7766 | 18480 | 8050 | 539518
2022-05-09 | 11 | 2195846.5576 | 24830 | 10650 | 743776
2022-05-09 | 12 | 2364964.0083 | 27150 | 12310 | 801475
2022-05-09 | 13 | 2364964.0083 | 28370 | 13150 | 802161
2022-05-09 | 14 | 2363360.6434 | 27930 | 13260 | 801517
2022-05-09 | 15 | 2361636.4002 | 27220 | 12670 | 800509
2022-05-09 | 16 | 2356181.1447 | 24220 | 11280 | 797227
2022-05-09 | 17 | 2010751.2474 | 20450 | 8820 | 680007
2022-05-09 | 18 | 1380615.3536 | 13880 | 4740 | 466412
2022-05-09 | 19 | 649033.7253 | 4360 | 1510 | 218301
2022-05-09 | 20 | 0 | 370 | 150 | 173
2022-05-09 | 21 | 0 | 0 | 0 | 0
2022-05-09 | 22 | 0 | 0 | 0 | 0
2022-05-09 | 23 | 0 | 0 | 0 | 0
2022-05-09 | 24 | 0 | 0 | 0 | 0
2022-05-10 | 1 | 0 | 0 | 0 | 0
2022-05-10 | 2 | 0 | 0 | 0 | 0
2022-05-10 | 3 | 0 | 0 | 0 | 0
2022-05-10 | 4 | 0 | 0 | 0 | 0
2022-05-10 | 5 | 0 | 0 | 0 | 0
2022-05-10 | 6 | 0 | 90 | 0 | 30
2022-05-10 | 7 | 0 | 990 | 270 | 420
2022-05-10 | 8 | 401601.553 | 2170 | 590 | 134787
2022-05-10 | 9 | 1111624.7177 | 8840 | 3190 | 374552
2022-05-10 | 10 | 1829155.5643 | 18370 | 7870 | 618465
2022-05-10 | 11 | 2308429.4796 | 240000 | 10370 | 852933
2022-05-10 | 12 | 2364964.0083 | 25880 | 12020 | 800955
2022-05-10 | 13 | 2364964.0083 | 26910 | 12880 | 801585
2022-05-10 | 14 | 2357808.1131 | 27600 | 12970 | 799459
2022-05-10 | 15 | 2363317.9665 | 26570 | 12420 | 800769
2022-05-10 | 16 | 2349586.4868 | 23530 | 11090 | 794735
2022-05-10 | 17 | 1974356.6513 | 20040 | 8670 | 667689
2022-05-10 | 18 | 1346998.5723 | 13640 | 4660 | 455100
2022-05-10 | 19 | 641203.8207 | 4260 | 1500 | 215655
2022-05-10 | 20 | 0 | 340 | 150 | 163
2022-05-10 | 21 | 0 | 0 | 0 | 0
2022-05-10 | 22 | 0 | 0 | 0 | 0
2022-05-10 | 23 | 0 | 0 | 0 | 0
2022-05-10 | 24 | 0 | 0 | 0 | 0
2022-05-11 | 1 | 0 | 0 | 0 | 0
2022-05-11 | 2 | 0 | 0 | 0 | 0
2022-05-11 | 3 | 0 | 0 | 0 | 0
2022-05-11 | 4 | 0 | 0 | 0 | 0
2022-05-11 | 5 | 0 | 0 | 0 | 0
2022-05-11 | 6 | 0 | 100 | 0 | 33
2022-05-11 | 7 | 0 | 1030 | 230 | 420
2022-05-11 | 8 | 423219.7404 | 2280 | 510 | 142003
2022-05-11 | 9 | 1122132.8974 | 8800 | 3240 | 378058
2022-05-11 | 10 | 1805405.8552 | 18130 | 7850 | 610462
2022-05-11 | 11 | 2309350.2522 | 22750 | 10390 | 780830
2022-05-11 | 12 | 2364964.0083 | 23310 | 11980 | 800085
2022-05-11 | 13 | 2354964.2563 | 22850 | 12720 | 796845
2022-05-11 | 14 | 2354964.2563 | 23400 | 12840 | 797068
2022-05-11 | 15 | 2346525.1923 | 22510 | 12220 | 793752
2022-05-11 | 16 | 2291498.4226 | 19960 | 10800 | 774086
2022-05-11 | 17 | 1859186.7685 | 17540 | 8480 | 628402
2022-05-11 | 18 | 1262330.7705 | 12160 | 4630 | 426374
2022-05-11 | 19 | 594648.1228 | 3910 | 1560 | 200039
2022-05-11 | 20 | 0 | 260 | 160 | 140
2022-05-11 | 21 | 0 | 0 | 0 | 0
2022-05-11 | 22 | 0 | 0 | 0 | 0
2022-05-11 | 23 | 0 | 0 | 0 | 0
2022-05-11 | 24 | 0 | 0 | 0 | 0
2022-05-12 | 1 | 0 | 0 | 0 | 0
2022-05-12 | 2 | 0 | 0 | 0 | 0
2022-05-12 | 3 | 0 | 0 | 0 | 0
2022-05-12 | 4 | 0 | 0 | 0 | 0
2022-05-12 | 5 | 0 | 0 | 0 | 0
2022-05-12 | 6 | 0 | 70 | 20 | 30
2022-05-12 | 7 | 0 | 1170 | 300 | 490
2022-05-12 | 8 | 443348.825 | 2240 | 700 | 148763
2022-05-12 | 9 | 1070675.9691 | 8400 | 3200 | 360759
2022-05-12 | 10 | 1671545.9824 | 16310 | 7390 | 565082
2022-05-12 | 11 | 2163866.9968 | 19880 | 9700 | 731149
2022-05-12 | 12 | 2354964.2563 | 20720 | 11280 | 795655
2022-05-12 | 13 | 2354964.2563 | 20540 | 12120 | 795875
2022-05-12 | 14 | 2354964.2563 | 20580 | 12170 | 795905
2022-05-12 | 15 | 2354964.2563 | 20990 | 11510 | 795821
2022-05-12 | 16 | 1548119.3066 | 18930 | 10020 | 525690
2022-05-12 | 17 | 779788.1365 | 16140 | 7670 | 267866
2022-05-12 | 18 | 1187489.8672 | 10990 | 4030 | 400837
2022-05-12 | 19 | 558928.0128 | 3900 | 1310 | 188046
2022-05-12 | 20 | 0 | 300 | 150 | 150
2022-05-12 | 21 | 0 | 0 | 0 | 0
2022-05-12 | 22 | 0 | 0 | 0 | 0
2022-05-12 | 23 | 0 | 0 | 0 | 0
2022-05-12 | 24 | 0 | 0 | 0 | 0
2022-05-13 | 1 | 0 | 0 | 0 | 0
2022-05-13 | 2 | 0 | 0 | 0 | 0
2022-05-13 | 3 | 0 | 0 | 0 | 0
2022-05-13 | 4 | 0 | 0 | 0 | 0
2022-05-13 | 5 | 0 | 0 | 0 | 0
2022-05-13 | 6 | 0 | 20 | 0 | 7
2022-05-13 | 7 | 0 | 1270 | 310 | 527
2022-05-13 | 8 | 307795.316 | 2380 | 710 | 103628
2022-05-13 | 9 | 1098783.2546 | 7980 | 3080 | 369948
2022-05-13 | 10 | 1668101.9068 | 15490 | 70000 | 584531
2022-05-13 | 11 | 2124967.5751 | 18980 | 8750 | 717566
2022-05-13 | 12 | 2346905.9467 | 20590 | 8980 | 792159
2022-05-13 | 13 | 2352616.5485 | 20180 | 11800 | 794866
2022-05-13 | 14 | 2350668.9072 | 17210 | 120000 | 829293
2022-05-13 | 15 | 1267480.6118 | 16210 | 11220 | 431637
2022-05-13 | 16 | 2230965.8527 | 15660 | 7780 | 751469
2022-05-13 | 17 | 1815448.6418 | 12590 | 6680 | 611573
2022-05-13 | 18 | 382994.175 | 8870 | 4280 | 132048
2022-05-13 | 19 | 667656.5409 | 3350 | 1410 | 224139
2022-05-13 | 20 | 0 | 110 | 140 | 83
2022-05-13 | 21 | 0 | 0 | 0 | 0
2022-05-13 | 22 | 0 | 0 | 0 | 0
2022-05-13 | 23 | 0 | 0 | 0 | 0
2022-05-13 | 24 | 0 | 0 | 0 | 0
2022-05-14 | 1 | 0 | 0 | 0 | 0
2022-05-14 | 2 | 0 | 0 | 0 | 0
2022-05-14 | 3 | 0 | 0 | 0 | 0
2022-05-14 | 4 | 0 | 0 | 0 | 0
2022-05-14 | 5 | 0 | 0 | 0 | 0
2022-05-14 | 6 | 0 | 140 | 0 | 47
2022-05-14 | 7 | 0 | 800 | 150 | 317
2022-05-14 | 8 | 411165.1778 | 2350 | 490 | 138002
2022-05-14 | 9 | 1036095.3808 | 7700 | 2950 | 348915
2022-05-14 | 10 | 1605634.4509 | 14970 | 7100 | 542568
2022-05-14 | 11 | 2087368.2499 | 17290 | 9430 | 704696
2022-05-14 | 12 | 2344339.3707 | 17230 | 10270 | 790613
2022-05-14 | 13 | 1688487.7682 | 15640 | 10920 | 571683
2022-05-14 | 14 | 2058102.1309 | 14960 | 9350 | 694137
2022-05-14 | 15 | 2354910.8505 | 13740 | 7810 | 792154
2022-05-14 | 16 | 2292938.2324 | 13270 | 5160 | 770456
2022-05-14 | 17 | 1745243.6686 | 11000 | 4070 | 586771
2022-05-14 | 18 | 886186.4805 | 8630 | 2510 | 299109
2022-05-14 | 19 | 417092.4127 | 3670 | 850 | 140537
2022-05-14 | 20 | 0 | 190 | 220 | 137
2022-05-14 | 21 | 0 | 0 | 0 | 0
2022-05-14 | 22 | 0 | 0 | 0 | 0
2022-05-14 | 23 | 0 | 0 | 0 | 0
2022-05-14 | 24 | 0 | 0 | 0 | 0
2022-05-15 | 1 | 0 | 0 | 0 | 0
2022-05-15 | 2 | 0 | 0 | 0 | 0
2022-05-15 | 3 | 0 | 0 | 0 | 0
2022-05-15 | 4 | 0 | 0 | 0 | 0
2022-05-15 | 5 | 0 | 0 | 0 | 0
2022-05-15 | 6 | 0 | 0 | 20 | 7
2022-05-15 | 7 | 0 | 10000 | 290 | 3430
2022-05-15 | 8 | 0 | 4260 | 1660 | 1973
2022-05-15 | 9 | 657351.0766 | 5820 | 3980 | 222384
2022-05-15 | 10 | 1105246.3055 | 12370 | 4860 | 374159
2022-05-15 | 11 | 1406329.9894 | 9860 | 8200 | 474797
2022-05-15 | 12 | 1475244.1645 | 7060 | 5420 | 495908
2022-05-15 | 13 | 1755486.0115 | 7470 | 6440 | 589799
2022-05-15 | 14 | 1854971.7665 | 14360 | 6170 | 625167
2022-05-15 | 15 | 1048317.4324 | 10740 | 10580 | 356546
2022-05-15 | 16 | 732015.8482 | 13480 | 6510 | 250669
2022-05-15 | 17 | 963518.6791 | 6000 | 2820 | 324113
2022-05-15 | 18 | 1079716.8016 | 5870 | 1340 | 362309
2022-05-15 | 19 | 0 | 1370 | 660 | 677
2022-05-15 | 20 | 0 | 240 | 400 | 213
2022-05-15 | 21 | 0 | 0 | 0 | 0
2022-05-15 | 22 | 0 | 0 | 0 | 0
2022-05-15 | 23 | 0 | 0 | 0 | 0
2022-05-15 | 24 | 0 | 0 | 0 | 0
2022-05-16 | 1 | 0 | 0 | 0 | 0
2022-05-16 | 2 | 0 | 0 | 0 | 0
2022-05-16 | 3 | 0 | 0 | 0 | 0
2022-05-16 | 4 | 0 | 0 | 0 | 0
2022-05-16 | 5 | 0 | 0 | 0 | 0
2022-05-16 | 6 | 0 | 0 | 20 | 7
2022-05-16 | 7 | 0 | 830 | 480 | 437
2022-05-16 | 8 | 0 | 2600 | 1410 | 1337
2022-05-16 | 9 | 422966.5399 | 4910 | 3200 | 143692
2022-05-16 | 10 | 560223.2814 | 6790 | 7200 | 191404
2022-05-16 | 11 | 706900.3582 | 8450 | 9530 | 241627
2022-05-16 | 12 | 875164.5088 | 11990 | 6810 | 297988
2022-05-16 | 13 | 2020969.3909 | 19390 | 5130 | 681830
2022-05-16 | 14 | 2354964.2563 | 20690 | 5130 | 793595
2022-05-16 | 15 | 790321.2905 | 11200 | 1530 | 267684
2022-05-16 | 16 | 345394.7306 | 5000 | 2040 | 117478
2022-05-16 | 17 | 486992.5678 | 4170 | 1100 | 164088
2022-05-16 | 18 | 544191.7181 | 2480 | 670 | 182447
2022-05-16 | 19 | 350944.0124 | 870 | 120 | 117311
2022-05-16 | 20 | 0 | 40 | 0 | 13
2022-05-16 | 21 | 0 | 0 | 0 | 0
2022-05-16 | 22 | 0 | 0 | 0 | 0
2022-05-16 | 23 | 0 | 0 | 0 | 0
2022-05-16 | 24 | 0 | 0 | 0 | 0
2022-05-17 | 1 | 0 | 0 | 0 | 0
2022-05-17 | 2 | 0 | 0 | 0 | 0
2022-05-17 | 3 | 0 | 0 | 0 | 0
2022-05-17 | 4 | 0 | 0 | 0 | 0
2022-05-17 | 5 | 0 | 0 | 0 | 0
2022-05-17 | 6 | 0 | 70 | 60 | 43
2022-05-17 | 7 | 0 | 860 | 370 | 410
2022-05-17 | 8 | 417793.6316 | 1990 | 10000 | 143261
2022-05-17 | 9 | 1122782.9456 | 7930 | 3320 | 378011
2022-05-17 | 10 | 1842571.9738 | 17770 | 7080 | 622474
2022-05-17 | 11 | 1809372.4251 | 20160 | 10380 | 613304
2022-05-17 | 12 | 1100571.5132 | 17040 | 9000 | 375537
2022-05-17 | 13 | 1077205.8964 | 27330 | 10970 | 371835
2022-05-17 | 14 | 2362318.5158 | 27790 | 11470 | 800526
2022-05-17 | 15 | 2354964.2563 | 23550 | 8570 | 795695
2022-05-17 | 16 | 2354964.2563 | 20040 | 4580 | 793195
2022-05-17 | 17 | 2089008.0929 | 15070 | 1840 | 701973
2022-05-17 | 18 | 426660.1801 | 8000 | 1140 | 145267
2022-05-17 | 19 | 87855.8084 | 2460 | 380 | 30232
2022-05-17 | 20 | 0 | 250 | 20 | 90
2022-05-17 | 21 | 0 | 0 | 0 | 0
2022-05-17 | 22 | 0 | 0 | 0 | 0
2022-05-17 | 23 | 0 | 0 | 0 | 0
2022-05-17 | 24 | 0 | 0 | 0 | 0
2022-05-18 | 1 | 0 | 0 | 0 | 0
2022-05-18 | 2 | 0 | 0 | 0 | 0
2022-05-18 | 3 | 0 | 0 | 0 | 0
2022-05-18 | 4 | 0 | 0 | 0 | 0
2022-05-18 | 5 | 0 | 0 | 0 | 0
2022-05-18 | 6 | 0 | 30 | 20 | 17
2022-05-18 | 7 | 0 | 840 | 230 | 357
2022-05-18 | 8 | 428442.21 | 2090 | 630 | 143721
2022-05-18 | 9 | 1154837.0123 | 8280 | 3480 | 388866
2022-05-18 | 10 | 1853267.4313 | 18490 | 8030 | 626596
2022-05-18 | 11 | 2301364.8987 | 25100 | 10570 | 779012
2022-05-18 | 12 | 2364964.0083 | 27210 | 12370 | 801515
2022-05-18 | 13 | 2364964.0083 | 27550 | 13130 | 801881
2022-05-18 | 14 | 2364964.0083 | 26780 | 13230 | 801658
2022-05-18 | 15 | 2364964.0083 | 25080 | 12350 | 800798
2022-05-18 | 16 | 2307042.8371 | 20050 | 10280 | 779124
2022-05-18 | 17 | 2142912.6263 | 16660 | 6210 | 721928
2022-05-18 | 18 | 1112956.0471 | 7890 | 3030 | 374625
2022-05-18 | 19 | 460239.619 | 2730 | 1160 | 154710
2022-05-18 | 20 | 0 | 460 | 300 | 253
2022-05-18 | 21 | 0 | 0 | 0 | 0
2022-05-18 | 22 | 0 | 0 | 0 | 0
2022-05-18 | 23 | 0 | 0 | 0 | 0
2022-05-18 | 24 | 0 | 0 | 0 | 0
2022-05-19 | 1 | 0 | 0 | 0 | 0
2022-05-19 | 2 | 0 | 0 | 0 | 0
2022-05-19 | 3 | 0 | 0 | 0 | 0
2022-05-19 | 4 | 0 | 0 | 0 | 0
2022-05-19 | 5 | 0 | 0 | 0 | 0
2022-05-19 | 6 | 0 | 0 | 0 | 0
2022-05-19 | 7 | 0 | 760 | 330 | 363
2022-05-19 | 8 | 18333.0532 | 2050 | 730 | 7038
2022-05-19 | 9 | 214580.074 | 2280 | 1430 | 72763
2022-05-19 | 10 | 0 | 2560 | 1410 | 1323
2022-05-19 | 11 | 400460.5711 | 4390 | 680 | 135177
2022-05-19 | 12 | 386860.7581 | 5090 | 880 | 130944
2022-05-19 | 13 | 188944.4888 | 4650 | 1400 | 64998
2022-05-19 | 14 | 356163.4123 | 5860 | 910 | 120978
2022-05-19 | 15 | 0 | 2800 | 580 | 1127
2022-05-19 | 16 | 0 | 1370 | 850 | 740
2022-05-19 | 17 | 0 | 2190 | 450 | 880
2022-05-19 | 18 | 0 | 1000 | 190 | 397
2022-05-19 | 19 | 0 | 450 | 100 | 183
2022-05-19 | 20 | 0 | 0 | 100 | 33
2022-05-19 | 21 | 0 | 0 | 0 | 0
2022-05-19 | 22 | 0 | 0 | 0 | 0
2022-05-19 | 23 | 0 | 0 | 0 | 0
2022-05-19 | 24 | 0 | 0 | 0 | 0
2022-05-20 | 1 | 0 | 0 | 0 | 0
2022-05-20 | 2 | 0 | 0 | 0 | 0
2022-05-20 | 3 | 0 | 0 | 0 | 0
2022-05-20 | 4 | 0 | 0 | 0 | 0
2022-05-20 | 5 | 0 | 0 | 0 | 0
2022-05-20 | 6 | 0 | 0 | 40 | 13
2022-05-20 | 7 | 0 | 1160 | 570 | 577
2022-05-20 | 8 | 0 | 2760 | 1940 | 1567
2022-05-20 | 9 | 402727.2165 | 3590 | 3790 | 136702
2022-05-20 | 10 | 550667.2859 | 4290 | 5990 | 186982
2022-05-20 | 11 | 746370.1963 | 6430 | 6400 | 253067
2022-05-20 | 12 | 1959255.8146 | 10890 | 8530 | 659559
2022-05-20 | 13 | 2204966.5451 | 15070 | 11350 | 743796
2022-05-20 | 14 | 2357744.9322 | 15810 | 12170 | 795242
2022-05-20 | 15 | 2354964.2563 | 18920 | 10060 | 794648
2022-05-20 | 16 | 1776973.0091 | 16940 | 10050 | 601321
2022-05-20 | 17 | 1742973.4468 | 18220 | 7270 | 589488
2022-05-20 | 18 | 1298980.2361 | 11550 | 3030 | 437853
2022-05-20 | 19 | 609957.1586 | 2610 | 850 | 204472
2022-05-20 | 20 | 98080.7021 | 110 | 250 | 32814
2022-05-20 | 21 | 0 | 0 | 0 | 0
2022-05-20 | 22 | 0 | 0 | 0 | 0
2022-05-20 | 23 | 0 | 0 | 0 | 0
2022-05-20 | 24 | 0 | 0 | 0 | 0
2022-05-21 | 1 | 0 | 0 | 0 | 0
2022-05-21 | 2 | 0 | 0 | 0 | 0
2022-05-21 | 3 | 0 | 0 | 0 | 0
2022-05-21 | 4 | 0 | 0 | 0 | 0
2022-05-21 | 5 | 0 | 0 | 0 | 0
2022-05-21 | 6 | 0 | 30 | 0 | 10
2022-05-21 | 7 | 0 | 430 | 130 | 187
2022-05-21 | 8 | 0 | 2290 | 950 | 1080
2022-05-21 | 9 | 469659.5371 | 6100 | 2510 | 159423
2022-05-21 | 10 | 952005.3267 | 11640 | 4130 | 322592
2022-05-21 | 11 | 838798.8806 | 16330 | 6960 | 287363
2022-05-21 | 12 | 1514560.3418 | 16320 | 10150 | 513677
2022-05-21 | 13 | 2301721.8113 | 20390 | 11190 | 777767
2022-05-21 | 14 | 1894304.5139 | 17540 | 11310 | 641052
2022-05-21 | 15 | 2331531.0478 | 15730 | 10790 | 786017
2022-05-21 | 16 | 2116861.3434 | 14350 | 9600 | 713604
2022-05-21 | 17 | 1706327.6768 | 13360 | 7500 | 575729
2022-05-21 | 18 | 1179018.0206 | 9710 | 3340 | 397356
2022-05-21 | 19 | 584630.847 | 3400 | 860 | 196297
2022-05-21 | 20 | 0 | 360 | 190 | 183
2022-05-21 | 21 | 0 | 0 | 0 | 0
2022-05-21 | 22 | 0 | 0 | 0 | 0
2022-05-21 | 23 | 0 | 0 | 0 | 0
2022-05-21 | 24 | 0 | 0 | 0 | 0
2022-05-22 | 1 | 0 | 0 | 0 | 0
2022-05-22 | 2 | 0 | 0 | 0 | 0
2022-05-22 | 3 | 0 | 0 | 0 | 0
2022-05-22 | 4 | 0 | 0 | 0 | 0
2022-05-22 | 5 | 0 | 0 | 0 | 0
2022-05-22 | 6 | 0 | 20 | 40 | 20
2022-05-22 | 7 | 0 | 1280 | 340 | 540
2022-05-22 | 8 | 0 | 3690 | 900 | 1530
2022-05-22 | 9 | 891319.8113 | 8620 | 3160 | 301033
2022-05-22 | 10 | 1561776.1612 | 14760 | 6710 | 527749
2022-05-22 | 11 | 2019997.1199 | 17690 | 8830 | 682172
2022-05-22 | 12 | 2134967.5655 | 16420 | 10600 | 720663
2022-05-22 | 13 | 1745106.8163 | 15560 | 11020 | 590562
2022-05-22 | 14 | 1222314.7154 | 12000 | 11390 | 415235
2022-05-22 | 15 | 1246714.3536 | 14990 | 7520 | 423075
2022-05-22 | 16 | 1574442.7443 | 13450 | 8720 | 532204
2022-05-22 | 17 | 1718040.5855 | 12250 | 6820 | 579037
2022-05-22 | 18 | 1151998.6391 | 8050 | 4170 | 388073
2022-05-22 | 19 | 0 | 1020 | 980 | 667
2022-05-22 | 20 | 0 | 0 | 0 | 0
2022-05-22 | 21 | 0 | 0 | 0 | 0
2022-05-22 | 22 | 0 | 0 | 0 | 0
2022-05-22 | 23 | 0 | 0 | 0 | 0
2022-05-22 | 24 | 0 | 0 | 0 | 0
2022-05-23 | 1 | 0 | 0 | 0 | 0
2022-05-23 | 2 | 0 | 0 | 0 | 0
2022-05-23 | 3 | 0 | 0 | 0 | 0
2022-05-23 | 4 | 0 | 0 | 0 | 0
2022-05-23 | 5 | 0 | 0 | 0 | 0
2022-05-23 | 6 | 0 | 180 | 40 | 73
2022-05-23 | 7 | 0 | 1990 | 440 | 810
2022-05-23 | 8 | 398327.2612 | 3740 | 950 | 134339
2022-05-23 | 9 | 1147868.5141 | 8210 | 2580 | 386220
2022-05-23 | 10 | 1816083.4312 | 15450 | 5710 | 612414
2022-05-23 | 11 | 2274425.0298 | 20740 | 9520 | 768228
2022-05-23 | 12 | 2332069.8738 | 21760 | 11770 | 788533
2022-05-23 | 13 | 2358087.5397 | 22140 | 12540 | 797589
2022-05-23 | 14 | 2354964.2563 | 21580 | 12900 | 796481
2022-05-23 | 15 | 2354964.2563 | 21700 | 12260 | 796308
2022-05-23 | 16 | 2354964.2563 | 19050 | 9030 | 794348
2022-05-23 | 17 | 1586923.8377 | 17000 | 5870 | 536598
2022-05-23 | 18 | 1461690.1875 | 9390 | 4400 | 491827
2022-05-23 | 19 | 732651.2337 | 4440 | 1990 | 246360
2022-05-23 | 20 | 17655.9817 | 1000 | 220 | 6292
2022-05-23 | 21 | 0 | 0 | 0 | 0
2022-05-23 | 22 | 0 | 0 | 0 | 0
2022-05-23 | 23 | 0 | 0 | 0 | 0
2022-05-23 | 24 | 0 | 0 | 0 | 0
2022-05-24 | 1 | 0 | 0 | 0 | 0
2022-05-24 | 2 | 0 | 0 | 0 | 0
2022-05-24 | 3 | 0 | 0 | 0 | 0
2022-05-24 | 4 | 0 | 0 | 0 | 0
2022-05-24 | 5 | 0 | 0 | 0 | 0
2022-05-24 | 6 | 0 | 260 | 70 | 110
2022-05-24 | 7 | 0 | 1960 | 500 | 820
2022-05-24 | 8 | 493259.1617 | 3950 | 860 | 166023
2022-05-24 | 9 | 1132716.1789 | 7960 | 3480 | 381385
2022-05-24 | 10 | 1801417.1124 | 16580 | 7750 | 608582
2022-05-24 | 11 | 2279365.3011 | 21400 | 10100 | 770288
2022-05-24 | 12 | 2364964.0083 | 22060 | 11600 | 799541
2022-05-24 | 13 | 2364964.0083 | 22000 | 12430 | 799798
2022-05-24 | 14 | 2361930.3703 | 21150 | 12580 | 798553
2022-05-24 | 15 | 2356929.7791 | 16570 | 10030 | 794510
2022-05-24 | 16 | 1607030.2725 | 18670 | 6750 | 544150
2022-05-24 | 17 | 1022416.9493 | 17400 | 7730 | 349182
2022-05-24 | 18 | 1315114.1405 | 11640 | 3500 | 443418
2022-05-24 | 19 | 658883.7504 | 3880 | 960 | 221241
2022-05-24 | 20 | 0 | 550 | 270 | 273
2022-05-24 | 21 | 0 | 0 | 0 | 0
2022-05-24 | 22 | 0 | 0 | 0 | 0
2022-05-24 | 23 | 0 | 0 | 0 | 0
2022-05-24 | 24 | 0 | 0 | 0 | 0
2022-05-25 | 1 | 0 | 0 | 0 | 0
2022-05-25 | 2 | 0 | 0 | 0 | 0
2022-05-25 | 3 | 0 | 0 | 0 | 0
2022-05-25 | 4 | 0 | 0 | 0 | 0
2022-05-25 | 5 | 0 | 0 | 0 | 0
2022-05-25 | 6 | 0 | 230 | 40 | 90
2022-05-25 | 7 | 0 | 1140 | 320 | 487
2022-05-25 | 8 | 472192.8239 | 2380 | 720 | 158431
2022-05-25 | 9 | 1096816.659 | 7120 | 3450 | 369129
2022-05-25 | 10 | 1686170.9356 | 15500 | 7420 | 569697
2022-05-25 | 11 | 2180966.8541 | 20210 | 9530 | 736902
2022-05-25 | 12 | 2309631.5861 | 20850 | 11290 | 780591
2022-05-25 | 13 | 2354964.2563 | 20580 | 10040 | 795195
2022-05-25 | 14 | 2354964.2563 | 13370 | 12500 | 793611
2022-05-25 | 15 | 2242142.4389 | 15550 | 11840 | 756511
2022-05-25 | 16 | 1254980.9217 | 18630 | 10070 | 427894
2022-05-25 | 17 | 1382121.8014 | 14920 | 7580 | 468207
2022-05-25 | 18 | 404993.8321 | 9960 | 3430 | 139461
2022-05-25 | 19 | 108426.9211 | 3200 | 1760 | 37796
2022-05-25 | 20 | 0 | 1060 | 430 | 497
2022-05-25 | 21 | 0 | 0 | 0 | 0
2022-05-25 | 22 | 0 | 0 | 0 | 0
2022-05-25 | 23 | 0 | 0 | 0 | 0
2022-05-25 | 24 | 0 | 0 | 0 | 0
2022-05-26 | 1 | 0 | 0 | 0 | 0
2022-05-26 | 2 | 0 | 0 | 0 | 0
2022-05-26 | 3 | 0 | 0 | 0 | 0
2022-05-26 | 4 | 0 | 0 | 0 | 0
2022-05-26 | 5 | 0 | 0 | 0 | 0
2022-05-26 | 6 | 0 | 90 | 100 | 63
2022-05-26 | 7 | 0 | 1980 | 800 | 927
2022-05-26 | 8 | 332382.3214 | 4180 | 1850 | 112804
2022-05-26 | 9 | 1335646.3909 | 8030 | 2640 | 448772
2022-05-26 | 10 | 1773306.3698 | 14830 | 4260 | 597465
2022-05-26 | 11 | 2011285.305 | 18750 | 4640 | 678225
2022-05-26 | 12 | 1923370.719 | 20510 | 9620 | 651167
2022-05-26 | 13 | 2355781.5552 | 23520 | 12100 | 797134
2022-05-26 | 14 | 2340129.6139 | 22770 | 11830 | 791577
2022-05-26 | 15 | 2342564.3444 | 18290 | 11000 | 790618
2022-05-26 | 16 | 2334153.6522 | 18910 | 7970 | 787011
2022-05-26 | 17 | 1610975.5039 | 15220 | 5900 | 544032
2022-05-26 | 18 | 771697.1636 | 6200 | 2350 | 260082
2022-05-26 | 19 | 730722.1889 | 4930 | 1090 | 245581
2022-05-26 | 20 | 0 | 820 | 330 | 383
2022-05-26 | 21 | 0 | 0 | 0 | 0
2022-05-26 | 22 | 0 | 0 | 0 | 0
2022-05-26 | 23 | 0 | 0 | 0 | 0
2022-05-26 | 24 | 0 | 0 | 0 | 0
2022-05-27 | 1 | 0 | 0 | 0 | 0
2022-05-27 | 2 | 0 | 0 | 0 | 0
2022-05-27 | 3 | 0 | 0 | 0 | 0
2022-05-27 | 4 | 0 | 0 | 0 | 0
2022-05-27 | 5 | 0 | 0 | 0 | 0
2022-05-27 | 6 | 0 | 20 | 70 | 30
2022-05-27 | 7 | 0 | 370 | 1000 | 457
2022-05-27 | 8 | 0 | 1450 | 1930 | 1127
2022-05-27 | 9 | 407512.5456 | 4690 | 3080 | 138428
2022-05-27 | 10 | 484992.6233 | 7600 | 4310 | 165634
2022-05-27 | 11 | 545791.6856 | 9310 | 7710 | 187604
2022-05-27 | 12 | 890719.7714 | 13070 | 10220 | 304670
2022-05-27 | 13 | 515262.4249 | 11610 | 8440 | 178437
2022-05-27 | 14 | 2136567.5926 | 15350 | 7790 | 719903
2022-05-27 | 15 | 1040184.1402 | 15040 | 10690 | 355305
2022-05-27 | 16 | 1956970.2148 | 13980 | 8410 | 659787
2022-05-27 | 17 | 749663.949 | 11710 | 4080 | 255151
2022-05-27 | 18 | 645790.2193 | 5690 | 2120 | 217867
2022-05-27 | 19 | 359468.8475 | 2390 | 600 | 120820
2022-05-27 | 20 | 0 | 350 | 110 | 153
2022-05-27 | 21 | 0 | 0 | 0 | 0
2022-05-27 | 22 | 0 | 0 | 0 | 0
2022-05-27 | 23 | 0 | 0 | 0 | 0
2022-05-27 | 24 | 0 | 0 | 0 | 0
2022-05-28 | 1 | 0 | 0 | 0 | 0
2022-05-28 | 2 | 0 | 0 | 0 | 0
2022-05-28 | 3 | 0 | 0 | 0 | 0
2022-05-28 | 4 | 0 | 0 | 0 | 0
2022-05-28 | 5 | 0 | 0 | 0 | 0
2022-05-28 | 6 | 0 | 80 | 30 | 37
2022-05-28 | 7 | 0 | 2300 | 550 | 950
2022-05-28 | 8 | 0 | 3720 | 740 | 1487
2022-05-28 | 9 | 431521.2071 | 4550 | 3620 | 146564
2022-05-28 | 10 | 561401.7248 | 5940 | 5350 | 190897
2022-05-28 | 11 | 1044126.9875 | 11710 | 5200 | 353679
2022-05-28 | 12 | 1683000.6838 | 14860 | 5180 | 567680
2022-05-28 | 13 | 2110967.8745 | 16990 | 5490 | 711149
2022-05-28 | 14 | 2144711.0176 | 15050 | 4470 | 721410
2022-05-28 | 15 | 512592.1965 | 4500 | 6020 | 174371
2022-05-28 | 16 | 950255.8112 | 3120 | 2320 | 318565
2022-05-28 | 17 | 729890.883 | 3620 | 5700 | 246404
2022-05-28 | 18 | 602590.7993 | 3500 | 4110 | 203400
2022-05-28 | 19 | 0 | 3550 | 1400 | 1650
2022-05-28 | 20 | 112598.2851 | 950 | 290 | 37946
2022-05-28 | 21 | 0 | 0 | 0 | 0
2022-05-28 | 22 | 0 | 0 | 0 | 0
2022-05-28 | 23 | 0 | 0 | 0 | 0
2022-05-28 | 24 | 0 | 0 | 0 | 0
2022-05-29 | 1 | 0 | 0 | 0 | 0
2022-05-29 | 2 | 0 | 0 | 0 | 0
2022-05-29 | 3 | 0 | 0 | 0 | 0
2022-05-29 | 4 | 0 | 0 | 0 | 0
2022-05-29 | 5 | 0 | 0 | 0 | 0
2022-05-29 | 6 | 0 | 180 | 40 | 73
2022-05-29 | 7 | 0 | 870 | 240 | 370
2022-05-29 | 8 | 482021.2126 | 1970 | 610 | 161534
2022-05-29 | 9 | 1117363.0953 | 6340 | 3400 | 375701
2022-05-29 | 10 | 1728500.9623 | 14370 | 7500 | 583457
2022-05-29 | 11 | 2177124.5003 | 18480 | 9790 | 735132
2022-05-29 | 12 | 2354964.2563 | 19350 | 11340 | 795218
2022-05-29 | 13 | 2354964.2563 | 19140 | 11980 | 795361
2022-05-29 | 14 | 2354964.2563 | 18260 | 11570 | 794931
2022-05-29 | 15 | 2354964.2563 | 18040 | 11730 | 794911
2022-05-29 | 16 | 2286209.1064 | 17140 | 10380 | 771243
2022-05-29 | 17 | 1916615.3669 | 14940 | 6910 | 646155
2022-05-29 | 18 | 1174072.9809 | 110000 | 4800 | 429624
2022-05-29 | 19 | 678957.7007 | 3570 | 1780 | 228103
2022-05-29 | 20 | 0 | 340 | 210 | 183
2022-05-29 | 21 | 0 | 0 | 0 | 0
2022-05-29 | 22 | 0 | 0 | 0 | 0
2022-05-29 | 23 | 0 | 0 | 0 | 0
2022-05-29 | 24 | 0 | 0 | 0 | 0
2022-05-30 | 1 | 0 | 0 | 0 | 0
2022-05-30 | 2 | 0 | 0 | 0 | 0
2022-05-30 | 3 | 0 | 0 | 0 | 0
2022-05-30 | 4 | 0 | 0 | 0 | 0
2022-05-30 | 5 | 0 | 0 | 0 | 0
2022-05-30 | 6 | 0 | 230 | 70 | 100
2022-05-30 | 7 | 0 | 980 | 390 | 457
2022-05-30 | 8 | 474159.4493 | 2160 | 840 | 159053
2022-05-30 | 9 | 1078316.927 | 6190 | 3350 | 362619
2022-05-30 | 10 | 1661863.5654 | 13190 | 7180 | 560745
2022-05-30 | 11 | 2126745.4624 | 17080 | 9370 | 717732
2022-05-30 | 12 | 2354964.2563 | 17070 | 10020 | 794018
2022-05-30 | 13 | 2354964.2563 | 17230 | 11740 | 794645
2022-05-30 | 14 | 2344964.2658 | 16470 | 11710 | 791048
2022-05-30 | 15 | 2338154.0775 | 15920 | 11260 | 788445
2022-05-30 | 16 | 2186566.5913 | 14920 | 9900 | 737129
2022-05-30 | 17 | 1777195.2152 | 12970 | 7680 | 599282
2022-05-30 | 18 | 1142550.1108 | 8270 | 3450 | 384757
2022-05-30 | 19 | 395660.6686 | 2320 | 1430 | 133137
2022-05-30 | 20 | 0 | 370 | 370 | 247
2022-05-30 | 21 | 0 | 0 | 0 | 0
2022-05-30 | 22 | 0 | 0 | 0 | 0
2022-05-30 | 23 | 0 | 0 | 0 | 0
2022-05-30 | 24 | 0 | 0 | 0 | 0
2022-05-31 | 1 | 0 | 0 | 0 | 0
2022-05-31 | 2 | 0 | 0 | 0 | 0
2022-05-31 | 3 | 0 | 0 | 0 | 0
2022-05-31 | 4 | 0 | 0 | 0 | 0
2022-05-31 | 5 | 0 | 0 | 0 | 0
2022-05-31 | 6 | 0 | 70 | 60 | 43
2022-05-31 | 7 | 0 | 1370 | 520 | 630
2022-05-31 | 8 | 0 | 4130 | 1430 | 1853
2022-05-31 | 9 | 420745.79 | 7160 | 3620 | 143842
2022-05-31 | 10 | 654190.0039 | 14510 | 6050 | 224917
2022-05-31 | 11 | 2139046.4306 | 19740 | 8420 | 722402
2022-05-31 | 12 | 2354964.2563 | 20740 | 10040 | 795248
2022-05-31 | 13 | 2354964.2563 | 21660 | 10110 | 795578
2022-05-31 | 14 | 2354964.2563 | 19440 | 8620 | 794341
2022-05-31 | 15 | 2354964.2563 | 15790 | 9050 | 793268
2022-05-31 | 16 | 2174966.8121 | 18500 | 7870 | 733779
2022-05-31 | 17 | 1744710.3262 | 9320 | 5400 | 586477
2022-05-31 | 18 | 1319313.2877 | 5460 | 3540 | 442771
2022-05-31 | 19 | 624323.7853 | 3670 | 1500 | 209831
2022-05-31 | 20 | 93764.0071 | 1350 | 260 | 31791
2022-05-31 | 21 | 0 | 0 | 0 | 0
2022-05-31 | 22 | 0 | 0 | 0 | 0
2022-05-31 | 23 | 0 | 0 | 0 | 0
2022-05-31 | 24 | 0 | 0 | 0 | 0
2022-06-01 | 1 | 0 | 0 | 0 | 0
2022-06-01 | 2 | 0 | 0 | 0 | 0
2022-06-01 | 3 | 0 | 0 | 0 | 0
2022-06-01 | 4 | 0 | 0 | 0 | 0
2022-06-01 | 5 | 0 | 0 | 0 | 0
2022-06-01 | 6 | 0 | 0 | 0 | 0
2022-06-01 | 7 | 0 | 530 | 150 | 227
2022-06-01 | 8 | 0 | 1770 | 440 | 737
2022-06-01 | 9 | 396993.9649 | 3150 | 1980 | 134041
2022-06-01 | 10 | 736455.5001 | 6510 | 2270 | 248412
2022-06-01 | 11 | 435526.6988 | 7300 | 2020 | 148282
2022-06-01 | 12 | 540058.434 | 9630 | 1580 | 183756
2022-06-01 | 13 | 587944.0904 | 4320 | 840 | 197701
2022-06-01 | 14 | 0 | 2380 | 1950 | 1443
2022-06-01 | 15 | 0 | 2920 | 3150 | 2023
2022-06-01 | 16 | 380619.1981 | 2770 | 2750 | 128713
2022-06-01 | 17 | 317716.2409 | 3480 | 1750 | 107649
2022-06-01 | 18 | 0 | 1720 | 870 | 863
2022-06-01 | 19 | 0 | 740 | 320 | 353
2022-06-01 | 20 | 0 | 120 | 50 | 57
2022-06-01 | 21 | 0 | 0 | 0 | 0
2022-06-01 | 22 | 0 | 0 | 0 | 0
2022-06-01 | 23 | 0 | 0 | 0 | 0
2022-06-01 | 24 | 0 | 0 | 0 | 0
2022-06-02 | 1 | 0 | 0 | 0 | 0
2022-06-02 | 2 | 0 | 0 | 0 | 0
2022-06-02 | 3 | 0 | 0 | 0 | 0
2022-06-02 | 4 | 0 | 0 | 0 | 0
2022-06-02 | 5 | 0 | 0 | 0 | 0
2022-06-02 | 6 | 0 | 80 | 30 | 37
2022-06-02 | 7 | 0 | 690 | 350 | 347
2022-06-02 | 8 | 0 | 2490 | 1230 | 1240
2022-06-02 | 9 | 320359.3493 | 6320 | 3270 | 109983
2022-06-02 | 10 | 751050.5319 | 7620 | 6570 | 255080
2022-06-02 | 11 | 1044984.1022 | 6600 | 6830 | 352805
2022-06-02 | 12 | 760131.2995 | 5900 | 9290 | 258440
2022-06-02 | 13 | 625190.4964 | 10310 | 9200 | 214900
2022-06-02 | 14 | 997090.1012 | 7310 | 11920 | 338773
2022-06-02 | 15 | 1004984.6172 | 4890 | 8600 | 339492
2022-06-02 | 16 | 608324.1105 | 5050 | 8590 | 207321
2022-06-02 | 17 | 63830.1969 | 2630 | 3910 | 23457
2022-06-02 | 18 | 297698.1699 | 2220 | 3090 | 101003
2022-06-02 | 19 | 0 | 1280 | 1660 | 980
2022-06-02 | 20 | 0 | 950 | 250 | 400
2022-06-02 | 21 | 0 | 0 | 0 | 0
2022-06-02 | 22 | 0 | 0 | 0 | 0
2022-06-02 | 23 | 0 | 0 | 0 | 0
2022-06-02 | 24 | 0 | 0 | 0 | 0
2022-06-03 | 1 | 0 | 0 | 0 | 0
2022-06-03 | 2 | 0 | 0 | 0 | 0
2022-06-03 | 3 | 0 | 0 | 0 | 0
2022-06-03 | 4 | 0 | 0 | 0 | 0
2022-06-03 | 5 | 0 | 0 | 0 | 0
2022-06-03 | 6 | 0 | 0 | 30 | 10
2022-06-03 | 7 | 0 | 130 | 250 | 127
2022-06-03 | 8 | 0 | 440 | 830 | 423
2022-06-03 | 9 | 0 | 1660 | 1160 | 940
2022-06-03 | 10 | 0 | 4130 | 2560 | 2230
2022-06-03 | 11 | 0 | 5310 | 4330 | 3213
2022-06-03 | 12 | 0 | 6630 | 9960 | 5530
2022-06-03 | 13 | 554212.3318 | 6090 | 12470 | 190924
2022-06-03 | 14 | 624323.7853 | 6490 | 6850 | 212555
2022-06-03 | 15 | 607657.4326 | 4530 | 6940 | 206376
2022-06-03 | 16 | 624120.9507 | 8050 | 2810 | 211660
2022-06-03 | 17 | 432993.412 | 3740 | 1370 | 146034
2022-06-03 | 18 | 0 | 790 | 610 | 467
2022-06-03 | 19 | 0 | 340 | 2130 | 823
2022-06-03 | 20 | 0 | 60 | 520 | 193
2022-06-03 | 21 | 0 | 0 | 0 | 0
2022-06-03 | 22 | 0 | 0 | 0 | 0
2022-06-03 | 23 | 0 | 0 | 0 | 0
2022-06-03 | 24 | 0 | 0 | 0 | 0
2022-06-04 | 1 | 0 | 0 | 0 | 0
2022-06-04 | 2 | 0 | 0 | 0 | 0
2022-06-04 | 3 | 0 | 0 | 0 | 0
2022-06-04 | 4 | 0 | 0 | 0 | 0
2022-06-04 | 5 | 0 | 0 | 0 | 0
2022-06-04 | 6 | 0 | 290 | 40 | 110
2022-06-04 | 7 | 0 | 1860 | 490 | 783
2022-06-04 | 8 | 0 | 3680 | 1460 | 1713
2022-06-04 | 9 | 564363.5988 | 5100 | 3630 | 191031
2022-06-04 | 10 | 917208.2543 | 11270 | 6360 | 311613
2022-06-04 | 11 | 1149982.5716 | 15670 | 9650 | 391768
2022-06-04 | 12 | 2019236.0878 | 17440 | 11120 | 682599
2022-06-04 | 13 | 2504961.9675 | 21840 | 11400 | 846067
2022-06-04 | 14 | 2504961.9675 | 21630 | 11250 | 845947
2022-06-04 | 15 | 1313689.7087 | 20690 | 10410 | 448263
2022-06-04 | 16 | 2169761.4193 | 13680 | 10650 | 731364
2022-06-04 | 17 | 1794279.3369 | 15550 | 8420 | 606083
2022-06-04 | 18 | 898566.5441 | 6790 | 5040 | 303466
2022-06-04 | 19 | 338194.8471 | 1590 | 1830 | 113872
2022-06-04 | 20 | 0 | 630 | 250 | 293
2022-06-04 | 21 | 0 | 0 | 0 | 0
2022-06-04 | 22 | 0 | 0 | 0 | 0
2022-06-04 | 23 | 0 | 0 | 0 | 0
2022-06-04 | 24 | 0 | 0 | 0 | 0
2022-06-05 | 1 | 0 | 0 | 0 | 0
2022-06-05 | 2 | 0 | 0 | 0 | 0
2022-06-05 | 3 | 0 | 0 | 0 | 0
2022-06-05 | 4 | 0 | 0 | 0 | 0
2022-06-05 | 5 | 0 | 0 | 0 | 0
2022-06-05 | 6 | 0 | 200 | 40 | 80
2022-06-05 | 7 | 0 | 880 | 250 | 377
2022-06-05 | 8 | 448433.7866 | 1990 | 620 | 150348
2022-06-05 | 9 | 1141528.7256 | 6270 | 3380 | 383726
2022-06-05 | 10 | 1930970.6688 | 15170 | 7690 | 651277
2022-06-05 | 11 | 1982969.7609 | 19230 | 9880 | 670693
2022-06-05 | 12 | 2504961.9675 | 20130 | 11740 | 845611
2022-06-05 | 13 | 2504961.9675 | 18480 | 10540 | 844661
2022-06-05 | 14 | 1916509.3899 | 18020 | 11700 | 648743
2022-06-05 | 15 | 1036433.5775 | 14820 | 8300 | 353185
2022-06-05 | 16 | 1716402.4115 | 12660 | 9350 | 579471
2022-06-05 | 17 | 1830266.2373 | 14100 | 6260 | 616875
2022-06-05 | 18 | 416572.6304 | 10340 | 4560 | 143824
2022-06-05 | 19 | 879386.6038 | 3300 | 2020 | 294902
2022-06-05 | 20 | 0 | 450 | 310 | 253
2022-06-05 | 21 | 0 | 0 | 0 | 0
2022-06-05 | 22 | 0 | 0 | 0 | 0
2022-06-05 | 23 | 0 | 0 | 0 | 0
2022-06-05 | 24 | 0 | 0 | 0 | 0
2022-06-06 | 1 | 0 | 0 | 0 | 0
2022-06-06 | 2 | 0 | 0 | 0 | 0
2022-06-06 | 3 | 0 | 0 | 0 | 0
2022-06-06 | 4 | 0 | 0 | 0 | 0
2022-06-06 | 5 | 0 | 0 | 0 | 0
2022-06-06 | 6 | 0 | 220 | 50 | 90
2022-06-06 | 7 | 0 | 940 | 300 | 413
2022-06-06 | 8 | 473659.4558 | 20000 | 740 | 164800
2022-06-06 | 9 | 1079612.1359 | 5570 | 3370 | 362851
2022-06-06 | 10 | 1693640.8281 | 13460 | 7410 | 571504
2022-06-06 | 11 | 2142369.9856 | 17330 | 9520 | 723073
2022-06-06 | 12 | 2443736.0764 | 18040 | 11030 | 824269
2022-06-06 | 13 | 2504961.9675 | 18030 | 10910 | 844634
2022-06-06 | 14 | 2504961.9675 | 18000 | 8250 | 843737
2022-06-06 | 15 | 2237139.9403 | 14660 | 8220 | 753340
2022-06-06 | 16 | 1814972.4007 | 13000 | 8310 | 612094
2022-06-06 | 17 | 1717831.0156 | 10180 | 4520 | 577510
2022-06-06 | 18 | 1108183.1455 | 9230 | 2820 | 373411
2022-06-06 | 19 | 335794.8959 | 3680 | 1570 | 113682
2022-06-06 | 20 | 0 | 870 | 630 | 500
2022-06-06 | 21 | 0 | 0 | 0 | 0
2022-06-06 | 22 | 0 | 0 | 0 | 0
2022-06-06 | 23 | 0 | 0 | 0 | 0
2022-06-06 | 24 | 0 | 0 | 0 | 0
2022-06-07 | 1 | 0 | 0 | 0 | 0
2022-06-07 | 2 | 0 | 0 | 0 | 0
2022-06-07 | 3 | 0 | 0 | 0 | 0
2022-06-07 | 4 | 0 | 0 | 0 | 0
2022-06-07 | 5 | 0 | 0 | 0 | 0
2022-06-07 | 6 | 0 | 270 | 60 | 110
2022-06-07 | 7 | 0 | 1470 | 690 | 720
2022-06-07 | 8 | 601657.5098 | 3370 | 1060 | 202029
2022-06-07 | 9 | 837520.5994 | 5890 | 3340 | 282250
2022-06-07 | 10 | 1637641.6683 | 13000 | 7080 | 552574
2022-06-07 | 11 | 1989553.0939 | 17130 | 9500 | 672061
2022-06-07 | 12 | 2375630.6171 | 19700 | 10760 | 802030
2022-06-07 | 13 | 2350964.0694 | 19130 | 11720 | 793938
2022-06-07 | 14 | 2504961.9675 | 21180 | 9470 | 845204
2022-06-07 | 15 | 1164315.5813 | 14450 | 5070 | 394612
2022-06-07 | 16 | 995651.4835 | 10120 | 5080 | 336950
2022-06-07 | 17 | 1346312.8805 | 10990 | 4160 | 453821
2022-06-07 | 18 | 1225675.8213 | 9960 | 2810 | 412815
2022-06-07 | 19 | 285662.3232 | 2850 | 1130 | 96547
2022-06-07 | 20 | 87855.801 | 860 | 120 | 29612
2022-06-07 | 21 | 0 | 0 | 0 | 0
2022-06-07 | 22 | 0 | 0 | 0 | 0
2022-06-07 | 23 | 0 | 0 | 0 | 0
2022-06-07 | 24 | 0 | 0 | 0 | 0
2022-06-08 | 1 | 0 | 0 | 0 | 0
2022-06-08 | 2 | 0 | 0 | 0 | 0
2022-06-08 | 3 | 0 | 0 | 0 | 0
2022-06-08 | 4 | 0 | 0 | 0 | 0
2022-06-08 | 5 | 0 | 0 | 0 | 0
2022-06-08 | 6 | 0 | 0 | 0 | 0
2022-06-08 | 7 | 0 | 40 | 400 | 147
2022-06-08 | 8 | 0 | 1640 | 1000 | 880
2022-06-08 | 9 | 0 | 1790 | 1780 | 1190
2022-06-08 | 10 | 119748.1751 | 5390 | 4470 | 43203
2022-06-08 | 11 | 982985.0197 | 13940 | 8880 | 335268
2022-06-08 | 12 | 1849971.8904 | 15070 | 7940 | 624327
2022-06-08 | 13 | 2482725.3819 | 19510 | 7350 | 836528
2022-06-08 | 14 | 2504961.9675 | 20030 | 8480 | 844491
2022-06-08 | 15 | 2492238.2832 | 18900 | 7040 | 839393
2022-06-08 | 16 | 2389460.3252 | 17390 | 8470 | 805107
2022-06-08 | 17 | 2010569.334 | 14990 | 8090 | 677883
2022-06-08 | 18 | 354704.7377 | 11240 | 5140 | 123695
2022-06-08 | 19 | 806910.8129 | 3820 | 1880 | 270870
2022-06-08 | 20 | 0 | 550 | 410 | 320
2022-06-08 | 21 | 0 | 0 | 0 | 0
2022-06-08 | 22 | 0 | 0 | 0 | 0
2022-06-08 | 23 | 0 | 0 | 0 | 0
2022-06-08 | 24 | 0 | 0 | 0 | 0
2022-06-09 | 1 | 0 | 0 | 0 | 0
2022-06-09 | 2 | 0 | 0 | 0 | 0
2022-06-09 | 3 | 0 | 0 | 0 | 0
2022-06-09 | 4 | 0 | 0 | 0 | 0
2022-06-09 | 5 | 0 | 0 | 0 | 0
2022-06-09 | 6 | 0 | 230 | 20 | 83
2022-06-09 | 7 | 0 | 560 | 0 | 187
2022-06-09 | 8 | 0 | 290 | 350 | 213
2022-06-09 | 9 | 0 | 420 | 150 | 190
2022-06-09 | 10 | 0 | 600 | 210 | 270
2022-06-09 | 11 | 0 | 970 | 850 | 607
2022-06-09 | 12 | 326941.3412 | 3280 | 2020 | 110747
2022-06-09 | 13 | 1123404.026 | 15880 | 2200 | 380495
2022-06-09 | 14 | 1969617.9628 | 20310 | 1980 | 663969
2022-06-09 | 15 | 2372963.9053 | 18070 | 2680 | 797905
2022-06-09 | 16 | 2238166.0938 | 90000 | 3810 | 777325
2022-06-09 | 17 | 2001636.2667 | 16120 | 8360 | 675372
2022-06-09 | 18 | 1434073.925 | 12030 | 4090 | 483398
2022-06-09 | 19 | 739211.0229 | 4530 | 1090 | 248277
2022-06-09 | 20 | 0 | 470 | 270 | 247
2022-06-09 | 21 | 0 | 0 | 0 | 0
2022-06-09 | 22 | 0 | 0 | 0 | 0
2022-06-09 | 23 | 0 | 0 | 0 | 0
2022-06-09 | 24 | 0 | 0 | 0 | 0
2022-06-10 | 1 | 0 | 0 | 0 | 0
2022-06-10 | 2 | 0 | 0 | 0 | 0
2022-06-10 | 3 | 0 | 0 | 0 | 0
2022-06-10 | 4 | 0 | 0 | 0 | 0
2022-06-10 | 5 | 0 | 0 | 0 | 0
2022-06-10 | 6 | 0 | 150 | 40 | 63
2022-06-10 | 7 | 0 | 780 | 240 | 340
2022-06-10 | 8 | 475575.7153 | 1770 | 640 | 159329
2022-06-10 | 9 | 1105924.3679 | 5210 | 3290 | 371475
2022-06-10 | 10 | 1753973.3648 | 14300 | 7260 | 591844
2022-06-10 | 11 | 2268210.4111 | 18100 | 8150 | 764820
2022-06-10 | 12 | 2073301.7921 | 18790 | 11210 | 701101
2022-06-10 | 13 | 2444041.729 | 20840 | 5560 | 823481
2022-06-10 | 14 | 2514961.7195 | 19470 | 5020 | 846484
2022-06-10 | 15 | 2493490.4575 | 19340 | 2900 | 838577
2022-06-10 | 16 | 2447641.3727 | 18280 | 2650 | 822857
2022-06-10 | 17 | 2139634.1324 | 13490 | 2360 | 718495
2022-06-10 | 18 | 784731.6861 | 9520 | 2230 | 265494
2022-06-10 | 19 | 483371.0194 | 4310 | 1370 | 163017
2022-06-10 | 20 | 0 | 1000 | 400 | 467
2022-06-10 | 21 | 0 | 20 | 20 | 13
2022-06-10 | 22 | 0 | 0 | 0 | 0
2022-06-10 | 23 | 0 | 0 | 0 | 0
2022-06-10 | 24 | 0 | 0 | 0 | 0
2022-06-11 | 1 | 0 | 0 | 0 | 0
2022-06-11 | 2 | 0 | 0 | 0 | 0
2022-06-11 | 3 | 0 | 0 | 0 | 0
2022-06-11 | 4 | 0 | 0 | 0 | 0
2022-06-11 | 5 | 0 | 0 | 0 | 0
2022-06-11 | 6 | 0 | 330 | 90 | 140
2022-06-11 | 7 | 0 | 2460 | 750 | 1070
2022-06-11 | 8 | 534526.7653 | 4710 | 1970 | 180402
2022-06-11 | 9 | 798014.164 | 8140 | 3710 | 269955
2022-06-11 | 10 | 1234440.6843 | 13790 | 6400 | 418210
2022-06-11 | 11 | 1031813.6215 | 16670 | 8470 | 352318
2022-06-11 | 12 | 1948303.6995 | 16190 | 9730 | 658075
2022-06-11 | 13 | 2302964.9258 | 16850 | 7460 | 775758
2022-06-11 | 14 | 2126078.8441 | 19160 | 5880 | 717040
2022-06-11 | 15 | 1533776.6409 | 17700 | 8400 | 519959
2022-06-11 | 16 | 2390181.0646 | 14370 | 9250 | 804600
2022-06-11 | 17 | 1978398.4423 | 9560 | 8060 | 665339
2022-06-11 | 18 | 1541643.1427 | 11580 | 3990 | 519071
2022-06-11 | 19 | 762988.3885 | 3900 | 1660 | 256183
2022-06-11 | 20 | 0 | 590 | 560 | 383
2022-06-11 | 21 | 0 | 0 | 30 | 10
2022-06-11 | 22 | 0 | 0 | 0 | 0
2022-06-11 | 23 | 0 | 0 | 0 | 0
2022-06-11 | 24 | 0 | 0 | 0 | 0
2022-06-12 | 1 | 0 | 0 | 0 | 0
2022-06-12 | 2 | 0 | 0 | 0 | 0
2022-06-12 | 3 | 0 | 0 | 0 | 0
2022-06-12 | 4 | 0 | 0 | 0 | 0
2022-06-12 | 5 | 0 | 0 | 0 | 0
2022-06-12 | 6 | 0 | 210 | 40 | 83
2022-06-12 | 7 | 0 | 2280 | 590 | 957
2022-06-12 | 8 | 451259.7919 | 4460 | 1350 | 152357
2022-06-12 | 9 | 964318.6331 | 6410 | 3560 | 324763
2022-06-12 | 10 | 1421778.3213 | 13070 | 5820 | 480223
2022-06-12 | 11 | 1133516.0732 | 15310 | 7680 | 385502
2022-06-12 | 12 | 1957103.61 | 19760 | 10580 | 662481
2022-06-12 | 13 | 2504961.9675 | 18310 | 9170 | 844147
2022-06-12 | 14 | 2392210.0067 | 16850 | 10120 | 806393
2022-06-12 | 15 | 1489143.9676 | 12980 | 9140 | 503755
2022-06-12 | 16 | 871973.0377 | 10400 | 7100 | 296491
2022-06-12 | 17 | 1763208.5085 | 12420 | 4160 | 593263
2022-06-12 | 18 | 0 | 2660 | 2610 | 1757
2022-06-12 | 19 | 142943.0246 | 2160 | 1110 | 48738
2022-06-12 | 20 | 0 | 600 | 360 | 320
2022-06-12 | 21 | 0 | 0 | 0 | 0
2022-06-12 | 22 | 0 | 0 | 0 | 0
2022-06-12 | 23 | 0 | 0 | 0 | 0
2022-06-12 | 24 | 0 | 0 | 0 | 0
2022-06-13 | 1 | 0 | 0 | 0 | 0
2022-06-13 | 2 | 0 | 0 | 0 | 0
2022-06-13 | 3 | 0 | 0 | 0 | 0
2022-06-13 | 4 | 0 | 0 | 0 | 0
2022-06-13 | 5 | 0 | 0 | 0 | 0
2022-06-13 | 6 | 0 | 0 | 60 | 20
2022-06-13 | 7 | 0 | 860 | 480 | 447
2022-06-13 | 8 | 319783.8664 | 3540 | 1400 | 108241
2022-06-13 | 9 | 448593.1695 | 7810 | 3440 | 153281
2022-06-13 | 10 | 1151382.4463 | 11680 | 6800 | 389954
2022-06-13 | 11 | 726880.7888 | 11400 | 8030 | 248770
2022-06-13 | 12 | 2377332.449 | 16820 | 8560 | 800904
2022-06-13 | 13 | 2270698.7858 | 16020 | 11380 | 766033
2022-06-13 | 14 | 1074024.7965 | 15290 | 10710 | 366675
2022-06-13 | 15 | 1789639.473 | 15810 | 10400 | 605283
2022-06-13 | 16 | 2267404.5563 | 14840 | 7410 | 763218
2022-06-13 | 17 | 1947436.9287 | 13930 | 7160 | 656176
2022-06-13 | 18 | 1008851.2897 | 9160 | 4670 | 340894
2022-06-13 | 19 | 785388.0525 | 2690 | 2030 | 263369
2022-06-13 | 20 | 0 | 490 | 270 | 253
2022-06-13 | 21 | 0 | 0 | 0 | 0
2022-06-13 | 22 | 0 | 0 | 0 | 0
2022-06-13 | 23 | 0 | 0 | 0 | 0
2022-06-13 | 24 | 0 | 0 | 0 | 0
2022-06-14 | 1 | 0 | 0 | 0 | 0
2022-06-14 | 2 | 0 | 0 | 0 | 0
2022-06-14 | 3 | 0 | 0 | 0 | 0
2022-06-14 | 4 | 0 | 0 | 0 | 0
2022-06-14 | 5 | 0 | 0 | 0 | 0
2022-06-14 | 6 | 0 | 150 | 50 | 67
2022-06-14 | 7 | 0 | 820 | 260 | 360
2022-06-14 | 8 | 454493.0756 | 1810 | 650 | 152318
2022-06-14 | 9 | 1102840.3044 | 5070 | 3160 | 370357
2022-06-14 | 10 | 1737273.5739 | 13220 | 7040 | 585845
2022-06-14 | 11 | 2241506.815 | 18570 | 7440 | 755839
2022-06-14 | 12 | 2495958.0898 | 20050 | 7910 | 841306
2022-06-14 | 13 | 2504961.9675 | 17580 | 9140 | 843894
2022-06-14 | 14 | 2281119.1082 | 15570 | 9310 | 768666
2022-06-14 | 15 | 1412215.3521 | 16280 | 6310 | 478268
2022-06-14 | 16 | 2479895.5917 | 15000 | 8600 | 834499
2022-06-14 | 17 | 1859971.6425 | 12500 | 90000 | 654157
2022-06-14 | 18 | 1719259.5005 | 8850 | 5230 | 577780
2022-06-14 | 19 | 786588.0132 | 3050 | 2140 | 263926
2022-06-14 | 20 | 0 | 340 | 310 | 217
2022-06-14 | 21 | 0 | 0 | 0 | 0
2022-06-14 | 22 | 0 | 0 | 0 | 0
2022-06-14 | 23 | 0 | 0 | 0 | 0
2022-06-14 | 24 | 0 | 0 | 0 | 0
2022-06-15 | 1 | 0 | 0 | 0 | 0
2022-06-15 | 2 | 0 | 0 | 0 | 0
2022-06-15 | 3 | 0 | 0 | 0 | 0
2022-06-15 | 4 | 0 | 0 | 0 | 0
2022-06-15 | 5 | 0 | 0 | 0 | 0
2022-06-15 | 6 | 0 | 150 | 40 | 63
2022-06-15 | 7 | 0 | 750 | 280 | 343
2022-06-15 | 8 | 464610.2488 | 1850 | 800 | 155753
2022-06-15 | 9 | 898586.3328 | 6210 | 3290 | 302695
2022-06-15 | 10 | 873111.7249 | 14680 | 6490 | 298094
2022-06-15 | 11 | 1618453.6219 | 18410 | 9840 | 548901
2022-06-15 | 12 | 1372660.2793 | 12260 | 9440 | 464787
2022-06-15 | 13 | 1746206.2836 | 17610 | 8410 | 590742
2022-06-15 | 14 | 2497362.3753 | 12750 | 9580 | 839897
2022-06-15 | 15 | 2503161.9072 | 14380 | 8850 | 842131
2022-06-15 | 16 | 2368493.3186 | 11270 | 8620 | 796128
2022-06-15 | 17 | 1647641.6588 | 11330 | 7920 | 555631
2022-06-15 | 18 | 1216181.5166 | 7470 | 3800 | 409151
2022-06-15 | 19 | 500053.4058 | 4530 | 1170 | 168584
2022-06-15 | 20 | 0 | 1300 | 340 | 547
2022-06-15 | 21 | 0 | 30 | 0 | 10
2022-06-15 | 22 | 0 | 0 | 0 | 0
2022-06-15 | 23 | 0 | 0 | 0 | 0
2022-06-15 | 24 | 0 | 0 | 0 | 0
2022-06-16 | 1 | 0 | 0 | 0 | 0
2022-06-16 | 2 | 0 | 0 | 0 | 0
2022-06-16 | 3 | 0 | 0 | 0 | 0
2022-06-16 | 4 | 0 | 0 | 0 | 0
2022-06-16 | 5 | 0 | 0 | 0 | 0
2022-06-16 | 6 | 0 | 230 | 0 | 77
2022-06-16 | 7 | 0 | 2450 | 370 | 940
2022-06-16 | 8 | 336234.7782 | 3690 | 1190 | 113705
2022-06-16 | 9 | 466614.5444 | 7250 | 2900 | 158922
2022-06-16 | 10 | 874467.1941 | 9430 | 6800 | 296899
2022-06-16 | 11 | 1858304.9774 | 12740 | 4730 | 625258
2022-06-16 | 12 | 874986.6486 | 12770 | 4670 | 297476
2022-06-16 | 13 | 1960570.2162 | 16870 | 3910 | 660450
2022-06-16 | 14 | 2003502.8458 | 16370 | 2870 | 674248
2022-06-16 | 15 | 1991103.0531 | 9950 | 3020 | 668024
2022-06-16 | 16 | 1191420.1975 | 7210 | 5370 | 401333
2022-06-16 | 17 | 1024984.3597 | 11430 | 3070 | 346495
2022-06-16 | 18 | 768854.9757 | 7310 | 1430 | 259198
2022-06-16 | 19 | 391660.6903 | 3190 | 660 | 131837
2022-06-16 | 20 | 0 | 140 | 60 | 67
2022-06-16 | 21 | 0 | 0 | 0 | 0
2022-06-16 | 22 | 0 | 0 | 0 | 0
2022-06-16 | 23 | 0 | 0 | 0 | 0
2022-06-16 | 24 | 0 | 0 | 0 | 0
2022-06-17 | 1 | 0 | 0 | 0 | 0
2022-06-17 | 2 | 0 | 0 | 0 | 0
2022-06-17 | 3 | 0 | 0 | 0 | 0
2022-06-17 | 4 | 0 | 0 | 0 | 0
2022-06-17 | 5 | 0 | 0 | 0 | 0
2022-06-17 | 6 | 0 | 0 | 20 | 7
2022-06-17 | 7 | 0 | 1160 | 250 | 470
2022-06-17 | 8 | 116789.2739 | 3720 | 580 | 40363
2022-06-17 | 9 | 1109848.0225 | 5420 | 1940 | 372403
2022-06-17 | 10 | 1598537.3259 | 10350 | 5980 | 538289
2022-06-17 | 11 | 2013808.012 | 17970 | 5960 | 679246
2022-06-17 | 12 | 2437278.0323 | 18150 | 7300 | 820909
2022-06-17 | 13 | 2504961.9675 | 17100 | 11570 | 844544
2022-06-17 | 14 | 895512.6405 | 12740 | 8980 | 305744
2022-06-17 | 15 | 2503234.3864 | 16050 | 9110 | 842798
2022-06-17 | 16 | 2411629.9152 | 14050 | 6350 | 810677
2022-06-17 | 17 | 1919690.7282 | 12330 | 2600 | 644874
2022-06-17 | 18 | 1171824.2168 | 9440 | 30000 | 403755
2022-06-17 | 19 | 558675.7064 | 2680 | 1310 | 187555
2022-06-17 | 20 | 0 | 430 | 260 | 230
2022-06-17 | 21 | 0 | 0 | 0 | 0
2022-06-17 | 22 | 0 | 0 | 0 | 0
2022-06-17 | 23 | 0 | 0 | 0 | 0
2022-06-17 | 24 | 0 | 0 | 0 | 0
2022-06-18 | 1 | 0 | 0 | 0 | 0
2022-06-18 | 2 | 0 | 0 | 0 | 0
2022-06-18 | 3 | 0 | 0 | 0 | 0
2022-06-18 | 4 | 0 | 0 | 0 | 0
2022-06-18 | 5 | 0 | 0 | 0 | 0
2022-06-18 | 6 | 0 | 100 | 30 | 43
2022-06-18 | 7 | 0 | 1420 | 470 | 630
2022-06-18 | 8 | 535521.6265 | 2210 | 1720 | 179817
2022-06-18 | 9 | 1163315.6538 | 4950 | 1560 | 389942
2022-06-18 | 10 | 621657.1927 | 10430 | 2330 | 211472
2022-06-18 | 11 | 931652.4863 | 18160 | 2460 | 317424
2022-06-18 | 12 | 1961186.409 | 17150 | 3840 | 660725
2022-06-18 | 13 | 1683921.6948 | 18030 | 3770 | 568574
2022-06-18 | 14 | 978318.3932 | 16260 | 3980 | 332853
2022-06-18 | 15 | 1276847.2433 | 14390 | 3860 | 431699
2022-06-18 | 16 | 1688307.6429 | 11540 | 3070 | 567639
2022-06-18 | 17 | 832187.3546 | 7320 | 1190 | 280232
2022-06-18 | 18 | 519512.6534 | 5360 | 500 | 175124
2022-06-18 | 19 | 359637.3796 | 1530 | 290 | 120486
2022-06-18 | 20 | 0 | 230 | 80 | 103
2022-06-18 | 21 | 0 | 0 | 0 | 0
2022-06-18 | 22 | 0 | 0 | 0 | 0
2022-06-18 | 23 | 0 | 0 | 0 | 0
2022-06-18 | 24 | 0 | 0 | 0 | 0
2022-06-19 | 1 | 0 | 0 | 0 | 0
2022-06-19 | 2 | 0 | 0 | 0 | 0
2022-06-19 | 3 | 0 | 0 | 0 | 0
2022-06-19 | 4 | 0 | 0 | 0 | 0
2022-06-19 | 5 | 0 | 0 | 0 | 0
2022-06-19 | 6 | 0 | 80 | 30 | 37
2022-06-19 | 7 | 0 | 1830 | 690 | 840
2022-06-19 | 8 | 101085.417 | 3750 | 1270 | 35368
2022-06-19 | 9 | 566198.2298 | 8920 | 2270 | 192463
2022-06-19 | 10 | 1641175.0317 | 11460 | 6170 | 552935
2022-06-19 | 11 | 2130167.7227 | 9270 | 7250 | 715563
2022-06-19 | 12 | 1170582.1753 | 9900 | 9440 | 396641
2022-06-19 | 13 | 803787.7679 | 8610 | 5310 | 272569
2022-06-19 | 14 | 932234.1681 | 6910 | 4710 | 314618
2022-06-19 | 15 | 842389.7624 | 4320 | 3800 | 283503
2022-06-19 | 16 | 474792.7785 | 2750 | 3820 | 160454
2022-06-19 | 17 | 331794.9474 | 3890 | 1740 | 112475
2022-06-19 | 18 | 368371.0098 | 3640 | 1530 | 124514
2022-06-19 | 19 | 177797.2877 | 1990 | 10000 | 63262
2022-06-19 | 20 | 0 | 930 | 390 | 440
2022-06-19 | 21 | 0 | 0 | 20 | 7
2022-06-19 | 22 | 0 | 0 | 0 | 0
2022-06-19 | 23 | 0 | 0 | 0 | 0
2022-06-19 | 24 | 0 | 0 | 0 | 0
2022-06-20 | 1 | 0 | 0 | 0 | 0
2022-06-20 | 2 | 0 | 0 | 0 | 0
2022-06-20 | 3 | 0 | 0 | 0 | 0
2022-06-20 | 4 | 0 | 0 | 0 | 0
2022-06-20 | 5 | 0 | 0 | 0 | 0
2022-06-20 | 6 | 0 | 230 | 20 | 83
2022-06-20 | 7 | 0 | 960 | 210 | 390
2022-06-20 | 8 | 491122.514 | 2100 | 800 | 164674
2022-06-20 | 9 | 1113731.0266 | 5330 | 2530 | 373864
2022-06-20 | 10 | 1731960.535 | 13900 | 5790 | 583884
2022-06-20 | 11 | 2216134.3098 | 19260 | 7800 | 747731
2022-06-20 | 12 | 2514961.7195 | 20440 | 9140 | 848181
2022-06-20 | 13 | 2514961.7195 | 21440 | 9670 | 848691
2022-06-20 | 14 | 2514961.7195 | 21110 | 9640 | 848571
2022-06-20 | 15 | 2514961.7195 | 20800 | 9060 | 848274
2022-06-20 | 16 | 2452676.7731 | 17870 | 8060 | 826202
2022-06-20 | 17 | 2012969.4939 | 160000 | 6870 | 726613
2022-06-20 | 18 | 1422795.7726 | 11540 | 3720 | 479352
2022-06-20 | 19 | 785488.0095 | 4280 | 1220 | 263663
2022-06-20 | 20 | 0 | 720 | 490 | 403
2022-06-20 | 21 | 0 | 30 | 30 | 20
2022-06-20 | 22 | 0 | 0 | 0 | 0
2022-06-20 | 23 | 0 | 0 | 0 | 0
2022-06-20 | 24 | 0 | 0 | 0 | 0
2022-06-21 | 1 | 0 | 0 | 0 | 0
2022-06-21 | 2 | 0 | 0 | 0 | 0
2022-06-21 | 3 | 0 | 0 | 0 | 0
2022-06-21 | 4 | 0 | 0 | 0 | 0
2022-06-21 | 5 | 0 | 0 | 0 | 0
2022-06-21 | 6 | 0 | 510 | 80 | 197
2022-06-21 | 7 | 0 | 2530 | 730 | 1087
2022-06-21 | 8 | 340213.6862 | 6710 | 1330 | 116085
2022-06-21 | 9 | 1298785.5673 | 5590 | 2590 | 435655
2022-06-21 | 10 | 1715627.1935 | 13420 | 4210 | 577752
2022-06-21 | 11 | 2221579.5517 | 19420 | 3920 | 748307
2022-06-21 | 12 | 2482828.8555 | 19230 | 4770 | 835610
2022-06-21 | 13 | 2444193.6016 | 19630 | 8000 | 823941
2022-06-21 | 14 | 2494565.7253 | 18200 | 9350 | 840705
2022-06-21 | 15 | 2504961.9675 | 18890 | 8930 | 844261
2022-06-21 | 16 | 2008737.5641 | 16760 | 5490 | 676996
2022-06-21 | 17 | 1923113.5845 | 16030 | 2650 | 647265
2022-06-21 | 18 | 1615642.0708 | 11630 | 2660 | 543311
2022-06-21 | 19 | 763672.5903 | 3780 | 930 | 256128
2022-06-21 | 20 | 0 | 410 | 80 | 163
2022-06-21 | 21 | 0 | 50 | 0 | 17
2022-06-21 | 22 | 0 | 0 | 0 | 0
2022-06-21 | 23 | 0 | 0 | 0 | 0
2022-06-21 | 24 | 0 | 0 | 0 | 0
2022-06-22 | 1 | 0 | 0 | 0 | 0
2022-06-22 | 2 | 0 | 0 | 0 | 0
2022-06-22 | 3 | 0 | 0 | 0 | 0
2022-06-22 | 4 | 0 | 0 | 0 | 0
2022-06-22 | 5 | 0 | 0 | 0 | 0
2022-06-22 | 6 | 0 | 110 | 0 | 37
2022-06-22 | 7 | 0 | 600 | 80 | 227
2022-06-22 | 8 | 0 | 2610 | 340 | 983
2022-06-22 | 9 | 0 | 3900 | 400 | 1433
2022-06-22 | 10 | 0 | 4700 | 850 | 1850
2022-06-22 | 11 | 0 | 7630 | 1220 | 2950
2022-06-22 | 12 | 435838.4311 | 5690 | 1150 | 147559
2022-06-22 | 13 | 660747.5281 | 8100 | 2480 | 223776
2022-06-22 | 14 | 949623.2271 | 13340 | 1410 | 321458
2022-06-22 | 15 | 1392534.3752 | 18000 | 1320 | 470618
2022-06-22 | 16 | 1152019.5007 | 13830 | 1980 | 389277
2022-06-22 | 17 | 2241910.2192 | 13490 | 2080 | 752493
2022-06-22 | 18 | 750681.9963 | 11650 | 1190 | 254507
2022-06-22 | 19 | 575257.8974 | 4190 | 940 | 193463
2022-06-22 | 20 | 0 | 420 | 300 | 240
2022-06-22 | 21 | 0 | 20 | 0 | 7
2022-06-22 | 22 | 0 | 0 | 0 | 0
2022-06-22 | 23 | 0 | 0 | 0 | 0
2022-06-22 | 24 | 0 | 0 | 0 | 0
2022-06-23 | 1 | 0 | 0 | 0 | 0
2022-06-23 | 2 | 0 | 0 | 0 | 0
2022-06-23 | 3 | 0 | 0 | 0 | 0
2022-06-23 | 4 | 0 | 0 | 0 | 0
2022-06-23 | 5 | 0 | 0 | 0 | 0
2022-06-23 | 6 | 0 | 30 | 30 | 20
2022-06-23 | 7 | 0 | 1180 | 220 | 467
2022-06-23 | 8 | 0 | 4360 | 710 | 1690
2022-06-23 | 9 | 1201904.7737 | 6960 | 3000 | 403955
2022-06-23 | 10 | 712322.4735 | 11640 | 2990 | 242317
2022-06-23 | 11 | 634676.218 | 10310 | 4990 | 216659
2022-06-23 | 12 | 2284154.4151 | 170000 | 8860 | 821005
2022-06-23 | 13 | 2136300.8022 | 8720 | 6560 | 717194
2022-06-23 | 14 | 952907.5623 | 17450 | 8860 | 326406
2022-06-23 | 15 | 947617.1732 | 15280 | 5730 | 322876
2022-06-23 | 16 | 974985.1823 | 12790 | 4940 | 330905
2022-06-23 | 17 | 2234032.6309 | 11480 | 3720 | 749744
2022-06-23 | 18 | 950185.5373 | 5530 | 160 | 318625
2022-06-23 | 19 | 325795.0246 | 4370 | 580 | 110248
2022-06-23 | 20 | 0 | 920 | 360 | 427
2022-06-23 | 21 | 0 | 0 | 20 | 7
2022-06-23 | 22 | 0 | 0 | 0 | 0
2022-06-23 | 23 | 0 | 0 | 0 | 0
2022-06-23 | 24 | 0 | 0 | 0 | 0
2022-06-24 | 1 | 0 | 0 | 0 | 0
2022-06-24 | 2 | 0 | 0 | 0 | 0
2022-06-24 | 3 | 0 | 0 | 0 | 0
2022-06-24 | 4 | 0 | 0 | 0 | 0
2022-06-24 | 5 | 0 | 0 | 0 | 0
2022-06-24 | 6 | 0 | 230 | 80 | 103
2022-06-24 | 7 | 0 | 1660 | 560 | 740
2022-06-24 | 8 | 425060.4212 | 3650 | 1190 | 143300
2022-06-24 | 9 | 588412.106 | 5540 | 2670 | 198874
2022-06-24 | 10 | 628457.0694 | 13760 | 2660 | 214959
2022-06-24 | 11 | 1578454.2561 | 11740 | 4650 | 531615
2022-06-24 | 12 | 1376312.3751 | 18240 | 5800 | 466784
2022-06-24 | 13 | 2251978.6358 | 12660 | 5410 | 756683
2022-06-24 | 14 | 1484977.3645 | 15950 | 7260 | 502729
2022-06-24 | 15 | 1422121.1672 | 16970 | 5430 | 481507
2022-06-24 | 16 | 2383040.6666 | 14210 | 5880 | 801044
2022-06-24 | 17 | 1422978.4012 | 13650 | 6910 | 481179
2022-06-24 | 18 | 1645241.6182 | 11000 | 4050 | 553431
2022-06-24 | 19 | 744288.6829 | 3240 | 1440 | 249656
2022-06-24 | 20 | 0 | 330 | 190 | 173
2022-06-24 | 21 | 0 | 0 | 0 | 0
2022-06-24 | 22 | 0 | 0 | 0 | 0
2022-06-24 | 23 | 0 | 0 | 0 | 0
2022-06-24 | 24 | 0 | 0 | 0 | 0
2022-06-25 | 1 | 0 | 0 | 0 | 0
2022-06-25 | 2 | 0 | 0 | 0 | 0
2022-06-25 | 3 | 0 | 0 | 0 | 0
2022-06-25 | 4 | 0 | 0 | 0 | 0
2022-06-25 | 5 | 0 | 0 | 0 | 0
2022-06-25 | 6 | 0 | 150 | 20 | 57
2022-06-25 | 7 | 0 | 840 | 200 | 347
2022-06-25 | 8 | 447001.2188 | 1770 | 520 | 149764
2022-06-25 | 9 | 1041989.3265 | 4810 | 2230 | 349676
2022-06-25 | 10 | 1614442.1101 | 10250 | 5450 | 543381
2022-06-25 | 11 | 2094434.7382 | 15100 | 7200 | 705578
2022-06-25 | 12 | 2372155.6664 | 15950 | 8360 | 798822
2022-06-25 | 13 | 2480167.6273 | 15550 | 9030 | 834916
2022-06-25 | 14 | 2503013.6108 | 13770 | 9200 | 841995
2022-06-25 | 15 | 2311666.7271 | 12770 | 8880 | 777772
2022-06-25 | 16 | 2084833.1451 | 12450 | 7720 | 701668
2022-06-25 | 17 | 1742588.2816 | 11920 | 6310 | 586939
2022-06-25 | 18 | 1252892.0174 | 9360 | 2860 | 421704
2022-06-25 | 19 | 680467.4268 | 3340 | 1300 | 228369
2022-06-25 | 20 | 0 | 300 | 450 | 250
2022-06-25 | 21 | 0 | 0 | 20 | 7
2022-06-25 | 22 | 0 | 0 | 0 | 0
2022-06-25 | 23 | 0 | 0 | 0 | 0
2022-06-25 | 24 | 0 | 0 | 0 | 0
2022-06-26 | 1 | 0 | 0 | 0 | 0
2022-06-26 | 2 | 0 | 0 | 0 | 0
2022-06-26 | 3 | 0 | 0 | 0 | 0
2022-06-26 | 4 | 0 | 0 | 0 | 0
2022-06-26 | 5 | 0 | 0 | 0 | 0
2022-06-26 | 6 | 0 | 130 | 20 | 50
2022-06-26 | 7 | 0 | 1100 | 230 | 443
2022-06-26 | 8 | 393947.8397 | 2410 | 550 | 132303
2022-06-26 | 9 | 875786.7217 | 4760 | 2200 | 294249
2022-06-26 | 10 | 1463751.7929 | 10850 | 5310 | 493304
2022-06-26 | 11 | 1882892.1318 | 13550 | 7070 | 634504
2022-06-26 | 12 | 2170378.9234 | 15280 | 8490 | 731383
2022-06-26 | 13 | 2328403.7113 | 14800 | 9030 | 784078
2022-06-26 | 14 | 2344964.2658 | 10700 | 9330 | 788331
2022-06-26 | 15 | 2165500.4025 | 11360 | 8950 | 728603
2022-06-26 | 16 | 1979903.3403 | 11510 | 8070 | 666494
2022-06-26 | 17 | 1640272.975 | 7520 | 6260 | 551351
2022-06-26 | 18 | 1208315.0148 | 8770 | 3830 | 406972
2022-06-26 | 19 | 651476.6216 | 3350 | 1280 | 218702
2022-06-26 | 20 | 0 | 240 | 230 | 157
2022-06-26 | 21 | 0 | 0 | 0 | 0
2022-06-26 | 22 | 0 | 0 | 0 | 0
2022-06-26 | 23 | 0 | 0 | 0 | 0
2022-06-26 | 24 | 0 | 0 | 0 | 0
2022-06-27 | 1 | 0 | 0 | 0 | 0
2022-06-27 | 2 | 0 | 0 | 0 | 0
2022-06-27 | 3 | 0 | 0 | 0 | 0
2022-06-27 | 4 | 0 | 0 | 0 | 0
2022-06-27 | 5 | 0 | 0 | 0 | 0
2022-06-27 | 6 | 0 | 170 | 90 | 87
2022-06-27 | 7 | 0 | 1930 | 280 | 737
2022-06-27 | 8 | 0 | 2830 | 260 | 1030
2022-06-27 | 9 | 0 | 20000 | 240 | 6747
2022-06-27 | 10 | 0 | 2940 | 1200 | 1380
2022-06-27 | 11 | 112998.2769 | 6270 | 1550 | 40273
2022-06-27 | 12 | 76598.8305 | 9250 | 1440 | 29096
2022-06-27 | 13 | 1083850.1453 | 10480 | 3070 | 365800
2022-06-27 | 14 | 343102.9022 | 8860 | 7190 | 119718
2022-06-27 | 15 | 660253.1075 | 8990 | 7960 | 225734
2022-06-27 | 16 | 741388.6786 | 9460 | 7740 | 252863
2022-06-27 | 17 | 1769106.3881 | 8640 | 5380 | 594375
2022-06-27 | 18 | 742855.37 | 6940 | 2650 | 250815
2022-06-27 | 19 | 305928.6773 | 2680 | 1620 | 103410
2022-06-27 | 20 | 0 | 840 | 620 | 487
2022-06-27 | 21 | 0 | 0 | 30 | 10
2022-06-27 | 22 | 0 | 0 | 0 | 0
2022-06-27 | 23 | 0 | 0 | 0 | 0
2022-06-27 | 24 | 0 | 0 | 0 | 0
2022-06-28 | 1 | 0 | 0 | 0 | 0
2022-06-28 | 2 | 0 | 0 | 0 | 0
2022-06-28 | 3 | 0 | 0 | 0 | 0
2022-06-28 | 4 | 0 | 0 | 0 | 0
2022-06-28 | 5 | 0 | 0 | 0 | 0
2022-06-28 | 6 | 0 | 140 | 20 | 53
2022-06-28 | 7 | 0 | 760 | 150 | 303
2022-06-28 | 8 | 348709.7323 | 1650 | 450 | 116937
2022-06-28 | 9 | 927583.7541 | 4580 | 1920 | 311361
2022-06-28 | 10 | 1480066.4186 | 12020 | 3460 | 498515
2022-06-28 | 11 | 1964970.1118 | 16570 | 5530 | 662357
2022-06-28 | 12 | 2202733.2783 | 15630 | 6170 | 741511
2022-06-28 | 13 | 2113767.8623 | 14470 | 8930 | 712389
2022-06-28 | 14 | 2488732.5764 | 14580 | 5370 | 836228
2022-06-28 | 15 | 2514961.7195 | 16650 | 7720 | 846444
2022-06-28 | 16 | 2394670.9633 | 15300 | 7180 | 805717
2022-06-28 | 17 | 2018526.3157 | 13660 | 5020 | 679069
2022-06-28 | 18 | 1472177.6247 | 10650 | 2710 | 495179
2022-06-28 | 19 | 773708.2243 | 3690 | 1390 | 259596
2022-06-28 | 20 | 15399.7662 | 290 | 180 | 5290
2022-06-28 | 21 | 0 | 0 | 0 | 0
2022-06-28 | 22 | 0 | 0 | 0 | 0
2022-06-28 | 23 | 0 | 0 | 0 | 0
2022-06-28 | 24 | 0 | 0 | 0 | 0
2022-06-29 | 1 | 0 | 0 | 0 | 0
2022-06-29 | 2 | 0 | 0 | 0 | 0
2022-06-29 | 3 | 0 | 0 | 0 | 0
2022-06-29 | 4 | 0 | 0 | 0 | 0
2022-06-29 | 5 | 0 | 0 | 0 | 0
2022-06-29 | 6 | 0 | 140 | 20 | 53
2022-06-29 | 7 | 0 | 2000 | 170 | 723
2022-06-29 | 8 | 210098.8328 | 2670 | 580 | 71116
2022-06-29 | 9 | 1217684.1497 | 5180 | 2380 | 408415
2022-06-29 | 10 | 1740173.5783 | 12290 | 5420 | 585961
2022-06-29 | 11 | 2334964.5138 | 16330 | 6130 | 785808
2022-06-29 | 12 | 642990.2315 | 14550 | 8310 | 221950
2022-06-29 | 13 | 2504961.9675 | 15820 | 8350 | 843044
2022-06-29 | 14 | 2335227.7279 | 14580 | 6940 | 785583
2022-06-29 | 15 | 1207381.6061 | 15630 | 6690 | 409901
2022-06-29 | 16 | 2354964.2563 | 13330 | 5440 | 791245
2022-06-29 | 17 | 1219381.4516 | 11610 | 4780 | 411924 | peak hour
2022-06-29 | 18 | 1482977.5095 | 8760 | 2360 | 498033
2022-06-29 | 19 | 366594.404 | 2470 | 1120 | 123395
2022-06-29 | 20 | 0 | 420 | 330 | 250
2022-06-29 | 21 | 0 | 0 | 0 | 0
2022-06-29 | 22 | 0 | 0 | 0 | 0
2022-06-29 | 23 | 0 | 0 | 0 | 0
2022-06-29 | 24 | 0 | 0 | 0 | 0
2022-06-30 | 1 | 0 | 0 | 0 | 0
2022-06-30 | 2 | 0 | 0 | 0 | 0
2022-06-30 | 3 | 0 | 0 | 0 | 0
2022-06-30 | 4 | 0 | 0 | 0 | 0
2022-06-30 | 5 | 0 | 0 | 0 | 0
2022-06-30 | 6 | 0 | 130 | 20 | 50
2022-06-30 | 7 | 0 | 810 | 160 | 323
2022-06-30 | 8 | 399732.5301 | 1680 | 480 | 133964
2022-06-30 | 9 | 1000260.1147 | 4760 | 2260 | 335760
2022-06-30 | 10 | 1599718.0939 | 13220 | 5640 | 539526
2022-06-30 | 11 | 2071757.7934 | 18480 | 7340 | 699193
2022-06-30 | 12 | 2284298.6584 | 20320 | 8850 | 771156
2022-06-30 | 13 | 0 | 19990 | 9660 | 9883
2022-06-30 | 14 | 2514961.7195 | 19870 | 6340 | 847057
2022-06-30 | 15 | 1389181.7331 | 14380 | 8540 | 470701
2022-06-30 | 16 | 2042520.0462 | 16620 | 8280 | 689140
2022-06-30 | 17 | 1943389.1773 | 14770 | 6650 | 654936
2022-06-30 | 18 | 1364346.2658 | 10980 | 3150 | 459492
2022-06-30 | 19 | 721902.9665 | 3770 | 1400 | 242358
2022-06-30 | 20 | 0 | 470 | 190 | 220
2022-06-30 | 21 | 0 | 0 | 0 | 0
2022-06-30 | 22 | 0 | 0 | 0 | 0
2022-06-30 | 23 | 0 | 0 | 0 | 0
2022-06-30 | 24 | 0 | 0 | 0 | 0
2022-07-01 | 1 | 0 | 0 | 0 | 0
2022-07-01 | 2 | 0 | 0 | 0 | 0
2022-07-01 | 3 | 0 | 0 | 0 | 0
2022-07-01 | 4 | 0 | 0 | 0 | 0
2022-07-01 | 5 | 0 | 0 | 0 | 0
2022-07-01 | 6 | 0 | 240 | 50 | 97
2022-07-01 | 7 | 0 | 1640 | 300 | 647
2022-07-01 | 8 | 432479.1133 | 2380 | 730 | 145196
2022-07-01 | 9 | 1008498.1918 | 5460 | 2400 | 338786
2022-07-01 | 10 | 1602475.6432 | 10770 | 5360 | 539535
2022-07-01 | 11 | 2055768.7283 | 15150 | 6710 | 692543
2022-07-01 | 12 | 2327691.7934 | 15770 | 7740 | 783734
2022-07-01 | 13 | 2344964.5042 | 14090 | 7240 | 788765
2022-07-01 | 14 | 1655147.1949 | 14060 | 8700 | 559302
2022-07-01 | 15 | 2154967.308 | 15210 | 6840 | 725672
2022-07-01 | 16 | 1950187.6831 | 13570 | 5680 | 656479
2022-07-01 | 17 | 1682174.325 | 10940 | 6000 | 566371
2022-07-01 | 18 | 1088983.4166 | 6400 | 3140 | 366174
2022-07-01 | 19 | 753711.9389 | 3590 | 1060 | 252787
2022-07-01 | 20 | 0 | 150 | 310 | 153
2022-07-01 | 21 | 0 | 0 | 30 | 10
2022-07-01 | 22 | 0 | 0 | 0 | 0
2022-07-01 | 23 | 0 | 0 | 0 | 0
2022-07-01 | 24 | 0 | 0 | 0 | 0
2022-07-02 | 1 | 0 | 0 | 0 | 0
2022-07-02 | 2 | 0 | 0 | 0 | 0
2022-07-02 | 3 | 0 | 0 | 0 | 0
2022-07-02 | 4 | 0 | 0 | 0 | 0
2022-07-02 | 5 | 0 | 0 | 0 | 0
2022-07-02 | 6 | 0 | 0 | 0 | 0
2022-07-02 | 7 | 0 | 330 | 210 | 180
2022-07-02 | 8 | 0 | 2280 | 710 | 997
2022-07-02 | 9 | 0 | 4300 | 1100 | 1800
2022-07-02 | 10 | 470326.1554 | 5270 | 2270 | 159289
2022-07-02 | 11 | 406885.7133 | 5840 | 4150 | 138959
2022-07-02 | 12 | 1369042.9926 | 14330 | 4970 | 462781
2022-07-02 | 13 | 2353752.1362 | 19260 | 6040 | 793017
2022-07-02 | 14 | 2404963.4933 | 17390 | 8570 | 810308
2022-07-02 | 15 | 1413606.0476 | 14770 | 6240 | 478205
2022-07-02 | 16 | 2019620.4185 | 14950 | 5150 | 679907
2022-07-02 | 17 | 1974969.9831 | 13970 | 5000 | 664647
2022-07-02 | 18 | 1427680.9692 | 8460 | 4050 | 480064
2022-07-02 | 19 | 426226.4073 | 2880 | 1440 | 143515
2022-07-02 | 20 | 0 | 1170 | 320 | 497
2022-07-02 | 21 | 0 | 0 | 50 | 17
2022-07-02 | 22 | 0 | 0 | 0 | 0
2022-07-02 | 23 | 0 | 0 | 0 | 0
2022-07-02 | 24 | 0 | 0 | 0 | 0
2022-07-03 | 1 | 0 | 0 | 0 | 0
2022-07-03 | 2 | 0 | 0 | 0 | 0
2022-07-03 | 3 | 0 | 0 | 0 | 0
2022-07-03 | 4 | 0 | 0 | 0 | 0
2022-07-03 | 5 | 0 | 0 | 0 | 0
2022-07-03 | 6 | 0 | 80 | 20 | 33
2022-07-03 | 7 | 0 | 1530 | 350 | 627
2022-07-03 | 8 | 229690.3729 | 4750 | 1260 | 78567
2022-07-03 | 9 | 698989.3317 | 7770 | 2610 | 236456
2022-07-03 | 10 | 1350312.7098 | 13850 | 5740 | 456634
2022-07-03 | 11 | 2247680.1872 | 17610 | 7620 | 757637
2022-07-03 | 12 | 1996708.8699 | 18540 | 8890 | 674713
2022-07-03 | 13 | 2504961.9675 | 17870 | 9600 | 844144
2022-07-03 | 14 | 2504961.9675 | 17170 | 9750 | 843961
2022-07-03 | 15 | 2504961.9675 | 16830 | 9270 | 843687
2022-07-03 | 16 | 2357011.3182 | 14820 | 6320 | 792717
2022-07-03 | 17 | 1991298.914 | 13590 | 5860 | 670250
2022-07-03 | 18 | 1373926.4011 | 9480 | 3520 | 462309
2022-07-03 | 19 | 770016.849 | 3770 | 1550 | 258446
2022-07-03 | 20 | 0 | 660 | 420 | 360
2022-07-03 | 21 | 0 | 0 | 20 | 7
2022-07-03 | 22 | 0 | 0 | 0 | 0
2022-07-03 | 23 | 0 | 0 | 0 | 0
2022-07-03 | 24 | 0 | 0 | 0 | 0
2022-07-04 | 1 | 0 | 0 | 0 | 0
2022-07-04 | 2 | 0 | 0 | 0 | 0
2022-07-04 | 3 | 0 | 0 | 0 | 0
2022-07-04 | 4 | 0 | 0 | 0 | 0
2022-07-04 | 5 | 0 | 0 | 0 | 0
2022-07-04 | 6 | 0 | 90 | 0 | 30
2022-07-04 | 7 | 0 | 1060 | 200 | 420
2022-07-04 | 8 | 498736.918 | 1920 | 850 | 167169
2022-07-04 | 9 | 1083211.422 | 6760 | 2470 | 364147
2022-07-04 | 10 | 1126671.195 | 11660 | 5480 | 381270
2022-07-04 | 11 | 2001722.8127 | 16280 | 7560 | 675188
2022-07-04 | 12 | 2483821.6305 | 17270 | 8490 | 836527
2022-07-04 | 13 | 2445231.4377 | 16760 | 7220 | 823070
2022-07-04 | 14 | 2504961.9675 | 13280 | 5780 | 841341
2022-07-04 | 15 | 1646046.4001 | 14200 | 7040 | 555762
2022-07-04 | 16 | 2097190.3801 | 13260 | 6590 | 705680
2022-07-04 | 17 | 2005189.1804 | 11660 | 4650 | 673833
2022-07-04 | 18 | 1270621.6574 | 9040 | 2310 | 427324
2022-07-04 | 19 | 898319.6616 | 4000 | 1290 | 301203
2022-07-04 | 20 | 0 | 780 | 630 | 470
2022-07-04 | 21 | 0 | 20 | 40 | 20
2022-07-04 | 22 | 0 | 0 | 0 | 0
2022-07-04 | 23 | 0 | 0 | 0 | 0
2022-07-04 | 24 | 0 | 0 | 0 | 0
2022-07-05 | 1 | 0 | 0 | 0 | 0
2022-07-05 | 2 | 0 | 0 | 0 | 0
2022-07-05 | 3 | 0 | 0 | 0 | 0
2022-07-05 | 4 | 0 | 0 | 0 | 0
2022-07-05 | 5 | 0 | 0 | 0 | 0
2022-07-05 | 6 | 0 | 120 | 30 | 50
2022-07-05 | 7 | 0 | 1430 | 430 | 620
2022-07-05 | 8 | 94998.5534 | 3660 | 800 | 33153
2022-07-05 | 9 | 649605.453 | 7770 | 1610 | 219662
2022-07-05 | 10 | 777845.2635 | 9660 | 1570 | 263025
2022-07-05 | 11 | 1212164.6404 | 13130 | 2090 | 409128
2022-07-05 | 12 | 1034136.7722 | 10160 | 2300 | 348866
2022-07-05 | 13 | 5266.5859 | 3670 | 2490 | 3809
2022-07-05 | 14 | 441926.5985 | 3560 | 1330 | 148939
2022-07-05 | 15 | 307212.5316 | 3460 | 1350 | 104008
2022-07-05 | 16 | 369824.2903 | 3550 | 1490 | 124955
2022-07-05 | 17 | 550766.2892 | 4560 | 1340 | 185555
2022-07-05 | 18 | 654243.7673 | 3170 | 820 | 219411
2022-07-05 | 19 | 83404.5261 | 1690 | 280 | 28458
2022-07-05 | 20 | 0 | 150 | 40 | 63
2022-07-05 | 21 | 0 | 0 | 0 | 0
2022-07-05 | 22 | 0 | 0 | 0 | 0
2022-07-05 | 23 | 0 | 0 | 0 | 0
2022-07-05 | 24 | 0 | 0 | 0 | 0
2022-07-06 | 1 | 0 | 0 | 0 | 0
2022-07-06 | 2 | 0 | 0 | 0 | 0
2022-07-06 | 3 | 0 | 0 | 0 | 0
2022-07-06 | 4 | 0 | 0 | 0 | 0
2022-07-06 | 5 | 0 | 0 | 0 | 0
2022-07-06 | 6 | 0 | 0 | 0 | 0
2022-07-06 | 7 | 0 | 1020 | 350 | 457
2022-07-06 | 8 | 362528.7116 | 2300 | 1180 | 122003
2022-07-06 | 9 | 689348.4592 | 7200 | 1290 | 232613
2022-07-06 | 10 | 1135516.0475 | 10990 | 5740 | 384082
2022-07-06 | 11 | 1504310.4887 | 15600 | 4670 | 508193
2022-07-06 | 12 | 2069086.3132 | 18940 | 5420 | 697815
2022-07-06 | 13 | 2514961.7195 | 18570 | 5070 | 846201
2022-07-06 | 14 | 2497895.2408 | 18250 | 3350 | 839832
2022-07-06 | 15 | 984396.8153 | 20440 | 5490 | 336776
2022-07-06 | 16 | 2451162.8151 | 15490 | 7140 | 824598
2022-07-06 | 17 | 2060796.4993 | 12930 | 4920 | 692882
2022-07-06 | 18 | 1452755.6896 | 10000 | 2050 | 488269
2022-07-06 | 19 | 986305.7137 | 2400 | 920 | 329875
2022-07-06 | 20 | 0 | 460 | 210 | 223
2022-07-06 | 21 | 0 | 0 | 0 | 0
2022-07-06 | 22 | 0 | 0 | 0 | 0
2022-07-06 | 23 | 0 | 0 | 0 | 0
2022-07-06 | 24 | 0 | 0 | 0 | 0
2022-07-07 | 1 | 0 | 0 | 0 | 0
2022-07-07 | 2 | 0 | 0 | 0 | 0
2022-07-07 | 3 | 0 | 0 | 0 | 0
2022-07-07 | 4 | 0 | 0 | 0 | 0
2022-07-07 | 5 | 0 | 0 | 0 | 0
2022-07-07 | 6 | 0 | 130 | 20 | 50
2022-07-07 | 7 | 0 | 1470 | 470 | 647
2022-07-07 | 8 | 100944.4073 | 2260 | 900 | 34701
2022-07-07 | 9 | 1015340.0898 | 4570 | 2420 | 340777
2022-07-07 | 10 | 1635330.677 | 11600 | 4980 | 550637
2022-07-07 | 11 | 2092379.8084 | 16410 | 5640 | 704810
2022-07-07 | 12 | 2409080.9822 | 16800 | 6960 | 810947
2022-07-07 | 13 | 1950040.8173 | 14130 | 8730 | 657634
2022-07-07 | 14 | 2392963.4094 | 11590 | 9440 | 804664
2022-07-07 | 15 | 846987.1283 | 12420 | 7050 | 288819
2022-07-07 | 16 | 1160059.2136 | 10900 | 5460 | 392140
2022-07-07 | 17 | 2134967.5655 | 13450 | 5870 | 718096
2022-07-07 | 18 | 684989.5716 | 7330 | 2670 | 231663
2022-07-07 | 19 | 236424.9676 | 3690 | 1420 | 80512
2022-07-07 | 20 | 84998.7045 | 800 | 190 | 28663
2022-07-07 | 21 | 0 | 0 | 0 | 0
2022-07-07 | 22 | 0 | 0 | 0 | 0
2022-07-07 | 23 | 0 | 0 | 0 | 0
2022-07-07 | 24 | 0 | 0 | 0 | 0
2022-07-08 | 1 | 0 | 0 | 0 | 0
2022-07-08 | 2 | 0 | 0 | 0 | 0
2022-07-08 | 3 | 0 | 0 | 0 | 0
2022-07-08 | 4 | 0 | 0 | 0 | 0
2022-07-08 | 5 | 0 | 0 | 0 | 0
2022-07-08 | 6 | 0 | 80 | 0 | 27
2022-07-08 | 7 | 0 | 1040 | 150 | 397
2022-07-08 | 8 | 490471.9889 | 2470 | 450 | 164464
2022-07-08 | 9 | 668723.166 | 4740 | 2020 | 225161
2022-07-08 | 10 | 1549243.0925 | 11960 | 5400 | 522201
2022-07-08 | 11 | 2080575.4662 | 17200 | 7280 | 701685
2022-07-08 | 12 | 2428575.2773 | 17590 | 7040 | 817735
2022-07-08 | 13 | 2504961.9675 | 15580 | 8160 | 842901
2022-07-08 | 14 | 1586850.8816 | 13140 | 6890 | 535627
2022-07-08 | 15 | 1886355.9961 | 12860 | 7930 | 635715
2022-07-08 | 16 | 1575509.3098 | 12100 | 6320 | 531310
2022-07-08 | 17 | 1388225.6746 | 6870 | 6700 | 467265
2022-07-08 | 18 | 1096983.3136 | 7690 | 3450 | 369374
2022-07-08 | 19 | 511058.867 | 4360 | 1370 | 172263
2022-07-08 | 20 | 0 | 1130 | 260 | 463
2022-07-08 | 21 | 0 | 40 | 0 | 13
2022-07-08 | 22 | 0 | 0 | 0 | 0
2022-07-08 | 23 | 0 | 0 | 0 | 0
2022-07-08 | 24 | 0 | 0 | 0 | 0
2022-07-09 | 1 | 0 | 0 | 0 | 0
2022-07-09 | 2 | 0 | 0 | 0 | 0
2022-07-09 | 3 | 0 | 0 | 0 | 0
2022-07-09 | 4 | 0 | 0 | 0 | 0
2022-07-09 | 5 | 0 | 0 | 0 | 0
2022-07-09 | 6 | 0 | 70 | 0 | 23
2022-07-09 | 7 | 0 | 710 | 140 | 283
2022-07-09 | 8 | 365297.8241 | 1540 | 420 | 122419
2022-07-09 | 9 | 1037010.9081 | 4520 | 2090 | 347874
2022-07-09 | 10 | 1678574.4429 | 12030 | 5630 | 565411
2022-07-09 | 11 | 2206536.7699 | 16740 | 7650 | 743642
2022-07-09 | 12 | 2477690.9351 | 18460 | 8870 | 835007
2022-07-09 | 13 | 2504961.9675 | 18160 | 9560 | 844227
2022-07-09 | 14 | 2504961.9675 | 17510 | 9700 | 844057
2022-07-09 | 15 | 2504961.9675 | 17410 | 9370 | 843914
2022-07-09 | 16 | 2363408.5655 | 15880 | 8420 | 795903
2022-07-09 | 17 | 1960487.3657 | 14000 | 6870 | 660452
2022-07-09 | 18 | 1400497.1981 | 10310 | 3970 | 471592
2022-07-09 | 19 | 767521.6794 | 3930 | 1500 | 257651
2022-07-09 | 20 | 0 | 440 | 210 | 217
2022-07-09 | 21 | 0 | 0 | 0 | 0
2022-07-09 | 22 | 0 | 0 | 0 | 0
2022-07-09 | 23 | 0 | 0 | 0 | 0
2022-07-09 | 24 | 0 | 0 | 0 | 0
2022-07-10 | 1 | 0 | 0 | 0 | 0
2022-07-10 | 2 | 0 | 0 | 0 | 0
2022-07-10 | 3 | 0 | 0 | 0 | 0
2022-07-10 | 4 | 0 | 0 | 0 | 0
2022-07-10 | 5 | 0 | 0 | 0 | 0
2022-07-10 | 6 | 0 | 100 | 20 | 40
2022-07-10 | 7 | 0 | 890 | 180 | 357
2022-07-10 | 8 | 379749.7749 | 1910 | 560 | 127407
2022-07-10 | 9 | 1006935.8349 | 4930 | 2180 | 338015
2022-07-10 | 10 | 1622100.234 | 12550 | 5530 | 546727
2022-07-10 | 11 | 2138195.9915 | 15990 | 7510 | 720565
2022-07-10 | 12 | 2442939.9967 | 17900 | 8490 | 823110
2022-07-10 | 13 | 2504961.9675 | 18200 | 9540 | 844234
2022-07-10 | 14 | 2504961.9675 | 17320 | 9580 | 843954
2022-07-10 | 15 | 2491052.866 | 17220 | 9040 | 839104
2022-07-10 | 16 | 2354487.896 | 15940 | 6650 | 792359
2022-07-10 | 17 | 1874050.3788 | 12820 | 6240 | 631037
2022-07-10 | 18 | 1097415.8049 | 9570 | 3720 | 370235
2022-07-10 | 19 | 786654.7108 | 4920 | 1480 | 264352
2022-07-10 | 20 | 0 | 560 | 170 | 243
2022-07-10 | 21 | 0 | 0 | 0 | 0
2022-07-10 | 22 | 0 | 0 | 0 | 0
2022-07-10 | 23 | 0 | 0 | 0 | 0
2022-07-10 | 24 | 0 | 0 | 0 | 0
2022-07-11 | 1 | 0 | 0 | 0 | 0
2022-07-11 | 2 | 0 | 0 | 0 | 0
2022-07-11 | 3 | 0 | 0 | 0 | 0
2022-07-11 | 4 | 0 | 0 | 0 | 0
2022-07-11 | 5 | 0 | 0 | 0 | 0
2022-07-11 | 6 | 0 | 100 | 20 | 40
2022-07-11 | 7 | 0 | 850 | 310 | 387
2022-07-11 | 8 | 405927.1514 | 2020 | 880 | 136276
2022-07-11 | 9 | 1091740.1314 | 5740 | 2140 | 366540
2022-07-11 | 10 | 1645881.6528 | 11260 | 5410 | 554184
2022-07-11 | 11 | 2070070.982 | 16760 | 7180 | 698004
2022-07-11 | 12 | 2027502.5368 | 18580 | 8250 | 684778
2022-07-11 | 13 | 2504961.9675 | 16750 | 7350 | 843021
2022-07-11 | 14 | 2501495.3613 | 15760 | 8550 | 841935
2022-07-11 | 15 | 1945770.3829 | 17920 | 7000 | 656897
2022-07-11 | 16 | 2334964.5138 | 14860 | 7950 | 785925
2022-07-11 | 17 | 1179633.2598 | 13780 | 6100 | 399838
2022-07-11 | 18 | 1282580.4949 | 8480 | 3410 | 431490
2022-07-11 | 19 | 708673.4176 | 3570 | 1270 | 237838
2022-07-11 | 20 | 0 | 340 | 200 | 180
2022-07-11 | 21 | 0 | 0 | 0 | 0
2022-07-11 | 22 | 0 | 0 | 0 | 0
2022-07-11 | 23 | 0 | 0 | 0 | 0
2022-07-11 | 24 | 0 | 0 | 0 | 0
2022-07-12 | 1 | 0 | 0 | 0 | 0
2022-07-12 | 2 | 0 | 0 | 0 | 0
2022-07-12 | 3 | 0 | 0 | 0 | 0
2022-07-12 | 4 | 0 | 0 | 0 | 0
2022-07-12 | 5 | 0 | 0 | 0 | 0
2022-07-12 | 6 | 0 | 40 | 20 | 20
2022-07-12 | 7 | 0 | 1140 | 270 | 470
2022-07-12 | 8 | 478143.394 | 2840 | 900 | 160628
2022-07-12 | 9 | 353394.6276 | 5410 | 1840 | 120215
2022-07-12 | 10 | 1554976.3441 | 12300 | 3370 | 523549
2022-07-12 | 11 | 2256965.6372 | 15220 | 6370 | 759519
2022-07-12 | 12 | 2381630.4207 | 18370 | 7980 | 802660
2022-07-12 | 13 | 1889257.0734 | 13780 | 5650 | 636229
2022-07-12 | 14 | 2492962.122 | 13140 | 3370 | 836491
2022-07-12 | 15 | 1571805.3579 | 12800 | 7900 | 530835
2022-07-12 | 16 | 915526.6285 | 15760 | 5570 | 312286
2022-07-12 | 17 | 1552754.1637 | 9780 | 220 | 520918
2022-07-12 | 18 | 1579509.3775 | 4790 | 830 | 528376
2022-07-12 | 19 | 0 | 20 | 1560 | 527
2022-07-12 | 20 | 0 | 120 | 560 | 227
2022-07-12 | 21 | 0 | 0 | 50 | 17
2022-07-12 | 22 | 0 | 0 | 0 | 0
2022-07-12 | 23 | 0 | 0 | 0 | 0
2022-07-12 | 24 | 0 | 0 | 0 | 0
2022-07-13 | 1 | 0 | 0 | 0 | 0
2022-07-13 | 2 | 0 | 0 | 0 | 0
2022-07-13 | 3 | 0 | 0 | 0 | 0
2022-07-13 | 4 | 0 | 0 | 0 | 0
2022-07-13 | 5 | 0 | 0 | 0 | 0
2022-07-13 | 6 | 0 | 40 | 0 | 13
2022-07-13 | 7 | 0 | 690 | 160 | 283
2022-07-13 | 8 | 353977.6504 | 1480 | 420 | 118626
2022-07-13 | 9 | 976737.4992 | 4350 | 1990 | 327692
2022-07-13 | 10 | 1611013.5317 | 11330 | 5850 | 542731
2022-07-13 | 11 | 1608768.5823 | 15560 | 6840 | 543723
2022-07-13 | 12 | 1303780.1981 | 15370 | 8140 | 442430
2022-07-13 | 13 | 1928393.4832 | 15370 | 8660 | 650808
2022-07-13 | 14 | 2353964.3288 | 14790 | 6420 | 791725
2022-07-13 | 15 | 2504961.9675 | 14670 | 9180 | 842937
2022-07-13 | 16 | 2370369.1959 | 13300 | 6220 | 796630
2022-07-13 | 17 | 1886231.7801 | 12430 | 4520 | 634394
2022-07-13 | 18 | 1477169.2753 | 10020 | 3800 | 496996
2022-07-13 | 19 | 710322.5589 | 3720 | 1410 | 238484
2022-07-13 | 20 | 0 | 730 | 200 | 310
2022-07-13 | 21 | 0 | 0 | 0 | 0
2022-07-13 | 22 | 0 | 0 | 0 | 0
2022-07-13 | 23 | 0 | 0 | 0 | 0
2022-07-13 | 24 | 0 | 0 | 0 | 0
2022-07-14 | 1 | 0 | 0 | 0 | 0
2022-07-14 | 2 | 0 | 0 | 0 | 0
2022-07-14 | 3 | 0 | 0 | 0 | 0
2022-07-14 | 4 | 0 | 0 | 0 | 0
2022-07-14 | 5 | 0 | 0 | 0 | 0
2022-07-14 | 6 | 0 | 20 | 0 | 7
2022-07-14 | 7 | 0 | 940 | 200 | 380
2022-07-14 | 8 | 212527.6178 | 3890 | 910 | 72443
2022-07-14 | 9 | 534744.978 | 6440 | 2170 | 181118
2022-07-14 | 10 | 1157546.5202 | 10800 | 5400 | 391249
2022-07-14 | 11 | 988454.3419 | 11250 | 6980 | 335561
2022-07-14 | 12 | 1903504.3716 | 13520 | 7690 | 641571
2022-07-14 | 13 | 1350768.9238 | 14870 | 5400 | 457013
2022-07-14 | 14 | 1801729.3215 | 16020 | 3360 | 607036
2022-07-14 | 15 | 2383935.6899 | 14170 | 8680 | 802262
2022-07-14 | 16 | 2504961.9675 | 13150 | 5110 | 841074
2022-07-14 | 17 | 801376.7004 | 9950 | 3890 | 271739
2022-07-14 | 18 | 1260047.4358 | 9720 | 2710 | 424159
2022-07-14 | 19 | 920114.1596 | 2930 | 1630 | 308225
2022-07-14 | 20 | 0 | 840 | 190 | 343
2022-07-14 | 21 | 0 | 0 | 0 | 0
2022-07-14 | 22 | 0 | 0 | 0 | 0
2022-07-14 | 23 | 0 | 0 | 0 | 0
2022-07-14 | 24 | 0 | 0 | 0 | 0
2022-07-15 | 1 | 0 | 0 | 0 | 0
2022-07-15 | 2 | 0 | 0 | 0 | 0
2022-07-15 | 3 | 0 | 0 | 0 | 0
2022-07-15 | 4 | 0 | 0 | 0 | 0
2022-07-15 | 5 | 0 | 0 | 0 | 0
2022-07-15 | 6 | 0 | 80 | 20 | 33
2022-07-15 | 7 | 0 | 740 | 160 | 300
2022-07-15 | 8 | 379070.9078 | 1660 | 440 | 127057
2022-07-15 | 9 | 973451.8528 | 4670 | 2000 | 326707
2022-07-15 | 10 | 1604179.1439 | 11970 | 5380 | 540510
2022-07-15 | 11 | 2102453.2318 | 15440 | 7390 | 708428
2022-07-15 | 12 | 2428518.7721 | 16230 | 8220 | 817656
2022-07-15 | 13 | 2451673.2693 | 15810 | 8670 | 825384
2022-07-15 | 14 | 2504961.9675 | 14720 | 8850 | 842844
2022-07-15 | 15 | 2215632.9155 | 15100 | 6620 | 745784
2022-07-15 | 16 | 1837985.6348 | 15100 | 8120 | 620402
2022-07-15 | 17 | 1909734.3683 | 12930 | 6750 | 643138
2022-07-15 | 18 | 1370947.361 | 10160 | 2740 | 461282
2022-07-15 | 19 | 742385.5066 | 3860 | 1170 | 249139
2022-07-15 | 20 | 0 | 350 | 190 | 180
2022-07-15 | 21 | 0 | 0 | 0 | 0
2022-07-15 | 22 | 0 | 0 | 0 | 0
2022-07-15 | 23 | 0 | 0 | 0 | 0
2022-07-15 | 24 | 0 | 0 | 0 | 0
2022-07-16 | 1 | 0 | 0 | 0 | 0
2022-07-16 | 2 | 0 | 0 | 0 | 0
2022-07-16 | 3 | 0 | 0 | 0 | 0
2022-07-16 | 4 | 0 | 0 | 0 | 0
2022-07-16 | 5 | 0 | 0 | 0 | 0
2022-07-16 | 6 | 0 | 140 | 50 | 63
2022-07-16 | 7 | 0 | 1180 | 530 | 570
2022-07-16 | 8 | 450993.1207 | 3240 | 1270 | 151834
2022-07-16 | 9 | 791830.0629 | 7000 | 2560 | 267130
2022-07-16 | 10 | 874282.4793 | 10540 | 4660 | 296494
2022-07-16 | 11 | 1540239.6917 | 11480 | 5390 | 519037
2022-07-16 | 12 | 1982169.7474 | 14840 | 6680 | 667897
2022-07-16 | 13 | 1293223.6195 | 6630 | 6750 | 435535
2022-07-16 | 14 | 1128732.8005 | 6980 | 6570 | 380761
2022-07-16 | 15 | 1789106.1306 | 12920 | 7460 | 603162
2022-07-16 | 16 | 1601225.6145 | 11670 | 5790 | 539562
2022-07-16 | 17 | 979104.6977 | 7850 | 5600 | 330852
2022-07-16 | 18 | 1075116.992 | 6550 | 3480 | 361716
2022-07-16 | 19 | 415895.5216 | 2290 | 1920 | 140035
2022-07-16 | 20 | 0 | 460 | 530 | 330
2022-07-16 | 21 | 0 | 0 | 20 | 7
2022-07-16 | 22 | 0 | 0 | 0 | 0
2022-07-16 | 23 | 0 | 0 | 0 | 0
2022-07-16 | 24 | 0 | 0 | 0 | 0
2022-07-17 | 1 | 0 | 0 | 0 | 0
2022-07-17 | 2 | 0 | 0 | 0 | 0
2022-07-17 | 3 | 0 | 0 | 0 | 0
2022-07-17 | 4 | 0 | 0 | 0 | 0
2022-07-17 | 5 | 0 | 0 | 0 | 0
2022-07-17 | 6 | 0 | 100 | 0 | 33
2022-07-17 | 7 | 0 | 960 | 220 | 393
2022-07-17 | 8 | 94998.5534 | 1890 | 580 | 32490
2022-07-17 | 9 | 921328.8426 | 4860 | 2480 | 309556
2022-07-17 | 10 | 1479066.3719 | 10840 | 4550 | 498152
2022-07-17 | 11 | 1979328.8708 | 14690 | 5450 | 666490
2022-07-17 | 12 | 2270673.0366 | 14520 | 7130 | 764108
2022-07-17 | 13 | 2463435.8883 | 13590 | 8710 | 828579
2022-07-17 | 14 | 616190.6123 | 7420 | 8920 | 210844
2022-07-17 | 15 | 479526.0131 | 11800 | 7700 | 166342
2022-07-17 | 16 | 1594442.3676 | 14080 | 6800 | 538441
2022-07-17 | 17 | 1927192.9264 | 12410 | 5820 | 648474
2022-07-17 | 18 | 1321913.2423 | 8350 | 2760 | 444341
2022-07-17 | 19 | 709448.6356 | 3450 | 1280 | 238060
2022-07-17 | 20 | 0 | 330 | 240 | 190
2022-07-17 | 21 | 0 | 0 | 0 | 0
2022-07-17 | 22 | 0 | 0 | 0 | 0
2022-07-17 | 23 | 0 | 0 | 0 | 0
2022-07-17 | 24 | 0 | 0 | 0 | 0
2022-07-18 | 1 | 0 | 0 | 0 | 0
2022-07-18 | 2 | 0 | 0 | 0 | 0
2022-07-18 | 3 | 0 | 0 | 0 | 0
2022-07-18 | 4 | 0 | 0 | 0 | 0
2022-07-18 | 5 | 0 | 0 | 0 | 0
2022-07-18 | 6 | 0 | 130 | 30 | 53
2022-07-18 | 7 | 0 | 1770 | 470 | 747
2022-07-18 | 8 | 339940.9652 | 4290 | 1270 | 115167
2022-07-18 | 9 | 469556.5999 | 5230 | 2390 | 159059
2022-07-18 | 10 | 1578076.9587 | 11990 | 2100 | 530722
2022-07-18 | 11 | 1311779.9759 | 10200 | 1420 | 441133
2022-07-18 | 12 | 550620.7347 | 50000 | 1760 | 200794
2022-07-18 | 13 | 632061.1238 | 5940 | 1840 | 213280
2022-07-18 | 14 | 609257.4 | 5840 | 1370 | 205489
2022-07-18 | 15 | 511792.1829 | 4860 | 1340 | 172664
2022-07-18 | 16 | 0 | 2800 | 10000 | 4267
2022-07-18 | 17 | 0 | 1360 | 830 | 730
2022-07-18 | 18 | 224055.4094 | 1920 | 730 | 75568
2022-07-18 | 19 | 0 | 540 | 340 | 293
2022-07-18 | 20 | 0 | 0 | 20 | 7
2022-07-18 | 21 | 0 | 0 | 0 | 0
2022-07-18 | 22 | 0 | 0 | 0 | 0
2022-07-18 | 23 | 0 | 0 | 0 | 0
2022-07-18 | 24 | 0 | 0 | 0 | 0
2022-07-19 | 1 | 0 | 0 | 0 | 0
2022-07-19 | 2 | 0 | 0 | 0 | 0
2022-07-19 | 3 | 0 | 0 | 0 | 0
2022-07-19 | 4 | 0 | 0 | 0 | 0
2022-07-19 | 5 | 0 | 0 | 0 | 0
2022-07-19 | 6 | 0 | 0 | 0 | 0
2022-07-19 | 7 | 0 | 730 | 130 | 287
2022-07-19 | 8 | 358284.0264 | 1260 | 660 | 120068
2022-07-19 | 9 | 711655.7956 | 4150 | 1800 | 239202
2022-07-19 | 10 | 1597397.089 | 11490 | 5080 | 537989
2022-07-19 | 11 | 2088716.0301 | 16200 | 7200 | 704039
2022-07-19 | 12 | 2392441.5112 | 17350 | 8510 | 806101
2022-07-19 | 13 | 2503083.7059 | 17400 | 9150 | 843211
2022-07-19 | 14 | 2497866.3921 | 16580 | 8090 | 840845
2022-07-19 | 15 | 2457034.8263 | 14120 | 6730 | 825962
2022-07-19 | 16 | 2059551.9543 | 14190 | 7820 | 693854
2022-07-19 | 17 | 1854971.7665 | 12520 | 5390 | 624294
2022-07-19 | 18 | 1342450.6187 | 9170 | 3320 | 451647
2022-07-19 | 19 | 701320.5886 | 3320 | 1150 | 235264
2022-07-19 | 20 | 0 | 170 | 200 | 123
2022-07-19 | 21 | 0 | 0 | 0 | 0
2022-07-19 | 22 | 0 | 0 | 0 | 0
2022-07-19 | 23 | 0 | 0 | 0 | 0
2022-07-19 | 24 | 0 | 0 | 0 | 0
2022-07-20 | 1 | 0 | 0 | 0 | 0
2022-07-20 | 2 | 0 | 0 | 0 | 0
2022-07-20 | 3 | 0 | 0 | 0 | 0
2022-07-20 | 4 | 0 | 0 | 0 | 0
2022-07-20 | 5 | 0 | 0 | 0 | 0
2022-07-20 | 6 | 0 | 50 | 0 | 17
2022-07-20 | 7 | 0 | 640 | 180 | 273
2022-07-20 | 8 | 168597.43 | 1540 | 490 | 56876
2022-07-20 | 9 | 881475.4486 | 4310 | 1880 | 295888
2022-07-20 | 10 | 1455989.8376 | 10250 | 5080 | 490440
2022-07-20 | 11 | 1956341.6243 | 13610 | 6760 | 658904
2022-07-20 | 12 | 2295407.5336 | 14310 | 7380 | 772366
2022-07-20 | 13 | 2484962.225 | 13100 | 9300 | 835787
2022-07-20 | 14 | 2289355.278 | 12830 | 8940 | 770375
2022-07-20 | 15 | 2440696.2395 | 13190 | 8930 | 820939
2022-07-20 | 16 | 2197923.4219 | 11700 | 7700 | 739108
2022-07-20 | 17 | 1796883.8215 | 9250 | 5860 | 603998
2022-07-20 | 18 | 1261057.4961 | 7290 | 3480 | 423942
2022-07-20 | 19 | 663567.6622 | 2780 | 940 | 222429
2022-07-20 | 20 | 0 | 210 | 180 | 130
2022-07-20 | 21 | 0 | 0 | 0 | 0
2022-07-20 | 22 | 0 | 0 | 0 | 0
2022-07-20 | 23 | 0 | 0 | 0 | 0
2022-07-20 | 24 | 0 | 0 | 0 | 0
2022-07-21 | 1 | 0 | 0 | 0 | 0
2022-07-21 | 2 | 0 | 0 | 0 | 0
2022-07-21 | 3 | 0 | 0 | 0 | 0
2022-07-21 | 4 | 0 | 0 | 0 | 0
2022-07-21 | 5 | 0 | 0 | 0 | 0
2022-07-21 | 6 | 0 | 0 | 0 | 0
2022-07-21 | 7 | 0 | 1040 | 380 | 473
2022-07-21 | 8 | 377660.9302 | 2810 | 970 | 127147
2022-07-21 | 9 | 800961.8521 | 4800 | 2470 | 269411
2022-07-21 | 10 | 1493510.6039 | 11330 | 4770 | 503204
2022-07-21 | 11 | 2004969.5969 | 14560 | 5140 | 674890
2022-07-21 | 12 | 2053249.836 | 15260 | 7400 | 691970
2022-07-21 | 13 | 934985.7569 | 15810 | 8710 | 319835
2022-07-21 | 14 | 1397286.4151 | 12470 | 7680 | 472479
2022-07-21 | 15 | 2120682.0011 | 14190 | 4380 | 713084
2022-07-21 | 16 | 1992711.544 | 7020 | 2450 | 667394
2022-07-21 | 17 | 0 | 880 | 680 | 520
2022-07-21 | 18 | 1519942.8797 | 9740 | 2410 | 510698
2022-07-21 | 19 | 0 | 1080 | 1670 | 917
2022-07-21 | 20 | 0 | 160 | 190 | 117
2022-07-21 | 21 | 0 | 0 | 0 | 0
2022-07-21 | 22 | 0 | 0 | 0 | 0
2022-07-21 | 23 | 0 | 0 | 0 | 0
2022-07-21 | 24 | 0 | 0 | 0 | 0
2022-07-22 | 1 | 0 | 0 | 0 | 0
2022-07-22 | 2 | 0 | 0 | 0 | 0
2022-07-22 | 3 | 0 | 0 | 0 | 0
2022-07-22 | 4 | 0 | 0 | 0 | 0
2022-07-22 | 5 | 0 | 0 | 0 | 0
2022-07-22 | 6 | 0 | 20 | 0 | 7
2022-07-22 | 7 | 0 | 600 | 150 | 250
2022-07-22 | 8 | 330328.2857 | 1490 | 430 | 110749
2022-07-22 | 9 | 930319.19 | 4550 | 1860 | 312243
2022-07-22 | 10 | 1528041.1243 | 10930 | 5160 | 514710
2022-07-22 | 11 | 1987247.5863 | 14520 | 6670 | 669479
2022-07-22 | 12 | 2319590.3301 | 15820 | 7610 | 781007
2022-07-22 | 13 | 2467720.747 | 15560 | 6240 | 829840
2022-07-22 | 14 | 2497700.2144 | 14470 | 5350 | 839173
2022-07-22 | 15 | 2477682.1136 | 14750 | 7770 | 833401
2022-07-22 | 16 | 1728307.0087 | 10360 | 7450 | 582039
2022-07-22 | 17 | 1640174.9849 | 10560 | 6410 | 552382
2022-07-22 | 18 | 1248899.9367 | 6990 | 3310 | 419733
2022-07-22 | 19 | 750988.543 | 3390 | 1080 | 251820
2022-07-22 | 20 | 0 | 270 | 240 | 170
2022-07-22 | 21 | 0 | 0 | 0 | 0
2022-07-22 | 22 | 0 | 0 | 0 | 0
2022-07-22 | 23 | 0 | 0 | 0 | 0
2022-07-22 | 24 | 0 | 0 | 0 | 0
2022-07-23 | 1 | 0 | 0 | 0 | 0
2022-07-23 | 2 | 0 | 0 | 0 | 0
2022-07-23 | 3 | 0 | 0 | 0 | 0
2022-07-23 | 4 | 0 | 0 | 0 | 0
2022-07-23 | 5 | 0 | 0 | 0 | 0
2022-07-23 | 6 | 0 | 0 | 0 | 0
2022-07-23 | 7 | 0 | 1070 | 160 | 410
2022-07-23 | 8 | 94998.5534 | 2490 | 440 | 32643
2022-07-23 | 9 | 756750.4048 | 4560 | 1810 | 254373
2022-07-23 | 10 | 1304240.8228 | 10300 | 5180 | 439907
2022-07-23 | 11 | 1728118.8965 | 12720 | 7170 | 582670
2022-07-23 | 12 | 2038702.2495 | 13560 | 8450 | 686904
2022-07-23 | 13 | 2194906.4732 | 12060 | 9080 | 738682
2022-07-23 | 14 | 2176906.8241 | 10950 | 9240 | 732366
2022-07-23 | 15 | 2154567.2417 | 11450 | 8500 | 724839
2022-07-23 | 16 | 1932645.5593 | 11670 | 7860 | 650725
2022-07-23 | 17 | 1591956.9731 | 10100 | 6180 | 536079
2022-07-23 | 18 | 1305568.3374 | 8320 | 3310 | 439066
2022-07-23 | 19 | 681407.7497 | 30000 | 1220 | 237543
2022-07-23 | 20 | 0 | 70 | 150 | 73
2022-07-23 | 21 | 0 | 0 | 0 | 0
2022-07-23 | 22 | 0 | 0 | 0 | 0
2022-07-23 | 23 | 0 | 0 | 0 | 0
2022-07-23 | 24 | 0 | 0 | 0 | 0
2022-07-24 | 1 | 0 | 0 | 0 | 0
2022-07-24 | 2 | 0 | 0 | 0 | 0
2022-07-24 | 3 | 0 | 0 | 0 | 0
2022-07-24 | 4 | 0 | 0 | 0 | 0
2022-07-24 | 5 | 0 | 0 | 0 | 0
2022-07-24 | 6 | 0 | 0 | 0 | 0
2022-07-24 | 7 | 0 | 770 | 370 | 380
2022-07-24 | 8 | 333292.8121 | 2900 | 660 | 112284
2022-07-24 | 9 | 734725.6541 | 5440 | 1780 | 247315
2022-07-24 | 10 | 1453267.3359 | 10050 | 4890 | 489402
2022-07-24 | 11 | 1922081.9473 | 12830 | 6960 | 647291
2022-07-24 | 12 | 2260105.3715 | 13640 | 8360 | 760702
2022-07-24 | 13 | 2474962.2345 | 13100 | 8620 | 832227
2022-07-24 | 14 | 2184966.8026 | 13790 | 8250 | 735669
2022-07-24 | 15 | 2074968.338 | 14930 | 9080 | 699659
2022-07-24 | 16 | 1914970.8748 | 12710 | 7990 | 645224
2022-07-24 | 17 | 1602399.23 | 11860 | 3850 | 539370
2022-07-24 | 18 | 1115713.954 | 8140 | 2160 | 375338
2022-07-24 | 19 | 99998.4741 | 1850 | 1070 | 34306
2022-07-24 | 20 | 0 | 300 | 100 | 133
2022-07-24 | 21 | 0 | 0 | 0 | 0
2022-07-24 | 22 | 0 | 0 | 0 | 0
2022-07-24 | 23 | 0 | 0 | 0 | 0
2022-07-24 | 24 | 0 | 0 | 0 | 0
2022-07-25 | 1 | 0 | 0 | 0 | 0
2022-07-25 | 2 | 0 | 0 | 0 | 0
2022-07-25 | 3 | 0 | 0 | 0 | 0
2022-07-25 | 4 | 0 | 0 | 0 | 0
2022-07-25 | 5 | 0 | 0 | 0 | 0
2022-07-25 | 6 | 0 | 0 | 0 | 0
2022-07-25 | 7 | 0 | 530 | 140 | 223
2022-07-25 | 8 | 0 | 1130 | 20 | 383
2022-07-25 | 9 | 0 | 2320 | 20 | 780
2022-07-25 | 10 | 0 | 1470 | 460 | 643
2022-07-25 | 11 | 0 | 2520 | 1280 | 1267
2022-07-25 | 12 | 392910.6891 | 2190 | 2480 | 132527
2022-07-25 | 13 | 439993.2921 | 3520 | 1860 | 148458
2022-07-25 | 14 | 455393.0759 | 3090 | 3770 | 154084
2022-07-25 | 15 | 0 | 6430 | 4240 | 3557
2022-07-25 | 16 | 1779772.8777 | 13650 | 5380 | 599601
2022-07-25 | 17 | 836039.9008 | 8360 | 5800 | 283400
2022-07-25 | 18 | 0 | 2740 | 980 | 1240
2022-07-25 | 19 | 966037.9291 | 2030 | 1230 | 323099
2022-07-25 | 20 | 0 | 320 | 330 | 217
2022-07-25 | 21 | 0 | 0 | 0 | 0
2022-07-25 | 22 | 0 | 0 | 0 | 0
2022-07-25 | 23 | 0 | 0 | 0 | 0
2022-07-25 | 24 | 0 | 0 | 0 | 0
2022-07-26 | 1 | 0 | 0 | 0 | 0
2022-07-26 | 2 | 0 | 0 | 0 | 0
2022-07-26 | 3 | 0 | 0 | 0 | 0
2022-07-26 | 4 | 0 | 0 | 0 | 0
2022-07-26 | 5 | 0 | 0 | 0 | 0
2022-07-26 | 6 | 0 | 0 | 0 | 0
2022-07-26 | 7 | 0 | 560 | 120 | 227
2022-07-26 | 8 | 0 | 1430 | 360 | 597
2022-07-26 | 9 | 832787.3349 | 4840 | 1920 | 279849
2022-07-26 | 10 | 1412778.4967 | 13120 | 5020 | 476973
2022-07-26 | 11 | 1843795.5379 | 17320 | 70000 | 643705
2022-07-26 | 12 | 2036860.9428 | 17830 | 7190 | 687294
2022-07-26 | 13 | 2194966.5546 | 15130 | 7470 | 739189
2022-07-26 | 14 | 998169.5414 | 15730 | 8410 | 340770
2022-07-26 | 15 | 947090.8642 | 15620 | 7330 | 323347
2022-07-26 | 16 | 1060850.5011 | 8720 | 5560 | 358377
2022-07-26 | 17 | 803948.76 | 9170 | 4080 | 272400
2022-07-26 | 18 | 722500.0858 | 6320 | 2660 | 243827
2022-07-26 | 19 | 467126.2205 | 4380 | 1130 | 157545
2022-07-26 | 20 | 0 | 270 | 130 | 133
2022-07-26 | 21 | 0 | 0 | 0 | 0
2022-07-26 | 22 | 0 | 0 | 0 | 0
2022-07-26 | 23 | 0 | 0 | 0 | 0
2022-07-26 | 24 | 0 | 0 | 0 | 0
2022-07-27 | 1 | 0 | 0 | 0 | 0
2022-07-27 | 2 | 0 | 0 | 0 | 0
2022-07-27 | 3 | 0 | 0 | 0 | 0
2022-07-27 | 4 | 0 | 0 | 0 | 0
2022-07-27 | 5 | 0 | 0 | 0 | 0
2022-07-27 | 6 | 0 | 0 | 0 | 0
2022-07-27 | 7 | 0 | 510 | 170 | 227
2022-07-27 | 8 | 0 | 1290 | 430 | 573
2022-07-27 | 9 | 829212.5463 | 5200 | 1710 | 278708
2022-07-27 | 10 | 1378064.6324 | 13620 | 5400 | 465695
2022-07-27 | 11 | 1850761.2944 | 15940 | 6530 | 624410
2022-07-27 | 12 | 1963370.0848 | 16060 | 7130 | 662187
2022-07-27 | 13 | 1708724.0219 | 15650 | 8750 | 577708
2022-07-27 | 14 | 1308580.1601 | 15240 | 8340 | 444053
2022-07-27 | 15 | 2099677.5627 | 16160 | 7270 | 707703
2022-07-27 | 16 | 1920137.4054 | 11860 | 6820 | 646272
2022-07-27 | 17 | 1482374.6681 | 11840 | 3640 | 499285
2022-07-27 | 18 | 1402178.6451 | 9840 | 2830 | 471616
2022-07-27 | 19 | 651946.6043 | 3410 | 980 | 218779
2022-07-27 | 20 | 0 | 350 | 300 | 217
2022-07-27 | 21 | 0 | 0 | 0 | 0
2022-07-27 | 22 | 0 | 0 | 0 | 0
2022-07-27 | 23 | 0 | 0 | 0 | 0
2022-07-27 | 24 | 0 | 0 | 0 | 0
2022-07-28 | 1 | 0 | 0 | 0 | 0
2022-07-28 | 2 | 0 | 0 | 0 | 0
2022-07-28 | 3 | 0 | 0 | 0 | 0
2022-07-28 | 4 | 0 | 0 | 0 | 0
2022-07-28 | 5 | 0 | 0 | 0 | 0
2022-07-28 | 6 | 0 | 50 | 0 | 17
2022-07-28 | 7 | 0 | 690 | 210 | 300
2022-07-28 | 8 | 60788.5495 | 3120 | 520 | 21476
2022-07-28 | 9 | 481208.8907 | 5450 | 1800 | 162820
2022-07-28 | 10 | 608990.7289 | 10930 | 4940 | 208287
2022-07-28 | 11 | 1741730.2132 | 15180 | 6310 | 587740
2022-07-28 | 12 | 1968220.3531 | 15300 | 6780 | 663433
2022-07-28 | 13 | 1596575.737 | 13560 | 6190 | 538775
2022-07-28 | 14 | 1269480.7053 | 13490 | 8420 | 430464
2022-07-28 | 15 | 1266180.7537 | 13580 | 4720 | 428160
2022-07-28 | 16 | 1990627.6464 | 12730 | 4210 | 669189
2022-07-28 | 17 | 514992.1775 | 12920 | 2100 | 176671
2022-07-28 | 18 | 1334979.6534 | 6850 | 960 | 447597
2022-07-28 | 19 | 0 | 570 | 70 | 213
2022-07-28 | 20 | 0 | 0 | 290 | 97
2022-07-28 | 21 | 0 | 0 | 0 | 0
2022-07-28 | 22 | 0 | 0 | 0 | 0
2022-07-28 | 23 | 0 | 0 | 0 | 0
2022-07-28 | 24 | 0 | 0 | 0 | 0
2022-07-29 | 1 | 0 | 0 | 0 | 0
2022-07-29 | 2 | 0 | 0 | 0 | 0
2022-07-29 | 3 | 0 | 0 | 0 | 0
2022-07-29 | 4 | 0 | 0 | 0 | 0
2022-07-29 | 5 | 0 | 0 | 0 | 0
2022-07-29 | 6 | 0 | 0 | 0 | 0
2022-07-29 | 7 | 0 | 730 | 120 | 283
2022-07-29 | 8 | 0 | 3050 | 780 | 1277
2022-07-29 | 9 | 495117.4855 | 5920 | 2210 | 167749
2022-07-29 | 10 | 1371517.539 | 11200 | 5070 | 462596
2022-07-29 | 11 | 1847749.5909 | 16260 | 7170 | 623727
2022-07-29 | 12 | 0 | 15500 | 8550 | 8017
2022-07-29 | 13 | 0 | 16980 | 9090 | 8690
2022-07-29 | 14 | 1256314.2776 | 16810 | 10020 | 427715
2022-07-29 | 15 | 2491219.9974 | 17230 | 8680 | 839043
2022-07-29 | 16 | 2435762.8822 | 15640 | 8130 | 819844
2022-07-29 | 17 | 1921170.7115 | 13940 | 5470 | 646860
2022-07-29 | 18 | 1321928.6203 | 10550 | 3360 | 445280
2022-07-29 | 19 | 675049.0665 | 3490 | 1050 | 226530
2022-07-29 | 20 | 0 | 160 | 150 | 103
2022-07-29 | 21 | 0 | 0 | 0 | 0
2022-07-29 | 22 | 0 | 0 | 0 | 0
2022-07-29 | 23 | 0 | 0 | 0 | 0
2022-07-29 | 24 | 0 | 0 | 0 | 0
2022-07-30 | 1 | 0 | 0 | 0 | 0
2022-07-30 | 2 | 0 | 0 | 0 | 0
2022-07-30 | 3 | 0 | 0 | 0 | 0
2022-07-30 | 4 | 0 | 0 | 0 | 0
2022-07-30 | 5 | 0 | 0 | 0 | 0
2022-07-30 | 6 | 0 | 0 | 0 | 0
2022-07-30 | 7 | 0 | 750 | 80 | 277
2022-07-30 | 8 | 22999.6499 | 1760 | 310 | 8357
2022-07-30 | 9 | 958014.7266 | 5130 | 1580 | 321575
2022-07-30 | 10 | 1583775.878 | 13220 | 5410 | 534135
2022-07-30 | 11 | 2083368.3014 | 16590 | 5000 | 701653
2022-07-30 | 12 | 2466673.6126 | 18340 | 4420 | 829811
2022-07-30 | 13 | 840987.2055 | 16090 | 7050 | 288042
2022-07-30 | 14 | 2467362.4039 | 17630 | 6950 | 830647
2022-07-30 | 15 | 2510695.219 | 12570 | 4050 | 842438
2022-07-30 | 16 | 2460488.7962 | 14740 | 2910 | 826046
2022-07-30 | 17 | 2010302.7821 | 13590 | 3730 | 675874
2022-07-30 | 18 | 1273358.9411 | 9370 | 2400 | 428376
2022-07-30 | 19 | 688118.3386 | 3050 | 1390 | 230853
2022-07-30 | 20 | 0 | 160 | 210 | 123
2022-07-30 | 21 | 0 | 0 | 0 | 0
2022-07-30 | 22 | 0 | 0 | 0 | 0
2022-07-30 | 23 | 0 | 0 | 0 | 0
2022-07-30 | 24 | 0 | 0 | 0 | 0
2022-07-31 | 1 | 0 | 0 | 0 | 0
2022-07-31 | 2 | 0 | 0 | 0 | 0
2022-07-31 | 3 | 0 | 0 | 0 | 0
2022-07-31 | 4 | 0 | 0 | 0 | 0
2022-07-31 | 5 | 0 | 0 | 0 | 0
2022-07-31 | 6 | 0 | 0 | 0 | 0
2022-07-31 | 7 | 0 | 510 | 100 | 203
2022-07-31 | 8 | 150731.042 | 1230 | 330 | 50764
2022-07-31 | 9 | 907661.736 | 5090 | 1630 | 304794
2022-07-31 | 10 | 1535984.0393 | 12970 | 5330 | 518095
2022-07-31 | 11 | 2017600.5363 | 16550 | 7360 | 680504
2022-07-31 | 12 | 2436814.785 | 15520 | 8780 | 820372
2022-07-31 | 13 | 2498895.4067 | 14570 | 8880 | 840782
2022-07-31 | 14 | 2482295.5132 | 15460 | 8750 | 835502
2022-07-31 | 15 | 2343631.0291 | 14090 | 8170 | 788630
2022-07-31 | 16 | 1636696.9347 | 13410 | 6810 | 552306
2022-07-31 | 17 | 1706232.3093 | 11470 | 5980 | 574561
2022-07-31 | 18 | 1217781.4245 | 7440 | 2990 | 409404
2022-07-31 | 19 | 445126.5633 | 2220 | 970 | 149439
2022-07-31 | 20 | 0 | 320 | 190 | 170
2022-07-31 | 21 | 0 | 0 | 0 | 0
2022-07-31 | 22 | 0 | 0 | 0 | 0
2022-07-31 | 23 | 0 | 0 | 0 | 0
2022-07-31 | 24 | 0 | 0 | 0 | 0
2022-08-01 | 1 | 0 | 0 | 0 | 0
2022-08-01 | 2 | 0 | 0 | 0 | 0
2022-08-01 | 3 | 0 | 0 | 0 | 0
2022-08-01 | 4 | 0 | 0 | 0 | 0
2022-08-01 | 5 | 0 | 0 | 0 | 0
2022-08-01 | 6 | 0 | 0 | 0 | 0
2022-08-01 | 7 | 0 | 500 | 200 | 233
2022-08-01 | 8 | 0 | 3630 | 350 | 1327
2022-08-01 | 9 | 873386.6811 | 6280 | 1590 | 293752
2022-08-01 | 10 | 1576109.4093 | 13320 | 5220 | 531550
2022-08-01 | 11 | 2016748.1899 | 16560 | 6520 | 679943
2022-08-01 | 12 | 2107467.8898 | 16570 | 8480 | 710839
2022-08-01 | 13 | 2484362.1254 | 14710 | 8510 | 835861
2022-08-01 | 14 | 830587.3871 | 13440 | 9510 | 284512
2022-08-01 | 15 | 1850234.9854 | 6490 | 8000 | 621575
2022-08-01 | 16 | 1091476.9173 | 7250 | 7810 | 368846
2022-08-01 | 17 | 1086036.0861 | 7350 | 4800 | 366062
2022-08-01 | 18 | 534991.8604 | 5850 | 3350 | 181397
2022-08-01 | 19 | 686570.2868 | 3610 | 1300 | 230493
2022-08-01 | 20 | 0 | 120 | 180 | 100
2022-08-01 | 21 | 0 | 0 | 0 | 0
2022-08-01 | 22 | 0 | 0 | 0 | 0
2022-08-01 | 23 | 0 | 0 | 0 | 0
2022-08-01 | 24 | 0 | 0 | 0 | 0
2022-08-02 | 1 | 0 | 0 | 0 | 0
2022-08-02 | 2 | 0 | 0 | 0 | 0
2022-08-02 | 3 | 0 | 0 | 0 | 0
2022-08-02 | 4 | 0 | 0 | 0 | 0
2022-08-02 | 5 | 0 | 0 | 0 | 0
2022-08-02 | 6 | 0 | 0 | 0 | 0
2022-08-02 | 7 | 0 | 770 | 120 | 297
2022-08-02 | 8 | 0 | 2430 | 380 | 937
2022-08-02 | 9 | 935248.9114 | 5290 | 1640 | 314060
2022-08-02 | 10 | 1437954.9026 | 12190 | 5040 | 485062
2022-08-02 | 11 | 1913820.5051 | 14570 | 7480 | 645290
2022-08-02 | 12 | 2282881.9752 | 16310 | 7420 | 768871
2022-08-02 | 13 | 914986.074 | 15870 | 4210 | 311689
2022-08-02 | 14 | 1412791.0137 | 12190 | 5110 | 476697
2022-08-02 | 15 | 1393867.7311 | 11150 | 5880 | 470299
2022-08-02 | 16 | 1931124.4488 | 10710 | 8230 | 650021
2022-08-02 | 17 | 1621475.3389 | 12150 | 4550 | 546058
2022-08-02 | 18 | 1279254.9133 | 8120 | 1600 | 429658
2022-08-02 | 19 | 807685.0772 | 3680 | 840 | 270735
2022-08-02 | 20 | 0 | 100 | 170 | 90
2022-08-02 | 21 | 0 | 0 | 0 | 0
2022-08-02 | 22 | 0 | 0 | 0 | 0
2022-08-02 | 23 | 0 | 0 | 0 | 0
2022-08-02 | 24 | 0 | 0 | 0 | 0
2022-08-03 | 1 | 0 | 0 | 0 | 0
2022-08-03 | 2 | 0 | 0 | 0 | 0
2022-08-03 | 3 | 0 | 0 | 0 | 0
2022-08-03 | 4 | 0 | 0 | 0 | 0
2022-08-03 | 5 | 0 | 0 | 0 | 0
2022-08-03 | 6 | 0 | 0 | 0 | 0
2022-08-03 | 7 | 0 | 410 | 70 | 160
2022-08-03 | 8 | 0 | 1150 | 270 | 473
2022-08-03 | 9 | 897453.0101 | 4450 | 1600 | 301168
2022-08-03 | 10 | 1554609.6563 | 11960 | 5430 | 524000
2022-08-03 | 11 | 2060936.451 | 15490 | 7460 | 694629
2022-08-03 | 12 | 2376870.8706 | 15510 | 8750 | 800377
2022-08-03 | 13 | 2491590.7383 | 15820 | 9400 | 838937
2022-08-03 | 14 | 2506785.3928 | 15180 | 9520 | 843828
2022-08-03 | 15 | 2467517.8528 | 14470 | 8850 | 830279
2022-08-03 | 16 | 2314964.7713 | 14000 | 7780 | 778915
2022-08-03 | 17 | 1016184.5684 | 12430 | 6560 | 345058
2022-08-03 | 18 | 1309208.1547 | 9250 | 3340 | 440599
2022-08-03 | 19 | 653673.47 | 3410 | 850 | 219311
2022-08-03 | 20 | 0 | 150 | 110 | 87
2022-08-03 | 21 | 0 | 0 | 0 | 0
2022-08-03 | 22 | 0 | 0 | 0 | 0
2022-08-03 | 23 | 0 | 0 | 0 | 0
2022-08-03 | 24 | 0 | 0 | 0 | 0
2022-08-04 | 1 | 0 | 0 | 0 | 0
2022-08-04 | 2 | 0 | 0 | 0 | 0
2022-08-04 | 3 | 0 | 0 | 0 | 0
2022-08-04 | 4 | 0 | 0 | 0 | 0
2022-08-04 | 5 | 0 | 0 | 0 | 0
2022-08-04 | 6 | 0 | 0 | 0 | 0
2022-08-04 | 7 | 0 | 540 | 110 | 217
2022-08-04 | 8 | 0 | 1570 | 370 | 647
2022-08-04 | 9 | 860350.0724 | 5160 | 1650 | 289053
2022-08-04 | 10 | 1458127.737 | 11750 | 5070 | 491649
2022-08-04 | 11 | 1941053.0329 | 14370 | 6960 | 654128
2022-08-04 | 12 | 2254125.5951 | 14990 | 8210 | 759109
2022-08-04 | 13 | 2422583.1032 | 14460 | 8910 | 815318
2022-08-04 | 14 | 2463412.7617 | 13830 | 9050 | 828764
2022-08-04 | 15 | 2373965.9786 | 11730 | 8280 | 797992
2022-08-04 | 16 | 2120689.6305 | 10860 | 6260 | 712603
2022-08-04 | 17 | 1736588.0013 | 10180 | 5490 | 584086
2022-08-04 | 18 | 1207756.2809 | 8020 | 2630 | 406135
2022-08-04 | 19 | 336861.521 | 2320 | 240 | 113141
2022-08-04 | 20 | 0 | 0 | 0 | 0
2022-08-04 | 21 | 0 | 0 | 0 | 0
2022-08-04 | 22 | 0 | 0 | 0 | 0
2022-08-04 | 23 | 0 | 0 | 0 | 0
2022-08-04 | 24 | 0 | 0 | 0 | 0
2022-08-05 | 1 | 0 | 0 | 0 | 0
2022-08-05 | 2 | 0 | 0 | 0 | 0
2022-08-05 | 3 | 0 | 0 | 0 | 0
2022-08-05 | 4 | 0 | 0 | 0 | 0
2022-08-05 | 5 | 0 | 0 | 0 | 0
2022-08-05 | 6 | 0 | 0 | 0 | 0
2022-08-05 | 7 | 0 | 820 | 140 | 320
2022-08-05 | 8 | 441204.7267 | 3360 | 610 | 148392
2022-08-05 | 9 | 514058.8284 | 6600 | 980 | 173880
2022-08-05 | 10 | 773470.4018 | 7540 | 3460 | 261490
2022-08-05 | 11 | 1138225.913 | 12670 | 3410 | 384769
2022-08-05 | 12 | 1288713.6936 | 11570 | 5330 | 435205
2022-08-05 | 13 | 1333979.6066 | 12890 | 6100 | 450990
2022-08-05 | 14 | 1447200.1791 | 12590 | 7110 | 488967
2022-08-05 | 15 | 1192315.2208 | 12140 | 5330 | 403262
2022-08-05 | 16 | 2315165.9966 | 10460 | 5690 | 777105
2022-08-05 | 17 | 1683487.8922 | 7250 | 4840 | 565193
2022-08-05 | 18 | 1672574.5201 | 7240 | 3220 | 561012
2022-08-05 | 19 | 617590.6062 | 2200 | 740 | 206844
2022-08-05 | 20 | 0 | 60 | 70 | 43
2022-08-05 | 21 | 0 | 0 | 0 | 0
2022-08-05 | 22 | 0 | 0 | 0 | 0
2022-08-05 | 23 | 0 | 0 | 0 | 0
2022-08-05 | 24 | 0 | 0 | 0 | 0
2022-08-06 | 1 | 0 | 0 | 0 | 0
2022-08-06 | 2 | 0 | 0 | 0 | 0
2022-08-06 | 3 | 0 | 0 | 0 | 0
2022-08-06 | 4 | 0 | 0 | 0 | 0
2022-08-06 | 5 | 0 | 0 | 0 | 0
2022-08-06 | 6 | 0 | 0 | 0 | 0
2022-08-06 | 7 | 0 | 350 | 170 | 173
2022-08-06 | 8 | 0 | 1360 | 740 | 700
2022-08-06 | 9 | 818213.3436 | 4880 | 1910 | 275001
2022-08-06 | 10 | 1394279.2416 | 10490 | 5000 | 469923
2022-08-06 | 11 | 1868228.6739 | 13440 | 4590 | 628753
2022-08-06 | 12 | 2205229.5208 | 11220 | 6890 | 741113
2022-08-06 | 13 | 2204433.2027 | 10650 | 3690 | 739591
2022-08-06 | 14 | 606324.1363 | 10720 | 5720 | 207588
2022-08-06 | 15 | 1444977.9987 | 7330 | 4820 | 485709
2022-08-06 | 16 | 979579.6871 | 9570 | 1270 | 330140
2022-08-06 | 17 | 306928.6644 | 6940 | 2120 | 105330
2022-08-06 | 18 | 0 | 1300 | 1570 | 957
2022-08-06 | 19 | 614100.2178 | 1280 | 1020 | 205467
2022-08-06 | 20 | 0 | 160 | 140 | 100
2022-08-06 | 21 | 0 | 0 | 0 | 0
2022-08-06 | 22 | 0 | 0 | 0 | 0
2022-08-06 | 23 | 0 | 0 | 0 | 0
2022-08-06 | 24 | 0 | 0 | 0 | 0
2022-08-07 | 1 | 0 | 0 | 0 | 0
2022-08-07 | 2 | 0 | 0 | 0 | 0
2022-08-07 | 3 | 0 | 0 | 0 | 0
2022-08-07 | 4 | 0 | 0 | 0 | 0
2022-08-07 | 5 | 0 | 0 | 0 | 0
2022-08-07 | 6 | 0 | 0 | 0 | 0
2022-08-07 | 7 | 0 | 230 | 70 | 100
2022-08-07 | 8 | 0 | 1070 | 420 | 497
2022-08-07 | 9 | 669647.336 | 6020 | 1740 | 225802
2022-08-07 | 10 | 743122.0412 | 9250 | 3400 | 251924
2022-08-07 | 11 | 886039.1974 | 12470 | 4250 | 300920
2022-08-07 | 12 | 2184308.7673 | 14130 | 3000 | 733813
2022-08-07 | 13 | 1380861.4016 | 4490 | 6650 | 464000
2022-08-07 | 14 | 915919.4231 | 6350 | 7640 | 309970
2022-08-07 | 15 | 716322.422 | 14220 | 5870 | 245471
2022-08-07 | 16 | 187568.5751 | 3570 | 4020 | 65053
2022-08-07 | 17 | 434100.5385 | 6840 | 5430 | 148790
2022-08-07 | 18 | 526992.023 | 50000 | 2890 | 193294
2022-08-07 | 19 | 302698.1056 | 2400 | 630 | 101909
2022-08-07 | 20 | 0 | 120 | 90 | 70
2022-08-07 | 21 | 0 | 0 | 0 | 0
2022-08-07 | 22 | 0 | 0 | 0 | 0
2022-08-07 | 23 | 0 | 0 | 0 | 0
2022-08-07 | 24 | 0 | 0 | 0 | 0
2022-08-08 | 1 | 0 | 0 | 0 | 0
2022-08-08 | 2 | 0 | 0 | 0 | 0
2022-08-08 | 3 | 0 | 0 | 0 | 0
2022-08-08 | 4 | 0 | 0 | 0 | 0
2022-08-08 | 5 | 0 | 0 | 0 | 0
2022-08-08 | 6 | 0 | 0 | 0 | 0
2022-08-08 | 7 | 0 | 290 | 60 | 117
2022-08-08 | 8 | 0 | 1270 | 460 | 577
2022-08-08 | 9 | 831192.553 | 4970 | 1780 | 279314
2022-08-08 | 10 | 1439190.0301 | 11050 | 5140 | 485127
2022-08-08 | 11 | 1919093.9665 | 14390 | 6610 | 646698
2022-08-08 | 12 | 2270298.9578 | 15180 | 6110 | 763863
2022-08-08 | 13 | 1872068.1667 | 12770 | 8990 | 631276
2022-08-08 | 14 | 1962136.7455 | 12680 | 8730 | 661182
2022-08-08 | 15 | 2415511.1313 | 12770 | 8370 | 812217
2022-08-08 | 16 | 541563.2129 | 8590 | 6900 | 185684 | Peak
2022-08-08 | 17 | 517019.1526 | 2300 | 5350 | 174890
2022-08-08 | 18 | 534591.9132 | 4220 | 1520 | 180111
2022-08-08 | 19 | 0 | 1150 | 640 | 597
2022-08-08 | 20 | 0 | 40 | 340 | 127
2022-08-08 | 21 | 0 | 0 | 0 | 0
2022-08-08 | 22 | 0 | 0 | 0 | 0
2022-08-08 | 23 | 0 | 0 | 0 | 0
2022-08-08 | 24 | 0 | 0 | 0 | 0
2022-08-09 | 1 | 0 | 0 | 0 | 0
2022-08-09 | 2 | 0 | 0 | 0 | 0
2022-08-09 | 3 | 0 | 0 | 0 | 0
2022-08-09 | 4 | 0 | 0 | 0 | 0
2022-08-09 | 5 | 0 | 0 | 0 | 0
2022-08-09 | 6 | 0 | 0 | 0 | 0
2022-08-09 | 7 | 0 | 490 | 140 | 210
2022-08-09 | 8 | 0 | 2040 | 700 | 913
2022-08-09 | 9 | 500325.7394 | 6090 | 1110 | 169175
2022-08-09 | 10 | 712011.3969 | 7170 | 4380 | 241187
2022-08-09 | 11 | 895662.0693 | 14250 | 4650 | 304854
2022-08-09 | 12 | 1101334.5718 | 13460 | 4610 | 373135
2022-08-09 | 13 | 1176166.296 | 12070 | 4970 | 397735
2022-08-09 | 14 | 822284.7581 | 6380 | 3910 | 277525
2022-08-09 | 15 | 220996.6481 | 11110 | 3680 | 78596
2022-08-09 | 16 | 880586.5645 | 9300 | 4640 | 298176
2022-08-09 | 17 | 496629.5958 | 6840 | 6330 | 169933
2022-08-09 | 18 | 1301072.9551 | 6660 | 2390 | 436708
2022-08-09 | 19 | 696822.7625 | 3440 | 970 | 233744
2022-08-09 | 20 | 0 | 0 | 60 | 20
2022-08-09 | 21 | 0 | 0 | 0 | 0
2022-08-09 | 22 | 0 | 0 | 0 | 0
2022-08-09 | 23 | 0 | 0 | 0 | 0
2022-08-09 | 24 | 0 | 0 | 0 | 0
2022-08-10 | 1 | 0 | 0 | 0 | 0
2022-08-10 | 2 | 0 | 0 | 0 | 0
2022-08-10 | 3 | 0 | 0 | 0 | 0
2022-08-10 | 4 | 0 | 0 | 0 | 0
2022-08-10 | 5 | 0 | 0 | 0 | 0
2022-08-10 | 6 | 0 | 0 | 0 | 0
2022-08-10 | 7 | 0 | 50 | 270 | 107
2022-08-10 | 8 | 0 | 620 | 970 | 530
2022-08-10 | 9 | 0 | 2110 | 2380 | 1497
2022-08-10 | 10 | 331632.1075 | 4400 | 3620 | 113217
2022-08-10 | 11 | 912486.136 | 7900 | 4100 | 308162
2022-08-10 | 12 | 2359288.4541 | 7380 | 6310 | 790993
2022-08-10 | 13 | 801193.1181 | 16750 | 4090 | 274011
2022-08-10 | 14 | 1082914.5908 | 8180 | 6250 | 365782
2022-08-10 | 15 | 1008163.4521 | 12670 | 6540 | 342458
2022-08-10 | 16 | 877653.3008 | 10480 | 4890 | 297674
2022-08-10 | 17 | 2070968.6279 | 6620 | 4080 | 693890
2022-08-10 | 18 | 653656.7211 | 4880 | 2740 | 220426
2022-08-10 | 19 | 328328.3412 | 2210 | 960 | 110499
2022-08-10 | 20 | 0 | 120 | 140 | 87
2022-08-10 | 21 | 0 | 0 | 0 | 0
2022-08-10 | 22 | 0 | 0 | 0 | 0
2022-08-10 | 23 | 0 | 0 | 0 | 0
2022-08-10 | 24 | 0 | 0 | 0 | 0
2022-08-11 | 1 | 0 | 0 | 0 | 0
2022-08-11 | 2 | 0 | 0 | 0 | 0
2022-08-11 | 3 | 0 | 0 | 0 | 0
2022-08-11 | 4 | 0 | 0 | 0 | 0
2022-08-11 | 5 | 0 | 0 | 0 | 0
2022-08-11 | 6 | 0 | 0 | 0 | 0
2022-08-11 | 7 | 0 | 860 | 160 | 340
2022-08-11 | 8 | 0 | 3390 | 740 | 1377
2022-08-11 | 9 | 668626.1892 | 6080 | 2080 | 225595
2022-08-11 | 10 | 628190.3982 | 10400 | 4740 | 214443
2022-08-11 | 11 | 1556771.1592 | 13440 | 6600 | 525604
2022-08-11 | 12 | 1320979.8336 | 15220 | 4470 | 446890
2022-08-11 | 13 | 1843860.7454 | 15400 | 8760 | 622674
2022-08-11 | 14 | 2478962.183 | 12410 | 8000 | 833124
2022-08-11 | 15 | 1293690.0854 | 13680 | 8320 | 438563
2022-08-11 | 16 | 797387.898 | 11610 | 7640 | 272213
2022-08-11 | 17 | 1549976.3489 | 11300 | 5630 | 522302
2022-08-11 | 18 | 842053.8902 | 8360 | 3390 | 284601
2022-08-11 | 19 | 722055.6736 | 3580 | 820 | 242152
2022-08-11 | 20 | 0 | 350 | 30 | 127
2022-08-11 | 21 | 0 | 0 | 0 | 0
2022-08-11 | 22 | 0 | 0 | 0 | 0
2022-08-11 | 23 | 0 | 0 | 0 | 0
2022-08-11 | 24 | 0 | 0 | 0 | 0
2022-08-12 | 1 | 0 | 0 | 0 | 0
2022-08-12 | 2 | 0 | 0 | 0 | 0
2022-08-12 | 3 | 0 | 0 | 0 | 0
2022-08-12 | 4 | 0 | 0 | 0 | 0
2022-08-12 | 5 | 0 | 0 | 0 | 0
2022-08-12 | 6 | 0 | 0 | 0 | 0
2022-08-12 | 7 | 0 | 720 | 60 | 260
2022-08-12 | 8 | 0 | 1290 | 250 | 513
2022-08-12 | 9 | 873831.9874 | 5800 | 1640 | 293757
2022-08-12 | 10 | 1568374.157 | 14130 | 5570 | 529358
2022-08-12 | 11 | 2198716.6405 | 17540 | 7090 | 741116
2022-08-12 | 12 | 2459562.5401 | 18520 | 8780 | 828954
2022-08-12 | 13 | 2504961.9675 | 17460 | 9290 | 843904
2022-08-12 | 14 | 2096168.0412 | 17150 | 7480 | 706933
2022-08-12 | 15 | 2501717.5674 | 17420 | 7120 | 842086
2022-08-12 | 16 | 2102967.9775 | 16240 | 5770 | 708326
2022-08-12 | 17 | 1866838.2168 | 14890 | 5290 | 629006
2022-08-12 | 18 | 475037.1873 | 8280 | 2070 | 161796
2022-08-12 | 19 | 460926.3241 | 1870 | 840 | 154545
2022-08-12 | 20 | 0 | 170 | 110 | 93
2022-08-12 | 21 | 0 | 0 | 0 | 0
2022-08-12 | 22 | 0 | 0 | 0 | 0
2022-08-12 | 23 | 0 | 0 | 0 | 0
2022-08-12 | 24 | 0 | 0 | 0 | 0
2022-08-13 | 1 | 0 | 0 | 0 | 0
2022-08-13 | 2 | 0 | 0 | 0 | 0
2022-08-13 | 3 | 0 | 0 | 0 | 0
2022-08-13 | 4 | 0 | 0 | 0 | 0
2022-08-13 | 5 | 0 | 0 | 0 | 0
2022-08-13 | 6 | 0 | 0 | 0 | 0
2022-08-13 | 7 | 0 | 760 | 30 | 263
2022-08-13 | 8 | 0 | 2990 | 250 | 1080
2022-08-13 | 9 | 386046.7672 | 5470 | 1900 | 131139
2022-08-13 | 10 | 1375779.0327 | 13580 | 5470 | 464943
2022-08-13 | 11 | 2102834.7015 | 13310 | 7210 | 707785
2022-08-13 | 12 | 2473562.2406 | 11240 | 2870 | 829224
2022-08-13 | 13 | 1021651.1488 | 13260 | 5800 | 346904
2022-08-13 | 14 | 2508380.4131 | 11190 | 3340 | 840970
2022-08-13 | 15 | 1018051.1475 | 8940 | 3660 | 343550
2022-08-13 | 16 | 1660369.5154 | 14700 | 1860 | 558977
2022-08-13 | 17 | 754488.5278 | 4110 | 1930 | 253510
2022-08-13 | 18 | 1016413.0926 | 3870 | 380 | 340221
2022-08-13 | 19 | 864320.159 | 1520 | 480 | 288773
2022-08-13 | 20 | 0 | 70 | 110 | 60
2022-08-13 | 21 | 0 | 0 | 0 | 0
2022-08-13 | 22 | 0 | 0 | 0 | 0
2022-08-13 | 23 | 0 | 0 | 0 | 0
2022-08-13 | 24 | 0 | 0 | 0 | 0
2022-08-14 | 1 | 0 | 0 | 0 | 0
2022-08-14 | 2 | 0 | 0 | 0 | 0
2022-08-14 | 3 | 0 | 0 | 0 | 0
2022-08-14 | 4 | 0 | 0 | 0 | 0
2022-08-14 | 5 | 0 | 0 | 0 | 0
2022-08-14 | 6 | 0 | 0 | 0 | 0
2022-08-14 | 7 | 0 | 350 | 120 | 157
2022-08-14 | 8 | 0 | 1240 | 320 | 520
2022-08-14 | 9 | 879853.2486 | 5890 | 1620 | 295788
2022-08-14 | 10 | 1544422.6265 | 13330 | 5600 | 521118
2022-08-14 | 11 | 2080895.6623 | 16610 | 7610 | 701705
2022-08-14 | 12 | 2432240.7246 | 17220 | 7690 | 819050
2022-08-14 | 13 | 2504961.9675 | 13760 | 6160 | 841627
2022-08-14 | 14 | 709313.5715 | 13220 | 8670 | 243735
2022-08-14 | 15 | 631306.231 | 10220 | 6970 | 216165
2022-08-14 | 16 | 1411645.174 | 9950 | 8860 | 476818
2022-08-14 | 17 | 1606575.6083 | 13570 | 6880 | 542342
2022-08-14 | 18 | 1297359.2281 | 10640 | 3140 | 437046
2022-08-14 | 19 | 615264.2965 | 30000 | 550 | 215271
2022-08-14 | 20 | 0 | 100 | 50 | 50
2022-08-14 | 21 | 0 | 0 | 0 | 0
2022-08-14 | 22 | 0 | 0 | 0 | 0
2022-08-14 | 23 | 0 | 0 | 0 | 0
2022-08-14 | 24 | 0 | 0 | 0 | 0
2022-08-15 | 1 | 0 | 0 | 0 | 0
2022-08-15 | 2 | 0 | 0 | 0 | 0
2022-08-15 | 3 | 0 | 0 | 0 | 0
2022-08-15 | 4 | 0 | 0 | 0 | 0
2022-08-15 | 5 | 0 | 0 | 0 | 0
2022-08-15 | 6 | 0 | 0 | 0 | 0
2022-08-15 | 7 | 0 | 360 | 60 | 140
2022-08-15 | 8 | 0 | 1270 | 260 | 510
2022-08-15 | 9 | 878386.6167 | 5880 | 1620 | 295296
2022-08-15 | 10 | 1548276.4244 | 13180 | 5520 | 522325
2022-08-15 | 11 | 1944970.3693 | 15970 | 7430 | 656123
2022-08-15 | 12 | 2031102.4189 | 15480 | 8940 | 685174
2022-08-15 | 13 | 2504167.3183 | 12850 | 8330 | 841782
2022-08-15 | 14 | 2338385.3436 | 15840 | 6890 | 787038
2022-08-15 | 15 | 1081650.2571 | 14890 | 8020 | 368187
2022-08-15 | 16 | 640990.2573 | 14320 | 4940 | 220083
2022-08-15 | 17 | 787929.1773 | 13550 | 3570 | 268350
2022-08-15 | 18 | 1374513.9837 | 9700 | 2400 | 462205
2022-08-15 | 19 | 479392.7073 | 2150 | 460 | 160668
2022-08-15 | 20 | 0 | 210 | 30 | 80
2022-08-15 | 21 | 0 | 0 | 0 | 0
2022-08-15 | 22 | 0 | 0 | 0 | 0
2022-08-15 | 23 | 0 | 0 | 0 | 0
2022-08-15 | 24 | 0 | 0 | 0 | 0
2022-08-16 | 1 | 0 | 0 | 0 | 0
2022-08-16 | 2 | 0 | 0 | 0 | 0
2022-08-16 | 3 | 0 | 0 | 0 | 0
2022-08-16 | 4 | 0 | 0 | 0 | 0
2022-08-16 | 5 | 0 | 0 | 0 | 0
2022-08-16 | 6 | 0 | 0 | 0 | 0
2022-08-16 | 7 | 0 | 490 | 60 | 183
2022-08-16 | 8 | 0 | 1260 | 340 | 533
2022-08-16 | 9 | 855890.6913 | 5930 | 1680 | 287834
2022-08-16 | 10 | 1537643.1942 | 12990 | 5450 | 518694
2022-08-16 | 11 | 2014836.0729 | 16510 | 7450 | 679599
2022-08-16 | 12 | 2430562.973 | 16470 | 8860 | 818631
2022-08-16 | 13 | 2504961.9675 | 16970 | 9690 | 843874
2022-08-16 | 14 | 2004969.5969 | 15750 | 9270 | 676663
2022-08-16 | 15 | 2502149.5819 | 15840 | 9370 | 842453
2022-08-16 | 16 | 2046568.8705 | 14390 | 8170 | 689710
2022-08-16 | 17 | 1803372.6215 | 8360 | 4430 | 605388
2022-08-16 | 18 | 1332808.6138 | 9230 | 1820 | 447953
2022-08-16 | 19 | 512592.1965 | 1520 | 430 | 171514
2022-08-16 | 20 | 0 | 90 | 60 | 50
2022-08-16 | 21 | 0 | 0 | 0 | 0
2022-08-16 | 22 | 0 | 0 | 0 | 0
2022-08-16 | 23 | 0 | 0 | 0 | 0
2022-08-16 | 24 | 0 | 0 | 0 | 0
2022-08-17 | 1 | 0 | 0 | 0 | 0
2022-08-17 | 2 | 0 | 0 | 0 | 0
2022-08-17 | 3 | 0 | 0 | 0 | 0
2022-08-17 | 4 | 0 | 0 | 0 | 0
2022-08-17 | 5 | 0 | 0 | 0 | 0
2022-08-17 | 6 | 0 | 0 | 0 | 0
2022-08-17 | 7 | 0 | 40 | 130 | 57
2022-08-17 | 8 | 0 | 2810 | 1110 | 1307
2022-08-17 | 9 | 496592.4323 | 5380 | 1430 | 167801
2022-08-17 | 10 | 650990.0689 | 7510 | 2570 | 220357
2022-08-17 | 11 | 1052450.6569 | 8430 | 5200 | 355360
2022-08-17 | 12 | 1675659.4181 | 8300 | 5690 | 563216
2022-08-17 | 13 | 818720.8772 | 4440 | 2630 | 275264
2022-08-17 | 14 | 0 | 6690 | 1260 | 2650
2022-08-17 | 15 | 671266.8538 | 6460 | 1400 | 226376
2022-08-17 | 16 | 729462.564 | 7680 | 2090 | 246411
2022-08-17 | 17 | 449393.1532 | 5730 | 960 | 152028
2022-08-17 | 18 | 590591.0134 | 5330 | 820 | 198914
2022-08-17 | 19 | 234996.4231 | 2310 | 200 | 79169
2022-08-17 | 20 | 0 | 90 | 0 | 30
2022-08-17 | 21 | 0 | 0 | 0 | 0
2022-08-17 | 22 | 0 | 0 | 0 | 0
2022-08-17 | 23 | 0 | 0 | 0 | 0
2022-08-17 | 24 | 0 | 0 | 0 | 0
2022-08-18 | 1 | 0 | 0 | 0 | 0
2022-08-18 | 2 | 0 | 0 | 0 | 0
2022-08-18 | 3 | 0 | 0 | 0 | 0
2022-08-18 | 4 | 0 | 0 | 0 | 0
2022-08-18 | 5 | 0 | 0 | 0 | 0
2022-08-18 | 6 | 0 | 0 | 0 | 0
2022-08-18 | 7 | 0 | 270 | 20 | 97
2022-08-18 | 8 | 0 | 2500 | 290 | 930
2022-08-18 | 9 | 404133.6477 | 6200 | 1050 | 137128
2022-08-18 | 10 | 970116.8537 | 10180 | 3140 | 327812
2022-08-18 | 11 | 1121513.4859 | 12410 | 4730 | 379551
2022-08-18 | 12 | 1862971.6635 | 12900 | 4230 | 626701
2022-08-18 | 13 | 1202876.4486 | 5810 | 4570 | 404419
2022-08-18 | 14 | 1168828.3682 | 11610 | 4020 | 394819
2022-08-18 | 15 | 1268876.791 | 9830 | 4020 | 427576
2022-08-18 | 16 | 1171008.5869 | 11240 | 3880 | 395376
2022-08-18 | 17 | 694599.8073 | 9660 | 1540 | 235267
2022-08-18 | 18 | 474592.7751 | 2590 | 930 | 159371
2022-08-18 | 19 | 0 | 150 | 100 | 83
2022-08-18 | 20 | 0 | 0 | 30 | 10
2022-08-18 | 21 | 0 | 0 | 0 | 0
2022-08-18 | 22 | 0 | 0 | 0 | 0
2022-08-18 | 23 | 0 | 0 | 0 | 0
2022-08-18 | 24 | 0 | 0 | 0 | 0
2022-08-19 | 1 | 0 | 0 | 0 | 0
2022-08-19 | 2 | 0 | 0 | 0 | 0
2022-08-19 | 3 | 0 | 0 | 0 | 0
2022-08-19 | 4 | 0 | 0 | 0 | 0
2022-08-19 | 5 | 0 | 0 | 0 | 0
2022-08-19 | 6 | 0 | 0 | 0 | 0
2022-08-19 | 7 | 0 | 230 | 60 | 97
2022-08-19 | 8 | 0 | 1260 | 350 | 537
2022-08-19 | 9 | 806787.7293 | 60000 | 1780 | 289523
2022-08-19 | 10 | 1471697.5689 | 13570 | 5110 | 496793
2022-08-19 | 11 | 1990015.8644 | 16270 | 6440 | 670909
2022-08-19 | 12 | 2355792.5224 | 16160 | 8470 | 793474
2022-08-19 | 13 | 2504961.9675 | 15580 | 8670 | 843071
2022-08-19 | 14 | 1398752.3317 | 14530 | 8870 | 474051
2022-08-19 | 15 | 943933.0101 | 12690 | 7990 | 321538
2022-08-19 | 16 | 2287187.3379 | 10770 | 8410 | 768789
2022-08-19 | 17 | 1787024.1404 | 8940 | 6020 | 600661
2022-08-19 | 18 | 1199741.1251 | 9560 | 1920 | 403740
2022-08-19 | 19 | 370943.7251 | 1800 | 570 | 124438
2022-08-19 | 20 | 0 | 50 | 70 | 40
2022-08-19 | 21 | 0 | 0 | 0 | 0
2022-08-19 | 22 | 0 | 0 | 0 | 0
2022-08-19 | 23 | 0 | 0 | 0 | 0
2022-08-19 | 24 | 0 | 0 | 0 | 0
2022-08-20 | 1 | 0 | 0 | 0 | 0
2022-08-20 | 2 | 0 | 0 | 0 | 0
2022-08-20 | 3 | 0 | 0 | 0 | 0
2022-08-20 | 4 | 0 | 0 | 0 | 0
2022-08-20 | 5 | 0 | 0 | 0 | 0
2022-08-20 | 6 | 0 | 0 | 0 | 0
2022-08-20 | 7 | 0 | 500 | 60 | 187
2022-08-20 | 8 | 0 | 1820 | 310 | 710
2022-08-20 | 9 | 835937.2616 | 6090 | 1640 | 281222
2022-08-20 | 10 | 1425000.5484 | 11790 | 5240 | 480677
2022-08-20 | 11 | 1923370.719 | 13680 | 7020 | 648024
2022-08-20 | 12 | 2018753.0518 | 13420 | 8470 | 680214
2022-08-20 | 13 | 2439572.3343 | 9820 | 9100 | 819497
2022-08-20 | 14 | 2294154.4056 | 12310 | 8650 | 771705
2022-08-20 | 15 | 365661.1145 | 4510 | 7540 | 125904
2022-08-20 | 16 | 2408963.4418 | 8000 | 6620 | 807861
2022-08-20 | 17 | 1495371.9378 | 7110 | 5290 | 502591
2022-08-20 | 18 | 69646.8279 | 4290 | 2870 | 25602
2022-08-20 | 19 | 0 | 380 | 460 | 280
2022-08-20 | 20 | 0 | 40 | 0 | 13
2022-08-20 | 21 | 0 | 0 | 0 | 0
2022-08-20 | 22 | 0 | 0 | 0 | 0
2022-08-20 | 23 | 0 | 0 | 0 | 0
2022-08-20 | 24 | 0 | 0 | 0 | 0
2022-08-21 | 1 | 0 | 0 | 0 | 0
2022-08-21 | 2 | 0 | 0 | 0 | 0
2022-08-21 | 3 | 0 | 0 | 0 | 0
2022-08-21 | 4 | 0 | 0 | 0 | 0
2022-08-21 | 5 | 0 | 0 | 0 | 0
2022-08-21 | 6 | 0 | 0 | 0 | 0
2022-08-21 | 7 | 0 | 340 | 90 | 143
2022-08-21 | 8 | 0 | 1520 | 520 | 680
2022-08-21 | 9 | 907936.9903 | 6030 | 2280 | 305416
2022-08-21 | 10 | 1474375.4864 | 11880 | 4900 | 497052
2022-08-21 | 11 | 1899771.0943 | 15330 | 7120 | 640740
2022-08-21 | 12 | 2264698.9822 | 15650 | 8610 | 762986
2022-08-21 | 13 | 2397763.4907 | 15060 | 8940 | 807254
2022-08-21 | 14 | 2125367.6414 | 13350 | 8810 | 715843
2022-08-21 | 15 | 2224966.2876 | 14100 | 9000 | 749355
2022-08-21 | 16 | 2070968.3895 | 12670 | 8070 | 697236
2022-08-21 | 17 | 1067917.1085 | 10490 | 5990 | 361466
2022-08-21 | 18 | 1168582.201 | 10200 | 2800 | 393861
2022-08-21 | 19 | 92103.8613 | 1880 | 390 | 31458
2022-08-21 | 20 | 0 | 0 | 30 | 10
2022-08-21 | 21 | 0 | 0 | 0 | 0
2022-08-21 | 22 | 0 | 0 | 0 | 0
2022-08-21 | 23 | 0 | 0 | 0 | 0
2022-08-21 | 24 | 0 | 0 | 0 | 0
2022-08-22 | 1 | 0 | 0 | 0 | 0
2022-08-22 | 2 | 0 | 0 | 0 | 0
2022-08-22 | 3 | 0 | 0 | 0 | 0
2022-08-22 | 4 | 0 | 0 | 0 | 0
2022-08-22 | 5 | 0 | 0 | 0 | 0
2022-08-22 | 6 | 0 | 0 | 0 | 0
2022-08-22 | 7 | 0 | 310 | 90 | 133
2022-08-22 | 8 | 0 | 2030 | 890 | 973
2022-08-22 | 9 | 0 | 2060 | 2030 | 1363
2022-08-22 | 10 | 0 | 3020 | 40000 | 14340
2022-08-22 | 11 | 414993.7034 | 6030 | 5280 | 142101
2022-08-22 | 12 | 416993.6478 | 7240 | 4710 | 142981
2022-08-22 | 13 | 388994.0679 | 5190 | 5770 | 133318
2022-08-22 | 14 | 570743.5012 | 4330 | 2290 | 192455
2022-08-22 | 15 | 689989.4476 | 4650 | 1220 | 231953
2022-08-22 | 16 | 478059.3812 | 3590 | 1200 | 160950
2022-08-22 | 17 | 413283.1991 | 850 | 660 | 138264
2022-08-22 | 18 | 0 | 680 | 210 | 297
2022-08-22 | 19 | 0 | 110 | 80 | 63
2022-08-22 | 20 | 0 | 0 | 0 | 0
2022-08-22 | 21 | 0 | 0 | 0 | 0
2022-08-22 | 22 | 0 | 0 | 0 | 0
2022-08-22 | 23 | 0 | 0 | 0 | 0
2022-08-22 | 24 | 0 | 0 | 0 | 0
2022-08-23 | 1 | 0 | 0 | 0 | 0
2022-08-23 | 2 | 0 | 0 | 0 | 0
2022-08-23 | 3 | 0 | 0 | 0 | 0
2022-08-23 | 4 | 0 | 0 | 0 | 0
2022-08-23 | 5 | 0 | 0 | 0 | 0
2022-08-23 | 6 | 0 | 0 | 0 | 0
2022-08-23 | 7 | 0 | 130 | 30 | 53
2022-08-23 | 8 | 0 | 1750 | 570 | 773
2022-08-23 | 9 | 0 | 4880 | 1630 | 2170
2022-08-23 | 10 | 104998.4023 | 8320 | 1690 | 38336
2022-08-23 | 11 | 652682.364 | 10320 | 40000 | 234334
2022-08-23 | 12 | 738495.2903 | 8290 | 1940 | 249575
2022-08-23 | 13 | 2281631.9466 | 11070 | 4170 | 765624
2022-08-23 | 14 | 717122.4356 | 12390 | 6180 | 245231
2022-08-23 | 15 | 1062583.8041 | 10030 | 5740 | 359451
2022-08-23 | 16 | 1030184.269 | 14740 | 970 | 348631
2022-08-23 | 17 | 2359897.3751 | 8550 | 920 | 789789
2022-08-23 | 18 | 80332.1078 | 920 | 1090 | 27447
2022-08-23 | 19 | 0 | 120 | 680 | 267
2022-08-23 | 20 | 0 | 0 | 40 | 13
2022-08-23 | 21 | 0 | 0 | 0 | 0
2022-08-23 | 22 | 0 | 0 | 0 | 0
2022-08-23 | 23 | 0 | 0 | 0 | 0
2022-08-23 | 24 | 0 | 0 | 0 | 0
2022-08-24 | 1 | 0 | 0 | 0 | 0
2022-08-24 | 2 | 0 | 0 | 0 | 0
2022-08-24 | 3 | 0 | 0 | 0 | 0
2022-08-24 | 4 | 0 | 0 | 0 | 0
2022-08-24 | 5 | 0 | 0 | 0 | 0
2022-08-24 | 6 | 0 | 0 | 0 | 0
2022-08-24 | 7 | 0 | 450 | 160 | 203
2022-08-24 | 8 | 0 | 2090 | 430 | 840
2022-08-24 | 9 | 999.9847 | 5260 | 730 | 2330
2022-08-24 | 10 | 1568002.4624 | 9620 | 2690 | 526771
2022-08-24 | 11 | 874186.6946 | 10240 | 5760 | 296729
2022-08-24 | 12 | 2265632.391 | 13920 | 8250 | 762601
2022-08-24 | 13 | 1786361.6943 | 11240 | 5490 | 601031
2022-08-24 | 14 | 2514240.2649 | 14710 | 6640 | 845197
2022-08-24 | 15 | 2471196.1746 | 13270 | 2670 | 829045
2022-08-24 | 16 | 1313104.9871 | 4570 | 4240 | 440638
2022-08-24 | 17 | 1779090.5237 | 10610 | 5530 | 598410
2022-08-24 | 18 | 1321924.3288 | 8990 | 2620 | 444511
2022-08-24 | 19 | 479920.2383 | 2080 | 350 | 160783
2022-08-24 | 20 | 0 | 0 | 20 | 7
2022-08-24 | 21 | 0 | 0 | 0 | 0
2022-08-24 | 22 | 0 | 0 | 0 | 0
2022-08-24 | 23 | 0 | 0 | 0 | 0
2022-08-24 | 24 | 0 | 0 | 0 | 0
2022-08-25 | 1 | 0 | 0 | 0 | 0
2022-08-25 | 2 | 0 | 0 | 0 | 0
2022-08-25 | 3 | 0 | 0 | 0 | 0
2022-08-25 | 4 | 0 | 0 | 0 | 0
2022-08-25 | 5 | 0 | 0 | 0 | 0
2022-08-25 | 6 | 0 | 0 | 0 | 0
2022-08-25 | 7 | 0 | 220 | 100 | 107
2022-08-25 | 8 | 0 | 1370 | 430 | 600
2022-08-25 | 9 | 799761.1761 | 5960 | 1550 | 269090
2022-08-25 | 10 | 1428633.3323 | 11950 | 5370 | 481984
2022-08-25 | 11 | 1938338.0413 | 15030 | 7400 | 653589
2022-08-25 | 12 | 2338475.7042 | 14060 | 8710 | 787082
2022-08-25 | 13 | 2118429.4224 | 12420 | 8660 | 713170
2022-08-25 | 14 | 2377363.9202 | 13400 | 4280 | 798348
2022-08-25 | 15 | 749481.3204 | 10070 | 7570 | 255707
2022-08-25 | 16 | 1278313.8752 | 9580 | 7830 | 431908
2022-08-25 | 17 | 1520885.9444 | 11390 | 6080 | 512785
2022-08-25 | 18 | 70832.26 | 7530 | 2510 | 26957
2022-08-25 | 19 | 20333.0219 | 1050 | 520 | 7301
2022-08-25 | 20 | 0 | 0 | 40 | 13
2022-08-25 | 21 | 0 | 0 | 0 | 0
2022-08-25 | 22 | 0 | 0 | 0 | 0
2022-08-25 | 23 | 0 | 0 | 0 | 0
2022-08-25 | 24 | 0 | 0 | 0 | 0
2022-08-26 | 1 | 0 | 0 | 0 | 0
2022-08-26 | 2 | 0 | 0 | 0 | 0
2022-08-26 | 3 | 0 | 0 | 0 | 0
2022-08-26 | 4 | 0 | 0 | 0 | 0
2022-08-26 | 5 | 0 | 0 | 0 | 0
2022-08-26 | 6 | 0 | 0 | 0 | 0
2022-08-26 | 7 | 0 | 280 | 40 | 107
2022-08-26 | 8 | 0 | 2180 | 540 | 907
2022-08-26 | 9 | 790251.1358 | 4420 | 1790 | 265487
2022-08-26 | 10 | 872320.056 | 7000 | 3820 | 294380
2022-08-26 | 11 | 1708307.3854 | 12390 | 7390 | 576029
2022-08-26 | 12 | 2225492.4774 | 16840 | 7870 | 750067
2022-08-26 | 13 | 2442514.4196 | 17030 | 3610 | 821051
2022-08-26 | 14 | 2203233.242 | 15030 | 600 | 739621
2022-08-26 | 15 | 2494243.145 | 12280 | 200 | 835574
2022-08-26 | 16 | 85665.3601 | 2120 | 4110 | 30632
2022-08-26 | 17 | 507684.5884 | 2340 | 4880 | 171635
2022-08-26 | 18 | 0 | 1760 | 1510 | 1090
2022-08-26 | 19 | 445659.8759 | 2060 | 200 | 149307
2022-08-26 | 20 | 0 | 0 | 0 | 0
2022-08-26 | 21 | 0 | 0 | 0 | 0
2022-08-26 | 22 | 0 | 0 | 0 | 0
2022-08-26 | 23 | 0 | 0 | 0 | 0
2022-08-26 | 24 | 0 | 0 | 0 | 0
2022-08-27 | 1 | 0 | 0 | 0 | 0
2022-08-27 | 2 | 0 | 0 | 0 | 0
2022-08-27 | 3 | 0 | 0 | 0 | 0
2022-08-27 | 4 | 0 | 0 | 0 | 0
2022-08-27 | 5 | 0 | 0 | 0 | 0
2022-08-27 | 6 | 0 | 0 | 0 | 0
2022-08-27 | 7 | 0 | 210 | 130 | 113
2022-08-27 | 8 | 0 | 2020 | 670 | 897
2022-08-27 | 9 | 0 | 5450 | 1610 | 2353
2022-08-27 | 10 | 647943.1391 | 5110 | 4560 | 219204
2022-08-27 | 11 | 615057.7664 | 16300 | 7210 | 212856
2022-08-27 | 12 | 2285631.8951 | 14870 | 7840 | 769447
2022-08-27 | 13 | 1261380.7917 | 15090 | 7040 | 427837
2022-08-27 | 14 | 2360297.4415 | 11070 | 6870 | 792746
2022-08-27 | 15 | 1895637.8698 | 10060 | 4090 | 636596
2022-08-27 | 16 | 924985.9452 | 8710 | 4350 | 312682
2022-08-27 | 17 | 1834972.1432 | 6970 | 3520 | 615154
2022-08-27 | 18 | 1228314.6381 | 8800 | 2130 | 413082
2022-08-27 | 19 | 27894.3125 | 10000 | 320 | 12738
2022-08-27 | 20 | 0 | 20 | 0 | 7
2022-08-27 | 21 | 0 | 0 | 0 | 0
2022-08-27 | 22 | 0 | 0 | 0 | 0
2022-08-27 | 23 | 0 | 0 | 0 | 0
2022-08-27 | 24 | 0 | 0 | 0 | 0
2022-08-28 | 1 | 0 | 0 | 0 | 0
2022-08-28 | 2 | 0 | 0 | 0 | 0
2022-08-28 | 3 | 0 | 0 | 0 | 0
2022-08-28 | 4 | 0 | 0 | 0 | 0
2022-08-28 | 5 | 0 | 0 | 0 | 0
2022-08-28 | 6 | 0 | 0 | 0 | 0
2022-08-28 | 7 | 0 | 210 | 40 | 83
2022-08-28 | 8 | 0 | 1850 | 580 | 810
2022-08-28 | 9 | 0 | 8390 | 1270 | 3220
2022-08-28 | 10 | 555671.8111 | 6330 | 1740 | 187914
2022-08-28 | 11 | 963446.8555 | 12880 | 2440 | 326256
2022-08-28 | 12 | 1088716.7454 | 15250 | 1900 | 368622
2022-08-28 | 13 | 2084568.2621 | 14140 | 4870 | 701193
2022-08-28 | 14 | 1804439.187 | 14780 | 7330 | 608850
2022-08-28 | 15 | 2446562.767 | 12280 | 9260 | 822701
2022-08-28 | 16 | 2173367.0235 | 11860 | 7680 | 730969
2022-08-28 | 17 | 1662041.4257 | 4900 | 6190 | 557710
2022-08-28 | 18 | 644190.1922 | 3560 | 2550 | 216767
2022-08-28 | 19 | 326277.107 | 740 | 360 | 109126
2022-08-28 | 20 | 0 | 20 | 0 | 7
2022-08-28 | 21 | 0 | 0 | 0 | 0
2022-08-28 | 22 | 0 | 0 | 0 | 0
2022-08-28 | 23 | 0 | 0 | 0 | 0
2022-08-28 | 24 | 0 | 0 | 0 | 0
2022-08-29 | 1 | 0 | 0 | 0 | 0
2022-08-29 | 2 | 0 | 0 | 0 | 0
2022-08-29 | 3 | 0 | 0 | 0 | 0
2022-08-29 | 4 | 0 | 0 | 0 | 0
2022-08-29 | 5 | 0 | 0 | 0 | 0
2022-08-29 | 6 | 0 | 0 | 0 | 0
2022-08-29 | 7 | 0 | 300 | 60 | 120
2022-08-29 | 8 | 0 | 2020 | 600 | 873
2022-08-29 | 9 | 614990.6516 | 6280 | 1930 | 207734
2022-08-29 | 10 | 1584975.8387 | 12370 | 5170 | 534172
2022-08-29 | 11 | 1894971.1323 | 17400 | 6680 | 639684
2022-08-29 | 12 | 2229222.5361 | 16790 | 8590 | 751534
2022-08-29 | 13 | 2444962.7399 | 16080 | 8070 | 823038
2022-08-29 | 14 | 2487398.1476 | 14650 | 6610 | 836219
2022-08-29 | 15 | 2350095.7489 | 14960 | 7480 | 790845
2022-08-29 | 16 | 2195514.679 | 13160 | 7210 | 738628
2022-08-29 | 17 | 1011741.2806 | 11940 | 5760 | 343147
2022-08-29 | 18 | 1000116.3483 | 8230 | 2060 | 336802
2022-08-29 | 19 | 0 | 870 | 350 | 407
2022-08-29 | 20 | 0 | 0 | 0 | 0
2022-08-29 | 21 | 0 | 0 | 0 | 0
2022-08-29 | 22 | 0 | 0 | 0 | 0
2022-08-29 | 23 | 0 | 0 | 0 | 0
2022-08-29 | 24 | 0 | 0 | 0 | 0
2022-08-30 | 1 | 0 | 0 | 0 | 0
2022-08-30 | 2 | 0 | 0 | 0 | 0
2022-08-30 | 3 | 0 | 0 | 0 | 0
2022-08-30 | 4 | 0 | 0 | 0 | 0
2022-08-30 | 5 | 0 | 0 | 0 | 0
2022-08-30 | 6 | 0 | 0 | 0 | 0
2022-08-30 | 7 | 0 | 180 | 50 | 77
2022-08-30 | 8 | 0 | 1400 | 430 | 610
2022-08-30 | 9 | 661656.5585 | 5620 | 1500 | 222926
2022-08-30 | 10 | 1375412.8218 | 12590 | 5110 | 464371
2022-08-30 | 11 | 1666308.0454 | 10310 | 7030 | 561216
2022-08-30 | 12 | 2302521.944 | 16350 | 8340 | 775737
2022-08-30 | 13 | 2423296.4516 | 16020 | 8910 | 816075
2022-08-30 | 14 | 2476152.8969 | 15810 | 9330 | 833764
2022-08-30 | 15 | 2345047.7123 | 15680 | 8880 | 789869
2022-08-30 | 16 | 2086005.4493 | 13970 | 7740 | 702572
2022-08-30 | 17 | 1670974.6122 | 9410 | 4120 | 561502
2022-08-30 | 18 | 1020169.6157 | 6280 | 1590 | 342680
2022-08-30 | 19 | 0 | 410 | 170 | 193
2022-08-30 | 20 | 0 | 0 | 0 | 0
2022-08-30 | 21 | 0 | 0 | 0 | 0
2022-08-30 | 22 | 0 | 0 | 0 | 0
2022-08-30 | 23 | 0 | 0 | 0 | 0
2022-08-30 | 24 | 0 | 0 | 0 | 0
2022-08-31 | 1 | 0 | 0 | 0 | 0
2022-08-31 | 2 | 0 | 0 | 0 | 0
2022-08-31 | 3 | 0 | 0 | 0 | 0
2022-08-31 | 4 | 0 | 0 | 0 | 0
2022-08-31 | 5 | 0 | 0 | 0 | 0
2022-08-31 | 6 | 0 | 0 | 0 | 0
2022-08-31 | 7 | 0 | 0 | 50 | 17
2022-08-31 | 8 | 0 | 1270 | 190 | 487
2022-08-31 | 9 | 0 | 3670 | 1750 | 1807
2022-08-31 | 10 | 1464977.7412 | 13340 | 3180 | 493833
2022-08-31 | 11 | 1907734.1557 | 17070 | 6730 | 643845
2022-08-31 | 12 | 2264242.6491 | 18440 | 4990 | 762558
2022-08-31 | 13 | 2082568.1686 | 16740 | 6140 | 701816
2022-08-31 | 14 | 2042168.8557 | 15060 | 9840 | 689023
2022-08-31 | 15 | 2504961.9675 | 18830 | 9350 | 844381
2022-08-31 | 16 | 2238713.9797 | 16140 | 8090 | 754315
2022-08-31 | 17 | 766358.1967 | 10640 | 6090 | 261029
2022-08-31 | 18 | 1157356.3814 | 10250 | 2480 | 390029
2022-08-31 | 19 | 437459.7073 | 1840 | 200 | 146500
2022-08-31 | 20 | 0 | 0 | 0 | 0
2022-08-31 | 21 | 0 | 0 | 0 | 0
2022-08-31 | 22 | 0 | 0 | 0 | 0
2022-08-31 | 23 | 0 | 0 | 0 | 0
2022-08-31 | 24 | 0 | 0 | 0 | 0
2022-09-01 | 1 | 0 | 0 | 0 | 0
2022-09-01 | 2 | 0 | 0 | 0 | 0
2022-09-01 | 3 | 0 | 0 | 0 | 0
2022-09-01 | 4 | 0 | 0 | 0 | 0
2022-09-01 | 5 | 0 | 0 | 0 | 0
2022-09-01 | 6 | 0 | 0 | 0 | 0
2022-09-01 | 7 | 0 | 200 | 20 | 73
2022-09-01 | 8 | 0 | 1080 | 190 | 423
2022-09-01 | 9 | 816587.5673 | 6620 | 1500 | 274903
2022-09-01 | 10 | 1527534.8425 | 15100 | 50000 | 530878
2022-09-01 | 11 | 957128.2864 | 21270 | 4250 | 327549
2022-09-01 | 12 | 2172966.9571 | 17180 | 4310 | 731486
2022-09-01 | 13 | 647422.6117 | 17670 | 5730 | 223608
2022-09-01 | 14 | 1997402.072 | 21730 | 6030 | 675054
2022-09-01 | 15 | 2405902.8625 | 19170 | 6790 | 810621
2022-09-01 | 16 | 1047384.0237 | 16690 | 3600 | 355891
2022-09-01 | 17 | 1793966.0549 | 15160 | 3970 | 604365
2022-09-01 | 18 | 1169515.4905 | 9430 | 1750 | 393565
2022-09-01 | 19 | 434193.4025 | 1900 | 300 | 145464
2022-09-01 | 20 | 0 | 0 | 0 | 0
2022-09-01 | 21 | 0 | 0 | 0 | 0
2022-09-01 | 22 | 0 | 0 | 0 | 0
2022-09-01 | 23 | 0 | 0 | 0 | 0
2022-09-01 | 24 | 0 | 0 | 0 | 0
2022-09-02 | 1 | 0 | 0 | 0 | 0
2022-09-02 | 2 | 0 | 0 | 0 | 0
2022-09-02 | 3 | 0 | 0 | 0 | 0
2022-09-02 | 4 | 0 | 0 | 0 | 0
2022-09-02 | 5 | 0 | 0 | 0 | 0
2022-09-02 | 6 | 0 | 0 | 0 | 0
2022-09-02 | 7 | 0 | 200 | 20 | 73
2022-09-02 | 8 | 0 | 1090 | 170 | 420
2022-09-02 | 9 | 833911.5977 | 6790 | 1460 | 280721
2022-09-02 | 10 | 1510863.3041 | 15150 | 5890 | 510634
2022-09-02 | 11 | 2045296.9074 | 20400 | 8000 | 691232
2022-09-02 | 12 | 2432585.9547 | 21190 | 9230 | 821002
2022-09-02 | 13 | 2504961.9675 | 19900 | 9880 | 844914
2022-09-02 | 14 | 2504961.9675 | 19350 | 9960 | 844757
2022-09-02 | 15 | 2458513.9751 | 18720 | 9430 | 828888
2022-09-02 | 16 | 2173982.8587 | 16670 | 8390 | 733014
2022-09-02 | 17 | 1707216.9781 | 14930 | 6280 | 576142
2022-09-02 | 18 | 1085503.459 | 10660 | 2440 | 366201
2022-09-02 | 19 | 401513.8745 | 1610 | 190 | 134438
2022-09-02 | 20 | 0 | 0 | 0 | 0
2022-09-02 | 21 | 0 | 0 | 0 | 0
2022-09-02 | 22 | 0 | 0 | 0 | 0
2022-09-02 | 23 | 0 | 0 | 0 | 0
2022-09-02 | 24 | 0 | 0 | 0 | 0
2022-09-03 | 1 | 0 | 0 | 0 | 0
2022-09-03 | 2 | 0 | 0 | 0 | 0
2022-09-03 | 3 | 0 | 0 | 0 | 0
2022-09-03 | 4 | 0 | 0 | 0 | 0
2022-09-03 | 5 | 0 | 0 | 0 | 0
2022-09-03 | 6 | 0 | 0 | 0 | 0
2022-09-03 | 7 | 0 | 190 | 20 | 70
2022-09-03 | 8 | 0 | 1120 | 220 | 447
2022-09-03 | 9 | 815654.2778 | 6770 | 1650 | 274691
2022-09-03 | 10 | 1441644.7878 | 14550 | 4770 | 486988
2022-09-03 | 11 | 1188581.8243 | 16160 | 6590 | 403777
2022-09-03 | 12 | 2394163.6086 | 18650 | 8750 | 807188
2022-09-03 | 13 | 2448552.6085 | 18070 | 9660 | 825428
2022-09-03 | 14 | 2488914.4897 | 17790 | 7610 | 838105
2022-09-03 | 15 | 2480962.2765 | 15510 | 8480 | 834984
2022-09-03 | 16 | 1832340.4789 | 14230 | 6920 | 617830
2022-09-03 | 17 | 1865175.724 | 11990 | 4130 | 627099
2022-09-03 | 18 | 355520.9041 | 7520 | 2420 | 121820
2022-09-03 | 19 | 504992.3062 | 1760 | 290 | 169014
2022-09-03 | 20 | 0 | 0 | 0 | 0
2022-09-03 | 21 | 0 | 0 | 0 | 0
2022-09-03 | 22 | 0 | 0 | 0 | 0
2022-09-03 | 23 | 0 | 0 | 0 | 0
2022-09-03 | 24 | 0 | 0 | 0 | 0
2022-09-04 | 1 | 0 | 0 | 0 | 0
2022-09-04 | 2 | 0 | 0 | 0 | 0
2022-09-04 | 3 | 0 | 0 | 0 | 0
2022-09-04 | 4 | 0 | 0 | 0 | 0
2022-09-04 | 5 | 0 | 0 | 0 | 0
2022-09-04 | 6 | 0 | 0 | 0 | 0
2022-09-04 | 7 | 0 | 160 | 30 | 63
2022-09-04 | 8 | 0 | 880 | 330 | 403
2022-09-04 | 9 | 733929.2169 | 6260 | 1480 | 247223
2022-09-04 | 10 | 1364604.5923 | 12910 | 5260 | 460925
2022-09-04 | 11 | 1882629.5137 | 16250 | 7320 | 635400
2022-09-04 | 12 | 2234565.9733 | 15740 | 8570 | 752959
2022-09-04 | 13 | 2392063.6177 | 14230 | 9190 | 805161
2022-09-04 | 14 | 1931286.335 | 13830 | 9240 | 651452
2022-09-04 | 15 | 1427410.7218 | 12890 | 8650 | 482984
2022-09-04 | 16 | 2153223.0377 | 7950 | 6150 | 722441
2022-09-04 | 17 | 1465681.9105 | 9860 | 3670 | 493071
2022-09-04 | 18 | 832224.1902 | 4590 | 1460 | 279425
2022-09-04 | 19 | 0 | 750 | 460 | 403
2022-09-04 | 20 | 0 | 0 | 0 | 0
2022-09-04 | 21 | 0 | 0 | 0 | 0
2022-09-04 | 22 | 0 | 0 | 0 | 0
2022-09-04 | 23 | 0 | 0 | 0 | 0
2022-09-04 | 24 | 0 | 0 | 0 | 0
2022-09-05 | 1 | 0 | 0 | 0 | 0
2022-09-05 | 2 | 0 | 0 | 0 | 0
2022-09-05 | 3 | 0 | 0 | 0 | 0
2022-09-05 | 4 | 0 | 0 | 0 | 0
2022-09-05 | 5 | 0 | 0 | 0 | 0
2022-09-05 | 6 | 0 | 0 | 0 | 0
2022-09-05 | 7 | 0 | 0 | 0 | 0
2022-09-05 | 8 | 0 | 0 | 100 | 33
2022-09-05 | 9 | 0 | 360 | 850 | 403
2022-09-05 | 10 | 0 | 1480 | 1300 | 927
2022-09-05 | 11 | 0 | 1890 | 840 | 910
2022-09-05 | 12 | 0 | 1940 | 1390 | 1110
2022-09-05 | 13 | 48946.6228 | 2590 | 1350 | 17629
2022-09-05 | 14 | 400745.5409 | 4210 | 1400 | 135452
2022-09-05 | 15 | 378594.2495 | 3830 | 1270 | 127898
2022-09-05 | 16 | 0 | 1760 | 740 | 833
2022-09-05 | 17 | 0 | 710 | 370 | 360
2022-09-05 | 18 | 0 | 380 | 160 | 180
2022-09-05 | 19 | 0 | 20 | 0 | 7
2022-09-05 | 20 | 0 | 0 | 0 | 0
2022-09-05 | 21 | 0 | 0 | 0 | 0
2022-09-05 | 22 | 0 | 0 | 0 | 0
2022-09-05 | 23 | 0 | 0 | 0 | 0
2022-09-05 | 24 | 0 | 0 | 0 | 0
2022-09-06 | 1 | 0 | 0 | 0 | 0
2022-09-06 | 2 | 0 | 0 | 0 | 0
2022-09-06 | 3 | 0 | 0 | 0 | 0
2022-09-06 | 4 | 0 | 0 | 0 | 0
2022-09-06 | 5 | 0 | 0 | 0 | 0
2022-09-06 | 6 | 0 | 0 | 0 | 0
2022-09-06 | 7 | 0 | 0 | 0 | 0
2022-09-06 | 8 | 0 | 230 | 0 | 77
2022-09-06 | 9 | 0 | 630 | 50 | 227
2022-09-06 | 10 | 0 | 1860 | 230 | 697
2022-09-06 | 11 | 0 | 2470 | 520 | 997
2022-09-06 | 12 | 0 | 2940 | 650 | 1197
2022-09-06 | 13 | 0 | 3390 | 410 | 1267
2022-09-06 | 14 | 0 | 2330 | 520 | 950
2022-09-06 | 15 | 0 | 1870 | 590 | 820
2022-09-06 | 16 | 0 | 1560 | 450 | 670
2022-09-06 | 17 | 0 | 670 | 260 | 310
2022-09-06 | 18 | 0 | 430 | 90 | 173
2022-09-06 | 19 | 0 | 20 | 50 | 23
2022-09-06 | 20 | 0 | 0 | 0 | 0
2022-09-06 | 21 | 0 | 0 | 0 | 0
2022-09-06 | 22 | 0 | 0 | 0 | 0
2022-09-06 | 23 | 0 | 0 | 0 | 0
2022-09-06 | 24 | 0 | 0 | 0 | 0
2022-09-07 | 1 | 0 | 0 | 0 | 0
2022-09-07 | 2 | 0 | 0 | 0 | 0
2022-09-07 | 3 | 0 | 0 | 0 | 0
2022-09-07 | 4 | 0 | 0 | 0 | 0
2022-09-07 | 5 | 0 | 0 | 0 | 0
2022-09-07 | 6 | 0 | 0 | 0 | 0
2022-09-07 | 7 | 0 | 150 | 0 | 50
2022-09-07 | 8 | 0 | 1280 | 260 | 513
2022-09-07 | 9 | 770169.2581 | 6460 | 970 | 259200
2022-09-07 | 10 | 950117.1112 | 12950 | 1720 | 321596
2022-09-07 | 11 | 1567703.3663 | 11200 | 2510 | 527138
2022-09-07 | 12 | 778588.1758 | 13150 | 2140 | 264626
2022-09-07 | 13 | 1121782.8989 | 8300 | 2750 | 377611
2022-09-07 | 14 | 895272.0761 | 9630 | 2070 | 302324
2022-09-07 | 15 | 948318.8987 | 5120 | 2170 | 318536
2022-09-07 | 16 | 469567.3287 | 4910 | 1290 | 158589
2022-09-07 | 17 | 385656.3866 | 1470 | 1850 | 129659
2022-09-07 | 18 | 0 | 740 | 940 | 560
2022-09-07 | 19 | 0 | 90 | 230 | 107
2022-09-07 | 20 | 0 | 0 | 0 | 0
2022-09-07 | 21 | 0 | 0 | 0 | 0
2022-09-07 | 22 | 0 | 0 | 0 | 0
2022-09-07 | 23 | 0 | 0 | 0 | 0
2022-09-07 | 24 | 0 | 0 | 0 | 0
2022-09-08 | 1 | 0 | 0 | 0 | 0
2022-09-08 | 2 | 0 | 0 | 0 | 0
2022-09-08 | 3 | 0 | 0 | 0 | 0
2022-09-08 | 4 | 0 | 0 | 0 | 0
2022-09-08 | 5 | 0 | 0 | 0 | 0
2022-09-08 | 6 | 0 | 0 | 0 | 0
2022-09-08 | 7 | 0 | 200 | 20 | 73
2022-09-08 | 8 | 0 | 2500 | 470 | 990
2022-09-08 | 9 | 0 | 7310 | 1340 | 2883
2022-09-08 | 10 | 440593.2724 | 15270 | 2480 | 152781
2022-09-08 | 11 | 667265.7132 | 18590 | 5920 | 230592
2022-09-08 | 12 | 2420563.221 | 20260 | 8560 | 816461
2022-09-08 | 13 | 2490322.5899 | 20410 | 7880 | 839538
2022-09-08 | 14 | 2501862.0491 | 19820 | 6410 | 842697
2022-09-08 | 15 | 2385896.9212 | 19290 | 7030 | 804072
2022-09-08 | 16 | 2112427.4731 | 17510 | 7270 | 712402
2022-09-08 | 17 | 1638321.1613 | 15430 | 5460 | 553070
2022-09-08 | 18 | 986281.4546 | 9500 | 2250 | 332677
2022-09-08 | 19 | 278153.6579 | 980 | 210 | 93115
2022-09-08 | 20 | 0 | 0 | 0 | 0
2022-09-08 | 21 | 0 | 0 | 0 | 0
2022-09-08 | 22 | 0 | 0 | 0 | 0
2022-09-08 | 23 | 0 | 0 | 0 | 0
2022-09-08 | 24 | 0 | 0 | 0 | 0
2022-09-09 | 1 | 0 | 0 | 0 | 0
2022-09-09 | 2 | 0 | 0 | 0 | 0
2022-09-09 | 3 | 0 | 0 | 0 | 0
2022-09-09 | 4 | 0 | 0 | 0 | 0
2022-09-09 | 5 | 0 | 0 | 0 | 0
2022-09-09 | 6 | 0 | 0 | 0 | 0
2022-09-09 | 7 | 0 | 230 | 40 | 90
2022-09-09 | 8 | 0 | 1840 | 620 | 820
2022-09-09 | 9 | 632990.3603 | 6600 | 1960 | 213850
2022-09-09 | 10 | 1341697.9313 | 140000 | 5180 | 495626
2022-09-09 | 11 | 1860171.6757 | 17880 | 7390 | 628481
2022-09-09 | 12 | 2208556.8905 | 18150 | 8600 | 745102
2022-09-09 | 13 | 2392885.9234 | 170000 | 9050 | 857312
2022-09-09 | 14 | 2396518.9457 | 16720 | 9160 | 807466
2022-09-09 | 15 | 2208566.4272 | 15080 | 8380 | 744009
2022-09-09 | 16 | 1892304.5397 | 14220 | 6940 | 637822
2022-09-09 | 17 | 1386978.8647 | 11450 | 4530 | 467653
2022-09-09 | 18 | 799747.0498 | 6110 | 1640 | 269166
2022-09-09 | 19 | 0 | 760 | 290 | 350
2022-09-09 | 20 | 0 | 0 | 0 | 0
2022-09-09 | 21 | 0 | 0 | 0 | 0
2022-09-09 | 22 | 0 | 0 | 0 | 0
2022-09-09 | 23 | 0 | 0 | 0 | 0
2022-09-09 | 24 | 0 | 0 | 0 | 0
2022-09-10 | 1 | 0 | 0 | 0 | 0
2022-09-10 | 2 | 0 | 0 | 0 | 0
2022-09-10 | 3 | 0 | 0 | 0 | 0
2022-09-10 | 4 | 0 | 0 | 0 | 0
2022-09-10 | 5 | 0 | 0 | 0 | 0
2022-09-10 | 6 | 0 | 0 | 0 | 0
2022-09-10 | 7 | 0 | 160 | 20 | 60
2022-09-10 | 8 | 0 | 1710 | 470 | 727
2022-09-10 | 9 | 572206.08 | 6020 | 1760 | 193329
2022-09-10 | 10 | 1226755.619 | 13040 | 5080 | 414959
2022-09-10 | 11 | 1785046.9351 | 16490 | 6990 | 602842
2022-09-10 | 12 | 2111196.2795 | 17370 | 8160 | 712242
2022-09-10 | 13 | 2295666.9331 | 15300 | 8840 | 773269
2022-09-10 | 14 | 2303187.3703 | 13890 | 8920 | 775332
2022-09-10 | 15 | 2151767.2539 | 13650 | 8280 | 724566
2022-09-10 | 16 | 1864228.8446 | 13130 | 7270 | 628210
2022-09-10 | 17 | 1384378.9101 | 10940 | 4870 | 466730
2022-09-10 | 18 | 813449.204 | 5660 | 1500 | 273536
2022-09-10 | 19 | 10999.8323 | 620 | 260 | 3960
2022-09-10 | 20 | 0 | 0 | 0 | 0
2022-09-10 | 21 | 0 | 0 | 0 | 0
2022-09-10 | 22 | 0 | 0 | 0 | 0
2022-09-10 | 23 | 0 | 0 | 0 | 0
2022-09-10 | 24 | 0 | 0 | 0 | 0
2022-09-11 | 1 | 0 | 0 | 0 | 0
2022-09-11 | 2 | 0 | 0 | 0 | 0
2022-09-11 | 3 | 0 | 0 | 0 | 0
2022-09-11 | 4 | 0 | 0 | 0 | 0
2022-09-11 | 5 | 0 | 0 | 0 | 0
2022-09-11 | 6 | 0 | 0 | 0 | 0
2022-09-11 | 7 | 0 | 70 | 20 | 30
2022-09-11 | 8 | 0 | 1420 | 490 | 637
2022-09-11 | 9 | 0 | 3870 | 1370 | 1747
2022-09-11 | 10 | 487777.3821 | 7000 | 3170 | 165982
2022-09-11 | 11 | 842881.918 | 9960 | 3530 | 285457
2022-09-11 | 12 | 1123049.6168 | 13110 | 2740 | 379633
2022-09-11 | 13 | 1243247.7474 | 12030 | 2990 | 419423
2022-09-11 | 14 | 989118.278 | 10820 | 2350 | 334096
2022-09-11 | 15 | 783121.407 | 8500 | 2430 | 264684
2022-09-11 | 16 | 449704.2596 | 3700 | 2940 | 152115
2022-09-11 | 17 | 379977.4945 | 2800 | 2050 | 128276
2022-09-11 | 18 | 51665.8798 | 1330 | 860 | 17952
2022-09-11 | 19 | 0 | 90 | 400 | 163
2022-09-11 | 20 | 0 | 0 | 0 | 0
2022-09-11 | 21 | 0 | 0 | 0 | 0
2022-09-11 | 22 | 0 | 0 | 0 | 0
2022-09-11 | 23 | 0 | 0 | 0 | 0
2022-09-11 | 24 | 0 | 0 | 0 | 0
2022-09-12 | 1 | 0 | 0 | 0 | 0
2022-09-12 | 2 | 0 | 0 | 0 | 0
2022-09-12 | 3 | 0 | 0 | 0 | 0
2022-09-12 | 4 | 0 | 0 | 0 | 0
2022-09-12 | 5 | 0 | 0 | 0 | 0
2022-09-12 | 6 | 0 | 0 | 0 | 0
2022-09-12 | 7 | 0 | 60 | 20 | 27
2022-09-12 | 8 | 0 | 1470 | 390 | 620
2022-09-12 | 9 | 132497.9812 | 5870 | 1270 | 46546
2022-09-12 | 10 | 1353488.4453 | 12900 | 4850 | 457079
2022-09-12 | 11 | 1869291.544 | 16560 | 6830 | 630894
2022-09-12 | 12 | 2140757.0839 | 16740 | 8820 | 722106
2022-09-12 | 13 | 2381363.8687 | 16350 | 9440 | 802385
2022-09-12 | 14 | 2390163.66 | 16030 | 7730 | 804641
2022-09-12 | 15 | 2304965.0192 | 15310 | 4900 | 775058
2022-09-12 | 16 | 2178366.8995 | 12780 | 2040 | 731062
2022-09-12 | 17 | 1685500.6218 | 3540 | 1030 | 563357
2022-09-12 | 18 | 352720.3798 | 1710 | 560 | 118330
2022-09-12 | 19 | 0 | 240 | 70 | 103
2022-09-12 | 20 | 0 | 0 | 0 | 0
2022-09-12 | 21 | 0 | 0 | 0 | 0
2022-09-12 | 22 | 0 | 0 | 0 | 0
2022-09-12 | 23 | 0 | 0 | 0 | 0
2022-09-12 | 24 | 0 | 0 | 0 | 0
2022-09-13 | 1 | 0 | 0 | 0 | 0
2022-09-13 | 2 | 0 | 0 | 0 | 0
2022-09-13 | 3 | 0 | 0 | 0 | 0
2022-09-13 | 4 | 0 | 0 | 0 | 0
2022-09-13 | 5 | 0 | 0 | 0 | 0
2022-09-13 | 6 | 0 | 0 | 0 | 0
2022-09-13 | 7 | 0 | 0 | 0 | 0
2022-09-13 | 8 | 0 | 530 | 60 | 197
2022-09-13 | 9 | 0 | 980 | 450 | 477
2022-09-13 | 10 | 0 | 960 | 1040 | 667
2022-09-13 | 11 | 0 | 2560 | 1400 | 1320
2022-09-13 | 12 | 0 | 5810 | 1300 | 2370
2022-09-13 | 13 | 719313.3831 | 4620 | 2140 | 242024
2022-09-13 | 14 | 583391.13 | 7230 | 1140 | 197254
2022-09-13 | 15 | 591124.3558 | 5770 | 1440 | 199445
2022-09-13 | 16 | 378194.2427 | 10910 | 1180 | 130095
2022-09-13 | 17 | 94731.8897 | 1870 | 710 | 32437
2022-09-13 | 18 | 0 | 790 | 250 | 347
2022-09-13 | 19 | 0 | 0 | 0 | 0
2022-09-13 | 20 | 0 | 0 | 0 | 0
2022-09-13 | 21 | 0 | 0 | 0 | 0
2022-09-13 | 22 | 0 | 0 | 0 | 0
2022-09-13 | 23 | 0 | 0 | 0 | 0
2022-09-13 | 24 | 0 | 0 | 0 | 0
2022-09-14 | 1 | 0 | 0 | 0 | 0
2022-09-14 | 2 | 0 | 0 | 0 | 0
2022-09-14 | 3 | 0 | 0 | 0 | 0
2022-09-14 | 4 | 0 | 0 | 0 | 0
2022-09-14 | 5 | 0 | 0 | 0 | 0
2022-09-14 | 6 | 0 | 0 | 0 | 0
2022-09-14 | 7 | 0 | 70 | 0 | 23
2022-09-14 | 8 | 0 | 1110 | 200 | 437
2022-09-14 | 9 | 734855.473 | 6590 | 1050 | 247498
2022-09-14 | 10 | 1430844.903 | 15330 | 4620 | 483598
2022-09-14 | 11 | 1953273.7732 | 20600 | 4410 | 659428
2022-09-14 | 12 | 2374963.7604 | 19840 | 4450 | 799751
2022-09-14 | 13 | 1979706.645 | 19760 | 6520 | 668662
2022-09-14 | 14 | 1541272.8786 | 12470 | 9050 | 520931
2022-09-14 | 15 | 2438696.146 | 16680 | 5870 | 820415
2022-09-14 | 16 | 1842096.9248 | 16200 | 5660 | 621319
2022-09-14 | 17 | 1869638.2046 | 13320 | 5480 | 629479
2022-09-14 | 18 | 1020895.6003 | 5680 | 1750 | 342775
2022-09-14 | 19 | 47799.2706 | 450 | 140 | 16130
2022-09-14 | 20 | 0 | 0 | 0 | 0
2022-09-14 | 21 | 0 | 0 | 0 | 0
2022-09-14 | 22 | 0 | 0 | 0 | 0
2022-09-14 | 23 | 0 | 0 | 0 | 0
2022-09-14 | 24 | 0 | 0 | 0 | 0
2022-09-15 | 1 | 0 | 0 | 0 | 0
2022-09-15 | 2 | 0 | 0 | 0 | 0
2022-09-15 | 3 | 0 | 0 | 0 | 0
2022-09-15 | 4 | 0 | 0 | 0 | 0
2022-09-15 | 5 | 0 | 0 | 0 | 0
2022-09-15 | 6 | 0 | 0 | 0 | 0
2022-09-15 | 7 | 0 | 80 | 0 | 27
2022-09-15 | 8 | 0 | 1140 | 200 | 447
2022-09-15 | 9 | 787626.6241 | 7040 | 950 | 265206
2022-09-15 | 10 | 1534309.9833 | 17150 | 2790 | 518083
2022-09-15 | 11 | 1856705.0695 | 23500 | 8060 | 629422
2022-09-15 | 12 | 2464187.8605 | 26340 | 8620 | 833049
2022-09-15 | 13 | 2514961.7195 | 26370 | 10180 | 850504
2022-09-15 | 14 | 2514961.7195 | 25990 | 10630 | 850527
2022-09-15 | 15 | 2473594.6655 | 23040 | 10080 | 835572
2022-09-15 | 16 | 2183722.2576 | 20590 | 8720 | 737677
2022-09-15 | 17 | 1651481.6284 | 18110 | 6040 | 558544
2022-09-15 | 18 | 990636.7064 | 8650 | 1870 | 333719
2022-09-15 | 19 | 53665.8503 | 510 | 110 | 18095
2022-09-15 | 20 | 0 | 0 | 0 | 0
2022-09-15 | 21 | 0 | 0 | 0 | 0
2022-09-15 | 22 | 0 | 0 | 0 | 0
2022-09-15 | 23 | 0 | 0 | 0 | 0
2022-09-15 | 24 | 0 | 0 | 0 | 0
2022-09-16 | 1 | 0 | 0 | 0 | 0
2022-09-16 | 2 | 0 | 0 | 0 | 0
2022-09-16 | 3 | 0 | 0 | 0 | 0
2022-09-16 | 4 | 0 | 0 | 0 | 0
2022-09-16 | 5 | 0 | 0 | 0 | 0
2022-09-16 | 6 | 0 | 0 | 0 | 0
2022-09-16 | 7 | 0 | 70 | 20 | 30
2022-09-16 | 8 | 0 | 1500 | 360 | 620
2022-09-16 | 9 | 0 | 3120 | 1440 | 1520
2022-09-16 | 10 | 1623623.9672 | 5400 | 4790 | 544605
2022-09-16 | 11 | 756388.4854 | 18470 | 7530 | 260796
2022-09-16 | 12 | 2427363.1573 | 22280 | 9110 | 819584
2022-09-16 | 13 | 2490562.2005 | 21620 | 8940 | 840374
2022-09-16 | 14 | 2514961.7195 | 21540 | 9140 | 848547
2022-09-16 | 15 | 1801299.0952 | 22120 | 9740 | 611053
2022-09-16 | 16 | 1779518.3659 | 20260 | 8660 | 602813
2022-09-16 | 17 | 1616821.5275 | 17250 | 5940 | 546671
2022-09-16 | 18 | 962731.2422 | 7940 | 1790 | 324154
2022-09-16 | 19 | 0 | 420 | 80 | 167
2022-09-16 | 20 | 0 | 0 | 0 | 0
2022-09-16 | 21 | 0 | 0 | 0 | 0
2022-09-16 | 22 | 0 | 0 | 0 | 0
2022-09-16 | 23 | 0 | 0 | 0 | 0
2022-09-16 | 24 | 0 | 0 | 0 | 0
2022-09-17 | 1 | 0 | 0 | 0 | 0
2022-09-17 | 2 | 0 | 0 | 0 | 0
2022-09-17 | 3 | 0 | 0 | 0 | 0
2022-09-17 | 4 | 0 | 0 | 0 | 0
2022-09-17 | 5 | 0 | 0 | 0 | 0
2022-09-17 | 6 | 0 | 0 | 0 | 0
2022-09-17 | 7 | 0 | 80 | 0 | 27
2022-09-17 | 8 | 0 | 1190 | 270 | 487
2022-09-17 | 9 | 791654.5868 | 7040 | 970 | 266555
2022-09-17 | 10 | 1538025.856 | 16850 | 5890 | 520255
2022-09-17 | 11 | 1990803.1225 | 22340 | 8050 | 673731
2022-09-17 | 12 | 2387185.812 | 23860 | 9440 | 806829
2022-09-17 | 13 | 2464699.2683 | 22460 | 9590 | 832250
2022-09-17 | 14 | 2120167.7322 | 220000 | 10160 | 783443
2022-09-17 | 15 | 2436162.9486 | 20910 | 9500 | 822191
2022-09-17 | 16 | 2056837.5587 | 18910 | 8170 | 694639
2022-09-17 | 17 | 1535376.668 | 15880 | 5330 | 518862
2022-09-17 | 18 | 900805.7117 | 7040 | 1600 | 303149
2022-09-17 | 19 | 0 | 400 | 100 | 167
2022-09-17 | 20 | 0 | 0 | 0 | 0
2022-09-17 | 21 | 0 | 0 | 0 | 0
2022-09-17 | 22 | 0 | 0 | 0 | 0
2022-09-17 | 23 | 0 | 0 | 0 | 0
2022-09-17 | 24 | 0 | 0 | 0 | 0
2022-09-18 | 1 | 0 | 0 | 0 | 0
2022-09-18 | 2 | 0 | 0 | 0 | 0
2022-09-18 | 3 | 0 | 0 | 0 | 0
2022-09-18 | 4 | 0 | 0 | 0 | 0
2022-09-18 | 5 | 0 | 0 | 0 | 0
2022-09-18 | 6 | 0 | 0 | 0 | 0
2022-09-18 | 7 | 0 | 150 | 20 | 57
2022-09-18 | 8 | 0 | 1790 | 460 | 750
2022-09-18 | 9 | 502592.3848 | 6580 | 1490 | 170221
2022-09-18 | 10 | 1208344.5787 | 12290 | 4630 | 408422
2022-09-18 | 11 | 1732002.2583 | 18560 | 7040 | 585867
2022-09-18 | 12 | 1572870.8506 | 18460 | 5250 | 532194
2022-09-18 | 13 | 1846305.2511 | 18530 | 4140 | 622992
2022-09-18 | 14 | 2144167.4232 | 13750 | 2570 | 720162
2022-09-18 | 15 | 247723.5049 | 3960 | 620 | 84101
2022-09-18 | 16 | 776854.8727 | 5060 | 350 | 260755
2022-09-18 | 17 | 0 | 870 | 550 | 473
2022-09-18 | 18 | 0 | 200 | 180 | 127
2022-09-18 | 19 | 0 | 0 | 0 | 0
2022-09-18 | 20 | 0 | 0 | 0 | 0
2022-09-18 | 21 | 0 | 0 | 0 | 0
2022-09-18 | 22 | 0 | 0 | 0 | 0
2022-09-18 | 23 | 0 | 0 | 0 | 0
2022-09-18 | 24 | 0 | 0 | 0 | 0
2022-09-19 | 1 | 0 | 0 | 0 | 0
2022-09-19 | 2 | 0 | 0 | 0 | 0
2022-09-19 | 3 | 0 | 0 | 0 | 0
2022-09-19 | 4 | 0 | 0 | 0 | 0
2022-09-19 | 5 | 0 | 0 | 0 | 0
2022-09-19 | 6 | 0 | 0 | 0 | 0
2022-09-19 | 7 | 0 | 0 | 0 | 0
2022-09-19 | 8 | 0 | 320 | 50 | 123
2022-09-19 | 9 | 0 | 1860 | 570 | 810
2022-09-19 | 10 | 0 | 2370 | 780 | 1050
2022-09-19 | 11 | 0 | 2850 | 1940 | 1597
2022-09-19 | 12 | 312057.9422 | 4350 | 2690 | 106366
2022-09-19 | 13 | 364994.4365 | 4630 | 1500 | 123708
2022-09-19 | 14 | 259262.7108 | 3450 | 1270 | 87994
2022-09-19 | 15 | 0 | 3040 | 2080 | 1707
2022-09-19 | 16 | 0 | 2090 | 1130 | 1073
2022-09-19 | 17 | 0 | 850 | 220 | 357
2022-09-19 | 18 | 0 | 280 | 0 | 93
2022-09-19 | 19 | 0 | 0 | 0 | 0
2022-09-19 | 20 | 0 | 0 | 0 | 0
2022-09-19 | 21 | 0 | 0 | 0 | 0
2022-09-19 | 22 | 0 | 0 | 0 | 0
2022-09-19 | 23 | 0 | 0 | 0 | 0
2022-09-19 | 24 | 0 | 0 | 0 | 0
2022-09-20 | 1 | 0 | 0 | 0 | 0
2022-09-20 | 2 | 0 | 0 | 0 | 0
2022-09-20 | 3 | 0 | 0 | 0 | 0
2022-09-20 | 4 | 0 | 0 | 0 | 0
2022-09-20 | 5 | 0 | 0 | 0 | 0
2022-09-20 | 6 | 0 | 0 | 0 | 0
2022-09-20 | 7 | 0 | 0 | 50 | 17
2022-09-20 | 8 | 0 | 1080 | 230 | 437
2022-09-20 | 9 | 0 | 2790 | 1050 | 1280
2022-09-20 | 10 | 400460.5711 | 4240 | 2390 | 135697
2022-09-20 | 11 | 461481.8692 | 5740 | 2690 | 156637
2022-09-20 | 12 | 666831.9106 | 4770 | 2340 | 224647
2022-09-20 | 13 | 576946.795 | 6460 | 5240 | 196216
2022-09-20 | 14 | 483545.2437 | 5550 | 3130 | 164075
2022-09-20 | 15 | 440859.9734 | 5440 | 4720 | 150340
2022-09-20 | 16 | 246729.5676 | 2260 | 2620 | 83870
2022-09-20 | 17 | 0 | 20000 | 500 | 6833
2022-09-20 | 18 | 0 | 860 | 250 | 370
2022-09-20 | 19 | 0 | 20 | 20 | 13
2022-09-20 | 20 | 0 | 0 | 0 | 0
2022-09-20 | 21 | 0 | 0 | 0 | 0
2022-09-20 | 22 | 0 | 0 | 0 | 0
2022-09-20 | 23 | 0 | 0 | 0 | 0
2022-09-20 | 24 | 0 | 0 | 0 | 0
2022-09-21 | 1 | 0 | 0 | 0 | 0
2022-09-21 | 2 | 0 | 0 | 0 | 0
2022-09-21 | 3 | 0 | 0 | 0 | 0
2022-09-21 | 4 | 0 | 0 | 0 | 0
2022-09-21 | 5 | 0 | 0 | 0 | 0
2022-09-21 | 6 | 0 | 0 | 0 | 0
2022-09-21 | 7 | 0 | 0 | 0 | 0
2022-09-21 | 8 | 0 | 1350 | 240 | 530
2022-09-21 | 9 | 309761.9414 | 5770 | 900 | 105477
2022-09-21 | 10 | 623549.1037 | 16440 | 1940 | 213976
2022-09-21 | 11 | 1176955.8191 | 17790 | 2910 | 399219
2022-09-21 | 12 | 1553547.8592 | 18060 | 1980 | 524529
2022-09-21 | 13 | 850417.4948 | 16510 | 2600 | 289842
2022-09-21 | 14 | 846302.9265 | 12160 | 3540 | 287334
2022-09-21 | 15 | 1127955.7943 | 12610 | 7570 | 382712
2022-09-21 | 16 | 918986.0225 | 13330 | 7650 | 313322
2022-09-21 | 17 | 842881.918 | 11190 | 5290 | 286454
2022-09-21 | 18 | 867129.6239 | 5250 | 1180 | 291187
2022-09-21 | 19 | 0 | 170 | 140 | 103
2022-09-21 | 20 | 0 | 0 | 0 | 0
2022-09-21 | 21 | 0 | 0 | 0 | 0
2022-09-21 | 22 | 0 | 0 | 0 | 0
2022-09-21 | 23 | 0 | 0 | 0 | 0
2022-09-21 | 24 | 0 | 0 | 0 | 0
2022-09-22 | 1 | 0 | 0 | 0 | 0
2022-09-22 | 2 | 0 | 0 | 0 | 0
2022-09-22 | 3 | 0 | 0 | 0 | 0
2022-09-22 | 4 | 0 | 0 | 0 | 0
2022-09-22 | 5 | 0 | 0 | 0 | 0
2022-09-22 | 6 | 0 | 0 | 0 | 0
2022-09-22 | 7 | 0 | 0 | 0 | 0
2022-09-22 | 8 | 0 | 0 | 0 | 0
2022-09-22 | 9 | 526078.2242 | 0 | 50 | 175376
2022-09-22 | 10 | 1156854.0335 | 130 | 480 | 385821
2022-09-22 | 11 | 1787629.7235 | 1330 | 310 | 596423
2022-09-22 | 12 | 2418405.5328 | 1580 | 260 | 806749
2022-09-22 | 13 | 0 | 1320 | 330 | 550
2022-09-22 | 14 | 0 | 4580 | 1360 | 1980
2022-09-22 | 15 | 0 | 1100 | 4810 | 1970
2022-09-22 | 16 | 419704.7055 | 1720 | 6590 | 142672
2022-09-22 | 17 | 981908.1426 | 10110 | 2840 | 331619
2022-09-22 | 18 | 575780.6897 | 3730 | 1520 | 193677
2022-09-22 | 19 | 0 | 400 | 30 | 143
2022-09-22 | 20 | 0 | 0 | 0 | 0
2022-09-22 | 21 | 0 | 0 | 0 | 0
2022-09-22 | 22 | 0 | 0 | 0 | 0
2022-09-22 | 23 | 0 | 0 | 0 | 0
2022-09-22 | 24 | 0 | 0 | 0 | 0
2022-09-23 | 1 | 0 | 0 | 0 | 0
2022-09-23 | 2 | 0 | 0 | 0 | 0
2022-09-23 | 3 | 0 | 0 | 0 | 0
2022-09-23 | 4 | 0 | 0 | 0 | 0
2022-09-23 | 5 | 0 | 0 | 0 | 0
2022-09-23 | 6 | 0 | 0 | 0 | 0
2022-09-23 | 7 | 0 | 40 | 0 | 13
2022-09-23 | 8 | 0 | 1080 | 140 | 407
2022-09-23 | 9 | 449659.7946 | 5790 | 480 | 151977
2022-09-23 | 10 | 472290.0987 | 14710 | 1880 | 162960
2022-09-23 | 11 | 905380.9643 | 25420 | 4870 | 311890
2022-09-23 | 12 | 2476895.5708 | 29290 | 3140 | 836442
2022-09-23 | 13 | 1215890.646 | 28580 | 4720 | 416397
2022-09-23 | 14 | 2521119.1177 | 28410 | 10990 | 853506
2022-09-23 | 15 | 1357048.3923 | 26870 | 7520 | 463813
2022-09-23 | 16 | 2312596.3211 | 23150 | 1860 | 779202
2022-09-23 | 17 | 1136956.3341 | 13900 | 2820 | 384559
2022-09-23 | 18 | 1162048.9359 | 5970 | 1270 | 389763
2022-09-23 | 19 | 0 | 200 | 40 | 80
2022-09-23 | 20 | 0 | 0 | 0 | 0
2022-09-23 | 21 | 0 | 0 | 0 | 0
2022-09-23 | 22 | 0 | 0 | 0 | 0
2022-09-23 | 23 | 0 | 0 | 0 | 0
2022-09-23 | 24 | 0 | 0 | 0 | 0
2022-09-24 | 1 | 0 | 0 | 0 | 0
2022-09-24 | 2 | 0 | 0 | 0 | 0
2022-09-24 | 3 | 0 | 0 | 0 | 0
2022-09-24 | 4 | 0 | 0 | 0 | 0
2022-09-24 | 5 | 0 | 0 | 0 | 0
2022-09-24 | 6 | 0 | 0 | 0 | 0
2022-09-24 | 7 | 0 | 0 | 0 | 0
2022-09-24 | 8 | 0 | 1000 | 110 | 370
2022-09-24 | 9 | 705655.9324 | 7230 | 800 | 237895
2022-09-24 | 10 | 1463840.4846 | 17880 | 5860 | 495860
2022-09-24 | 11 | 2054090.023 | 25230 | 8380 | 695900
2022-09-24 | 12 | 2431562.9005 | 27860 | 9890 | 823104
2022-09-24 | 13 | 2510973.4535 | 27580 | 10600 | 849718
2022-09-24 | 14 | 2500538.826 | 26610 | 10650 | 845933
2022-09-24 | 15 | 2447077.0359 | 25360 | 9980 | 827472
2022-09-24 | 16 | 2096212.6255 | 21870 | 8540 | 708874
2022-09-24 | 17 | 1554103.6129 | 17380 | 5430 | 525638
2022-09-24 | 18 | 852732.5392 | 5670 | 1260 | 286554
2022-09-24 | 19 | 0 | 110 | 30 | 47
2022-09-24 | 20 | 0 | 0 | 0 | 0
2022-09-24 | 21 | 0 | 0 | 0 | 0
2022-09-24 | 22 | 0 | 0 | 0 | 0
2022-09-24 | 23 | 0 | 0 | 0 | 0
2022-09-24 | 24 | 0 | 0 | 0 | 0
2022-09-25 | 1 | 0 | 0 | 0 | 0
2022-09-25 | 2 | 0 | 0 | 0 | 0
2022-09-25 | 3 | 0 | 0 | 0 | 0
2022-09-25 | 4 | 0 | 0 | 0 | 0
2022-09-25 | 5 | 0 | 0 | 0 | 0
2022-09-25 | 6 | 0 | 0 | 0 | 0
2022-09-25 | 7 | 0 | 40 | 0 | 13
2022-09-25 | 8 | 0 | 1230 | 370 | 533
2022-09-25 | 9 | 676611.3043 | 8160 | 1650 | 228807
2022-09-25 | 10 | 710455.8349 | 9650 | 4370 | 241492
2022-09-25 | 11 | 1629975.1997 | 13420 | 6790 | 550062
2022-09-25 | 12 | 1499319.315 | 16110 | 3630 | 506353
2022-09-25 | 13 | 976037.8003 | 10980 | 2260 | 329759
2022-09-25 | 14 | 835520.6251 | 12320 | 2260 | 283367
2022-09-25 | 15 | 662589.9076 | 8920 | 1540 | 224350
2022-09-25 | 16 | 310595.274 | 3250 | 470 | 104772
2022-09-25 | 17 | 318328.4998 | 2240 | 250 | 106939
2022-09-25 | 18 | 0 | 250 | 70 | 107
2022-09-25 | 19 | 0 | 0 | 0 | 0
2022-09-25 | 20 | 0 | 0 | 0 | 0
2022-09-25 | 21 | 0 | 0 | 0 | 0
2022-09-25 | 22 | 0 | 0 | 0 | 0
2022-09-25 | 23 | 0 | 0 | 0 | 0
2022-09-25 | 24 | 0 | 0 | 0 | 0
2022-09-26 | 1 | 0 | 0 | 0 | 0
2022-09-26 | 2 | 0 | 0 | 0 | 0
2022-09-26 | 3 | 0 | 0 | 0 | 0
2022-09-26 | 4 | 0 | 0 | 0 | 0
2022-09-26 | 5 | 0 | 0 | 0 | 0
2022-09-26 | 6 | 0 | 0 | 0 | 0
2022-09-26 | 7 | 0 | 0 | 0 | 0
2022-09-26 | 8 | 0 | 970 | 200 | 390
2022-09-26 | 9 | 0 | 6460 | 840 | 2433
2022-09-26 | 10 | 738322.1388 | 16000 | 3830 | 252717
2022-09-26 | 11 | 930380.5828 | 18110 | 4430 | 317640
2022-09-26 | 12 | 2064573.7648 | 17880 | 2000 | 694818
2022-09-26 | 13 | 899328.4106 | 21340 | 7610 | 309426
2022-09-26 | 14 | 2504904.9854 | 150000 | 5780 | 886895
2022-09-26 | 15 | 2436296.2246 | 17370 | 5250 | 819639
2022-09-26 | 16 | 484466.3143 | 18280 | 7620 | 170122
2022-09-26 | 17 | 1582813.7398 | 14550 | 3550 | 533638
2022-09-26 | 18 | 372994.3037 | 3510 | 200 | 125568
2022-09-26 | 19 | 0 | 30 | 30 | 20
2022-09-26 | 20 | 0 | 0 | 0 | 0
2022-09-26 | 21 | 0 | 0 | 0 | 0
2022-09-26 | 22 | 0 | 0 | 0 | 0
2022-09-26 | 23 | 0 | 0 | 0 | 0
2022-09-26 | 24 | 0 | 0 | 0 | 0
2022-09-27 | 1 | 0 | 0 | 0 | 0
2022-09-27 | 2 | 0 | 0 | 0 | 0
2022-09-27 | 3 | 0 | 0 | 0 | 0
2022-09-27 | 4 | 0 | 0 | 0 | 0
2022-09-27 | 5 | 0 | 0 | 0 | 0
2022-09-27 | 6 | 0 | 0 | 0 | 0
2022-09-27 | 7 | 0 | 0 | 0 | 0
2022-09-27 | 8 | 0 | 780 | 220 | 333
2022-09-27 | 9 | 0 | 2690 | 1170 | 1287
2022-09-27 | 10 | 577110.4097 | 7170 | 5660 | 196647
2022-09-27 | 11 | 1331765.4133 | 19980 | 8290 | 453345
2022-09-27 | 12 | 2294831.7528 | 23570 | 8200 | 775534
2022-09-27 | 13 | 2460336.9236 | 22180 | 9430 | 830649
2022-09-27 | 14 | 2226299.5243 | 22160 | 8550 | 752337
2022-09-27 | 15 | 2361908.4358 | 21050 | 2310 | 795089
2022-09-27 | 16 | 2090088.129 | 19070 | 2480 | 703879
2022-09-27 | 17 | 1534076.6907 | 15600 | 810 | 516829
2022-09-27 | 18 | 674989.7003 | 3980 | 440 | 226470
2022-09-27 | 19 | 0 | 50 | 20 | 23
2022-09-27 | 20 | 0 | 0 | 0 | 0
2022-09-27 | 21 | 0 | 0 | 0 | 0
2022-09-27 | 22 | 0 | 0 | 0 | 0
2022-09-27 | 23 | 0 | 0 | 0 | 0
2022-09-27 | 24 | 0 | 0 | 0 | 0
2022-09-28 | 1 | 0 | 0 | 0 | 0
2022-09-28 | 2 | 0 | 0 | 0 | 0
2022-09-28 | 3 | 0 | 0 | 0 | 0
2022-09-28 | 4 | 0 | 0 | 0 | 0
2022-09-28 | 5 | 0 | 0 | 0 | 0
2022-09-28 | 6 | 0 | 0 | 0 | 0
2022-09-28 | 7 | 0 | 0 | 0 | 0
2022-09-28 | 8 | 0 | 840 | 300 | 380
2022-09-28 | 9 | 682928.9794 | 7210 | 1080 | 230406
2022-09-28 | 10 | 686989.5458 | 16600 | 2610 | 235400
2022-09-28 | 11 | 1023198.7238 | 20330 | 4220 | 349250
2022-09-28 | 12 | 1951370.2393 | 18510 | 5500 | 658460
2022-09-28 | 13 | 884453.1775 | 19410 | 2310 | 302058
2022-09-28 | 14 | 2083784.1034 | 18430 | 6640 | 702951
2022-09-28 | 15 | 1982969.8801 | 18630 | 4820 | 668807
2022-09-28 | 16 | 724588.9902 | 15950 | 2820 | 247786
2022-09-28 | 17 | 579856.0381 | 5420 | 3820 | 196365
2022-09-28 | 18 | 1044984.1022 | 2290 | 900 | 349391
2022-09-28 | 19 | 0 | 60 | 30 | 30
2022-09-28 | 20 | 0 | 0 | 0 | 0
2022-09-28 | 21 | 0 | 0 | 0 | 0
2022-09-28 | 22 | 0 | 0 | 0 | 0
2022-09-28 | 23 | 0 | 0 | 0 | 0
2022-09-28 | 24 | 0 | 0 | 0 | 0
2022-09-29 | 1 | 0 | 0 | 0 | 0
2022-09-29 | 2 | 0 | 0 | 0 | 0
2022-09-29 | 3 | 0 | 0 | 0 | 0
2022-09-29 | 4 | 0 | 0 | 0 | 0
2022-09-29 | 5 | 0 | 0 | 0 | 0
2022-09-29 | 6 | 0 | 0 | 0 | 0
2022-09-29 | 7 | 0 | 0 | 0 | 0
2022-09-29 | 8 | 0 | 810 | 210 | 340
2022-09-29 | 9 | 687389.5526 | 7440 | 700 | 231843
2022-09-29 | 10 | 1400400.877 | 16930 | 1630 | 472987
2022-09-29 | 11 | 1995114.9225 | 21560 | 2520 | 673065
2022-09-29 | 12 | 2434562.9215 | 22350 | 3740 | 820218
2022-09-29 | 13 | 2514961.7195 | 22310 | 4300 | 847191
2022-09-29 | 14 | 2329067.2302 | 21020 | 5130 | 785072
2022-09-29 | 15 | 2471253.8719 | 21160 | 9360 | 833925
2022-09-29 | 16 | 2077565.9084 | 20660 | 8480 | 702235
2022-09-29 | 17 | 1498680.83 | 16060 | 5070 | 506604
2022-09-29 | 18 | 792699.039 | 4140 | 820 | 265886
2022-09-29 | 19 | 0 | 70 | 0 | 23
2022-09-29 | 20 | 0 | 0 | 0 | 0
2022-09-29 | 21 | 0 | 0 | 0 | 0
2022-09-29 | 22 | 0 | 0 | 0 | 0
2022-09-29 | 23 | 0 | 0 | 0 | 0
2022-09-29 | 24 | 0 | 0 | 0 | 0
2022-09-30 | 1 | 0 | 0 | 0 | 0
2022-09-30 | 2 | 0 | 0 | 0 | 0
2022-09-30 | 3 | 0 | 0 | 0 | 0
2022-09-30 | 4 | 0 | 0 | 0 | 0
2022-09-30 | 5 | 0 | 0 | 0 | 0
2022-09-30 | 6 | 0 | 0 | 0 | 0
2022-09-30 | 7 | 0 | 0 | 0 | 0
2022-09-30 | 8 | 0 | 1520 | 310 | 610
2022-09-30 | 9 | 561307.2515 | 7370 | 1470 | 190049
2022-09-30 | 10 | 960774.8389 | 14840 | 4480 | 326698
2022-09-30 | 11 | 1955496.5496 | 20990 | 5660 | 660716
2022-09-30 | 12 | 2148967.2661 | 20690 | 6910 | 725522
2022-09-30 | 13 | 1987402.2007 | 19940 | 8480 | 671941
2022-09-30 | 14 | 1480406.0459 | 21410 | 7930 | 503249
2022-09-30 | 15 | 1753239.9893 | 15510 | 7400 | 592050
2022-09-30 | 16 | 1564176.2018 | 16420 | 6560 | 529052
2022-09-30 | 17 | 1316046.5956 | 12560 | 4000 | 444202
2022-09-30 | 18 | 681305.4085 | 3450 | 870 | 228542
2022-09-30 | 19 | 0 | 110 | 20 | 43
2022-09-30 | 20 | 0 | 0 | 0 | 0
2022-09-30 | 21 | 0 | 0 | 0 | 0
2022-09-30 | 22 | 0 | 0 | 0 | 0
2022-09-30 | 23 | 0 | 0 | 0 | 0
2022-09-30 | 24 | 0 | 0 | 0 | 0
2022-10-01 | 1 | 0 | 0 | 0 | 0
2022-10-01 | 2 | 0 | 0 | 0 | 0
2022-10-01 | 3 | 0 | 0 | 0 | 0
2022-10-01 | 4 | 0 | 0 | 0 | 0
2022-10-01 | 5 | 0 | 0 | 0 | 0
2022-10-01 | 6 | 0 | 0 | 0 | 0
2022-10-01 | 7 | 0 | 0 | 0 | 0
2022-10-01 | 8 | 0 | 320 | 90 | 137
2022-10-01 | 9 | 0 | 1320 | 560 | 627
2022-10-01 | 10 | 0 | 1930 | 980 | 970
2022-10-01 | 11 | 0 | 3150 | 1420 | 1523
2022-10-01 | 12 | 605759.9783 | 4640 | 4770 | 205057
2022-10-01 | 13 | 606990.7546 | 5750 | 6440 | 206394
2022-10-01 | 14 | 608990.7289 | 6540 | 6960 | 207497
2022-10-01 | 15 | 740988.6718 | 6730 | 9570 | 252430
2022-10-01 | 16 | 680989.6231 | 6100 | 8260 | 231783
2022-10-01 | 17 | 676314.2347 | 6180 | 4870 | 229121
2022-10-01 | 18 | 285785.1386 | 1280 | 800 | 95955
2022-10-01 | 19 | 0 | 20 | 20 | 13
2022-10-01 | 20 | 0 | 0 | 0 | 0
2022-10-01 | 21 | 0 | 0 | 0 | 0
2022-10-01 | 22 | 0 | 0 | 0 | 0
2022-10-01 | 23 | 0 | 0 | 0 | 0
2022-10-01 | 24 | 0 | 0 | 0 | 0
2022-10-02 | 1 | 0 | 0 | 0 | 0
2022-10-02 | 2 | 0 | 0 | 0 | 0
2022-10-02 | 3 | 0 | 0 | 0 | 0
2022-10-02 | 4 | 0 | 0 | 0 | 0
2022-10-02 | 5 | 0 | 0 | 0 | 0
2022-10-02 | 6 | 0 | 0 | 0 | 0
2022-10-02 | 7 | 0 | 0 | 0 | 0
2022-10-02 | 8 | 0 | 1130 | 20 | 383
2022-10-02 | 9 | 94998.5534 | 3080 | 1590 | 33223
2022-10-02 | 10 | 423793.5543 | 6860 | 3140 | 144598
2022-10-02 | 11 | 463392.9431 | 13110 | 2180 | 159561
2022-10-02 | 12 | 896319.6874 | 14690 | 3260 | 304757
2022-10-02 | 13 | 1298580.1697 | 17820 | 7370 | 441257
2022-10-02 | 14 | 1081383.4667 | 18640 | 8850 | 369624
2022-10-02 | 15 | 2401563.406 | 24920 | 7810 | 811431
2022-10-02 | 16 | 804587.7814 | 11410 | 6630 | 274209
2022-10-02 | 17 | 901140.1534 | 5410 | 4240 | 303597
2022-10-02 | 18 | 94998.5534 | 1350 | 800 | 32383
2022-10-02 | 19 | 0 | 40 | 20 | 20
2022-10-02 | 20 | 0 | 0 | 0 | 0
2022-10-02 | 21 | 0 | 0 | 0 | 0
2022-10-02 | 22 | 0 | 0 | 0 | 0
2022-10-02 | 23 | 0 | 0 | 0 | 0
2022-10-02 | 24 | 0 | 0 | 0 | 0
2022-10-03 | 1 | 0 | 0 | 0 | 0
2022-10-03 | 2 | 0 | 0 | 0 | 0
2022-10-03 | 3 | 0 | 0 | 0 | 0
2022-10-03 | 4 | 0 | 0 | 0 | 0
2022-10-03 | 5 | 0 | 0 | 0 | 0
2022-10-03 | 6 | 0 | 0 | 0 | 0
2022-10-03 | 7 | 0 | 20 | 0 | 7
2022-10-03 | 8 | 0 | 1380 | 210 | 530
2022-10-03 | 9 | 386994.1235 | 8110 | 650 | 131918
2022-10-03 | 10 | 898506.3434 | 14710 | 5390 | 306202
2022-10-03 | 11 | 2065985.4412 | 21240 | 8090 | 698438
2022-10-03 | 12 | 1650106.4301 | 18070 | 8190 | 558789
2022-10-03 | 13 | 1819342.1364 | 24100 | 8800 | 617414
2022-10-03 | 14 | 2325764.6561 | 20320 | 8990 | 785025
2022-10-03 | 15 | 1679107.7852 | 14510 | 5990 | 566536
2022-10-03 | 16 | 991336.2861 | 11170 | 3920 | 335475
2022-10-03 | 17 | 634856.9989 | 6970 | 1810 | 214546
2022-10-03 | 18 | 343883.6634 | 2070 | 630 | 115528
2022-10-03 | 19 | 0 | 60 | 20 | 27
2022-10-03 | 20 | 0 | 0 | 0 | 0
2022-10-03 | 21 | 0 | 0 | 0 | 0
2022-10-03 | 22 | 0 | 0 | 0 | 0
2022-10-03 | 23 | 0 | 0 | 0 | 0
2022-10-03 | 24 | 0 | 0 | 0 | 0
2022-10-04 | 1 | 0 | 0 | 0 | 0
2022-10-04 | 2 | 0 | 0 | 0 | 0
2022-10-04 | 3 | 0 | 0 | 0 | 0
2022-10-04 | 4 | 0 | 0 | 0 | 0
2022-10-04 | 5 | 0 | 0 | 0 | 0
2022-10-04 | 6 | 0 | 0 | 0 | 0
2022-10-04 | 7 | 0 | 0 | 0 | 0
2022-10-04 | 8 | 0 | 1540 | 200 | 580
2022-10-04 | 9 | 430593.4608 | 8990 | 1360 | 146981
2022-10-04 | 10 | 1489714.1457 | 17160 | 2020 | 502965
2022-10-04 | 11 | 1289646.9831 | 23290 | 5170 | 439369
2022-10-04 | 12 | 2399658.9184 | 24470 | 5240 | 809790
2022-10-04 | 13 | 2052468.7767 | 18670 | 4380 | 691840
2022-10-04 | 14 | 2510129.6902 | 22430 | 4070 | 845543
2022-10-04 | 15 | 744988.6799 | 10060 | 5320 | 253456
2022-10-04 | 16 | 982585.0725 | 10290 | 5530 | 332802
2022-10-04 | 17 | 869986.7725 | 4520 | 1780 | 292096
2022-10-04 | 18 | 20531.6022 | 1540 | 540 | 7537
2022-10-04 | 19 | 0 | 0 | 20 | 7
2022-10-04 | 20 | 0 | 0 | 0 | 0
2022-10-04 | 21 | 0 | 0 | 0 | 0
2022-10-04 | 22 | 0 | 0 | 0 | 0
2022-10-04 | 23 | 0 | 0 | 0 | 0
2022-10-04 | 24 | 0 | 0 | 0 | 0
2022-10-05 | 1 | 0 | 0 | 0 | 0
2022-10-05 | 2 | 0 | 0 | 0 | 0
2022-10-05 | 3 | 0 | 0 | 0 | 0
2022-10-05 | 4 | 0 | 0 | 0 | 0
2022-10-05 | 5 | 0 | 0 | 0 | 0
2022-10-05 | 6 | 0 | 0 | 0 | 0
2022-10-05 | 7 | 0 | 0 | 0 | 0
2022-10-05 | 8 | 0 | 420 | 70 | 163
2022-10-05 | 9 | 0 | 1050 | 790 | 613
2022-10-05 | 10 | 102065.1162 | 3230 | 830 | 35375
2022-10-05 | 11 | 375460.9227 | 2440 | 1120 | 126340
2022-10-05 | 12 | 424993.5448 | 4850 | 1760 | 143868
2022-10-05 | 13 | 0 | 5190 | 1920 | 2370
2022-10-05 | 14 | 0 | 7170 | 2580 | 3250
2022-10-05 | 15 | 608614.862 | 5570 | 1780 | 205322
2022-10-05 | 16 | 478592.7236 | 2810 | 1130 | 160844
2022-10-05 | 17 | 94998.5534 | 1430 | 470 | 32300
2022-10-05 | 18 | 0 | 240 | 200 | 147
2022-10-05 | 19 | 0 | 0 | 0 | 0
2022-10-05 | 20 | 0 | 0 | 0 | 0
2022-10-05 | 21 | 0 | 0 | 0 | 0
2022-10-05 | 22 | 0 | 0 | 0 | 0
2022-10-05 | 23 | 0 | 0 | 0 | 0
2022-10-05 | 24 | 0 | 0 | 0 | 0
2022-10-06 | 1 | 0 | 0 | 0 | 0
2022-10-06 | 2 | 0 | 0 | 0 | 0
2022-10-06 | 3 | 0 | 0 | 0 | 0
2022-10-06 | 4 | 0 | 0 | 0 | 0
2022-10-06 | 5 | 0 | 0 | 0 | 0
2022-10-06 | 6 | 0 | 0 | 0 | 0
2022-10-06 | 7 | 0 | 0 | 0 | 0
2022-10-06 | 8 | 0 | 820 | 190 | 337
2022-10-06 | 9 | 394856.9894 | 7320 | 1160 | 134446
2022-10-06 | 10 | 1261247.5157 | 16540 | 3910 | 427233
2022-10-06 | 11 | 1842393.1599 | 21040 | 7870 | 623768
2022-10-06 | 12 | 2191968.9178 | 21070 | 8990 | 740676
2022-10-06 | 13 | 2354398.7274 | 20090 | 9540 | 794676
2022-10-06 | 14 | 2331186.7714 | 19590 | 9490 | 786756
2022-10-06 | 15 | 2127305.5077 | 19510 | 8790 | 718535
2022-10-06 | 16 | 1793106.0791 | 17240 | 7410 | 605919
2022-10-06 | 17 | 1265736.2223 | 13050 | 3350 | 427379
2022-10-06 | 18 | 598501.9803 | 2110 | 460 | 200357
2022-10-06 | 19 | 0 | 20 | 0 | 7
2022-10-06 | 20 | 0 | 0 | 0 | 0
2022-10-06 | 21 | 0 | 0 | 0 | 0
2022-10-06 | 22 | 0 | 0 | 0 | 0
2022-10-06 | 23 | 0 | 0 | 0 | 0
2022-10-06 | 24 | 0 | 0 | 0 | 0
2022-10-07 | 1 | 0 | 0 | 0 | 0
2022-10-07 | 2 | 0 | 0 | 0 | 0
2022-10-07 | 3 | 0 | 0 | 0 | 0
2022-10-07 | 4 | 0 | 0 | 0 | 0
2022-10-07 | 5 | 0 | 0 | 0 | 0
2022-10-07 | 6 | 0 | 0 | 0 | 0
2022-10-07 | 7 | 0 | 0 | 0 | 0
2022-10-07 | 8 | 0 | 980 | 160 | 380
2022-10-07 | 9 | 101577.4012 | 7950 | 1230 | 36919
2022-10-07 | 10 | 929039.8955 | 12620 | 2210 | 314623
2022-10-07 | 11 | 1660501.0033 | 17440 | 5510 | 561150
2022-10-07 | 12 | 2210699.7967 | 19000 | 9180 | 746293
2022-10-07 | 13 | 1370768.6663 | 19540 | 8190 | 466166
2022-10-07 | 14 | 1448311.2097 | 20300 | 5430 | 491347
2022-10-07 | 15 | 1320786.3569 | 16910 | 4780 | 447492
2022-10-07 | 16 | 1831016.5405 | 13080 | 1050 | 615049
2022-10-07 | 17 | 951608.8963 | 6490 | 410 | 319503
2022-10-07 | 18 | 314995.1994 | 320 | 30 | 105115
2022-10-07 | 19 | 0 | 0 | 0 | 0
2022-10-07 | 20 | 0 | 0 | 0 | 0
2022-10-07 | 21 | 0 | 0 | 0 | 0
2022-10-07 | 22 | 0 | 0 | 0 | 0
2022-10-07 | 23 | 0 | 0 | 0 | 0
2022-10-07 | 24 | 0 | 0 | 0 | 0
2022-10-08 | 1 | 0 | 0 | 0 | 0
2022-10-08 | 2 | 0 | 0 | 0 | 0
2022-10-08 | 3 | 0 | 0 | 0 | 0
2022-10-08 | 4 | 0 | 0 | 0 | 0
2022-10-08 | 5 | 0 | 0 | 0 | 0
2022-10-08 | 6 | 0 | 0 | 0 | 0
2022-10-08 | 7 | 0 | 0 | 0 | 0
2022-10-08 | 8 | 0 | 1060 | 180 | 413
2022-10-08 | 9 | 0 | 7850 | 1220 | 3023
2022-10-08 | 10 | 1429378.2711 | 18120 | 4900 | 484133
2022-10-08 | 11 | 2012469.2917 | 24460 | 8640 | 681856
2022-10-08 | 12 | 2394563.4365 | 25880 | 10090 | 810178
2022-10-08 | 13 | 2492085.9337 | 25640 | 10540 | 842755
2022-10-08 | 14 | 2483293.5333 | 25360 | 10520 | 839725
2022-10-08 | 15 | 2316531.8966 | 23920 | 9840 | 783431
2022-10-08 | 16 | 1970569.9682 | 20980 | 8230 | 666593
2022-10-08 | 17 | 1385778.904 | 15270 | 4000 | 468350
2022-10-08 | 18 | 659212.172 | 2080 | 340 | 220544
2022-10-08 | 19 | 0 | 20 | 0 | 7
2022-10-08 | 20 | 0 | 0 | 0 | 0
2022-10-08 | 21 | 0 | 0 | 0 | 0
2022-10-08 | 22 | 0 | 0 | 0 | 0
2022-10-08 | 23 | 0 | 0 | 0 | 0
2022-10-08 | 24 | 0 | 0 | 0 | 0
2022-10-09 | 1 | 0 | 0 | 0 | 0
2022-10-09 | 2 | 0 | 0 | 0 | 0
2022-10-09 | 3 | 0 | 0 | 0 | 0
2022-10-09 | 4 | 0 | 0 | 0 | 0
2022-10-09 | 5 | 0 | 0 | 0 | 0
2022-10-09 | 6 | 0 | 0 | 0 | 0
2022-10-09 | 7 | 0 | 0 | 0 | 0
2022-10-09 | 8 | 0 | 1120 | 70 | 397
2022-10-09 | 9 | 661789.9537 | 5570 | 630 | 222663
2022-10-09 | 10 | 1216181.5166 | 10860 | 1500 | 409514
2022-10-09 | 11 | 2113368.0344 | 12940 | 2720 | 709676
2022-10-09 | 12 | 2396486.5208 | 25720 | 9630 | 810612
2022-10-09 | 13 | 2428015.2321 | 25610 | 10490 | 821372
2022-10-09 | 14 | 2465069.0556 | 25650 | 7260 | 832660
2022-10-09 | 15 | 2332315.4449 | 23900 | 4480 | 786898
2022-10-09 | 16 | 1882438.0636 | 14960 | 3460 | 633619
2022-10-09 | 17 | 1318179.965 | 7230 | 2290 | 442567
2022-10-09 | 18 | 0 | 1080 | 260 | 447
2022-10-09 | 19 | 0 | 0 | 0 | 0
2022-10-09 | 20 | 0 | 0 | 0 | 0
2022-10-09 | 21 | 0 | 0 | 0 | 0
2022-10-09 | 22 | 0 | 0 | 0 | 0
2022-10-09 | 23 | 0 | 0 | 0 | 0
2022-10-09 | 24 | 0 | 0 | 0 | 0
2022-10-10 | 1 | 0 | 0 | 0 | 0
2022-10-10 | 2 | 0 | 0 | 0 | 0
2022-10-10 | 3 | 0 | 0 | 0 | 0
2022-10-10 | 4 | 0 | 0 | 0 | 0
2022-10-10 | 5 | 0 | 0 | 0 | 0
2022-10-10 | 6 | 0 | 0 | 0 | 0
2022-10-10 | 7 | 0 | 0 | 0 | 0
2022-10-10 | 8 | 0 | 800 | 50 | 283
2022-10-10 | 9 | 0 | 3080 | 60 | 1047
2022-10-10 | 10 | 429793.4473 | 3970 | 160 | 144641
2022-10-10 | 11 | 0 | 4250 | 270 | 1507
2022-10-10 | 12 | 517592.1321 | 7820 | 960 | 175457
2022-10-10 | 13 | 476184.8152 | 6720 | 920 | 161275
2022-10-10 | 14 | 121398.1509 | 3960 | 1830 | 42396
2022-10-10 | 15 | 895512.7001 | 10220 | 1630 | 302454
2022-10-10 | 16 | 719789.0282 | 11830 | 2400 | 244673
2022-10-10 | 17 | 399038.3744 | 5530 | 3460 | 136009
2022-10-10 | 18 | 709389.2097 | 1510 | 270 | 237056
2022-10-10 | 19 | 0 | 0 | 0 | 0
2022-10-10 | 20 | 0 | 0 | 0 | 0
2022-10-10 | 21 | 0 | 0 | 0 | 0
2022-10-10 | 22 | 0 | 0 | 0 | 0
2022-10-10 | 23 | 0 | 0 | 0 | 0
2022-10-10 | 24 | 0 | 0 | 0 | 0
2022-10-11 | 1 | 0 | 0 | 0 | 0
2022-10-11 | 2 | 0 | 0 | 0 | 0
2022-10-11 | 3 | 0 | 0 | 0 | 0
2022-10-11 | 4 | 0 | 0 | 0 | 0
2022-10-11 | 5 | 0 | 0 | 0 | 0
2022-10-11 | 6 | 0 | 0 | 0 | 0
2022-10-11 | 7 | 0 | 0 | 0 | 0
2022-10-11 | 8 | 0 | 1250 | 80 | 443
2022-10-11 | 9 | 403927.1772 | 8030 | 720 | 137559
2022-10-11 | 10 | 595968.7233 | 17800 | 1330 | 205033
2022-10-11 | 11 | 1480533.0038 | 22980 | 4510 | 502674
2022-10-11 | 12 | 2283437.0136 | 24170 | 9560 | 772389
2022-10-11 | 13 | 2418643.4746 | 23610 | 10130 | 817461
2022-10-11 | 14 | 2399896.8601 | 23740 | 10090 | 811242
2022-10-11 | 15 | 2195166.5878 | 22550 | 9380 | 742366
2022-10-11 | 16 | 1839535.1171 | 19430 | 7720 | 622228
2022-10-11 | 17 | 1273443.6989 | 12960 | 3390 | 429931
2022-10-11 | 18 | 575924.5753 | 1330 | 260 | 192505
2022-10-11 | 19 | 0 | 0 | 0 | 0
2022-10-11 | 20 | 0 | 0 | 0 | 0
2022-10-11 | 21 | 0 | 0 | 0 | 0
2022-10-11 | 22 | 0 | 0 | 0 | 0
2022-10-11 | 23 | 0 | 0 | 0 | 0
2022-10-11 | 24 | 0 | 0 | 0 | 0
2022-10-12 | 1 | 0 | 0 | 0 | 0
2022-10-12 | 2 | 0 | 0 | 0 | 0
2022-10-12 | 3 | 0 | 0 | 0 | 0
2022-10-12 | 4 | 0 | 0 | 0 | 0
2022-10-12 | 5 | 0 | 0 | 0 | 0
2022-10-12 | 6 | 0 | 0 | 0 | 0
2022-10-12 | 7 | 0 | 0 | 0 | 0
2022-10-12 | 8 | 0 | 730 | 170 | 300
2022-10-12 | 9 | 508312.8214 | 7280 | 670 | 172088
2022-10-12 | 10 | 1222503.5429 | 15910 | 4630 | 414348
2022-10-12 | 11 | 1800161.4809 | 19550 | 7660 | 609124
2022-10-12 | 12 | 2113501.0719 | 19550 | 8810 | 713954
2022-10-12 | 13 | 2219845.5334 | 20180 | 9450 | 749825
2022-10-12 | 14 | 2288565.1588 | 20510 | 9450 | 772842
2022-10-12 | 15 | 2034169.1971 | 20270 | 6670 | 687036
2022-10-12 | 16 | 1375779.0327 | 14920 | 4910 | 465203
2022-10-12 | 17 | 1034984.231 | 10250 | 2370 | 349201
2022-10-12 | 18 | 510316.9084 | 1400 | 320 | 170679
2022-10-12 | 19 | 0 | 0 | 0 | 0
2022-10-12 | 20 | 0 | 0 | 0 | 0
2022-10-12 | 21 | 0 | 0 | 0 | 0
2022-10-12 | 22 | 0 | 0 | 0 | 0
2022-10-12 | 23 | 0 | 0 | 0 | 0
2022-10-12 | 24 | 0 | 0 | 0 | 0
2022-10-13 | 1 | 0 | 0 | 0 | 0
2022-10-13 | 2 | 0 | 0 | 0 | 0
2022-10-13 | 3 | 0 | 0 | 0 | 0
2022-10-13 | 4 | 0 | 0 | 0 | 0
2022-10-13 | 5 | 0 | 0 | 0 | 0
2022-10-13 | 6 | 0 | 0 | 0 | 0
2022-10-13 | 7 | 0 | 0 | 0 | 0
2022-10-13 | 8 | 0 | 90 | 70 | 53
2022-10-13 | 9 | 0 | 3210 | 190 | 1133
2022-10-13 | 10 | 0 | 4250 | 860 | 1703
2022-10-13 | 11 | 962421.2384 | 10130 | 780 | 324444
2022-10-13 | 12 | 0 | 3800 | 490 | 1430
2022-10-13 | 13 | 0 | 4170 | 1980 | 2050
2022-10-13 | 14 | 0 | 3580 | 1640 | 1740
2022-10-13 | 15 | 0 | 3160 | 510 | 1223
2022-10-13 | 16 | 0 | 3170 | 400 | 1190
2022-10-13 | 17 | 0 | 400 | 120 | 173
2022-10-13 | 18 | 0 | 0 | 0 | 0
2022-10-13 | 19 | 0 | 0 | 0 | 0
2022-10-13 | 20 | 0 | 0 | 0 | 0
2022-10-13 | 21 | 0 | 0 | 0 | 0
2022-10-13 | 22 | 0 | 0 | 0 | 0
2022-10-13 | 23 | 0 | 0 | 0 | 0
2022-10-13 | 24 | 0 | 0 | 0 | 0
2022-10-14 | 1 | 0 | 0 | 0 | 0
2022-10-14 | 2 | 0 | 0 | 0 | 0
2022-10-14 | 3 | 0 | 0 | 0 | 0
2022-10-14 | 4 | 0 | 0 | 0 | 0
2022-10-14 | 5 | 0 | 0 | 0 | 0
2022-10-14 | 6 | 0 | 0 | 0 | 0
2022-10-14 | 7 | 0 | 0 | 0 | 0
2022-10-14 | 8 | 0 | 0 | 0 | 0
2022-10-14 | 9 | 0 | 150 | 490 | 213
2022-10-14 | 10 | 0 | 330 | 990 | 440
2022-10-14 | 11 | 0 | 1780 | 1240 | 1007
2022-10-14 | 12 | 374860.9424 | 5220 | 1790 | 127290
2022-10-14 | 13 | 525658.6671 | 7480 | 1150 | 178096
2022-10-14 | 14 | 1132144.928 | 14180 | 1900 | 382742
2022-10-14 | 15 | 776567.1611 | 13390 | 1660 | 263872
2022-10-14 | 16 | 546736.6576 | 6770 | 1070 | 184859
2022-10-14 | 17 | 92331.931 | 1810 | 1470 | 31871
2022-10-14 | 18 | 0 | 380 | 370 | 250
2022-10-14 | 19 | 0 | 0 | 0 | 0
2022-10-14 | 20 | 0 | 0 | 0 | 0
2022-10-14 | 21 | 0 | 0 | 0 | 0
2022-10-14 | 22 | 0 | 0 | 0 | 0
2022-10-14 | 23 | 0 | 0 | 0 | 0
2022-10-14 | 24 | 0 | 0 | 0 | 0
2022-10-15 | 1 | 0 | 0 | 0 | 0
2022-10-15 | 2 | 0 | 0 | 0 | 0
2022-10-15 | 3 | 0 | 0 | 0 | 0
2022-10-15 | 4 | 0 | 0 | 0 | 0
2022-10-15 | 5 | 0 | 0 | 0 | 0
2022-10-15 | 6 | 0 | 0 | 0 | 0
2022-10-15 | 7 | 0 | 0 | 0 | 0
2022-10-15 | 8 | 0 | 730 | 200 | 310
2022-10-15 | 9 | 535285.1748 | 3450 | 1460 | 180065
2022-10-15 | 10 | 1303273.5586 | 11990 | 3420 | 439561
2022-10-15 | 11 | 1845731.8544 | 21390 | 7770 | 624964
2022-10-15 | 12 | 2177905.798 | 21640 | 9360 | 736302
2022-10-15 | 13 | 2364473.5813 | 22020 | 9870 | 798788
2022-10-15 | 14 | 2365097.2843 | 20470 | 9780 | 798449
2022-10-15 | 15 | 2118785.8582 | 20480 | 9060 | 716109
2022-10-15 | 16 | 1760917.3059 | 18060 | 7310 | 595429
2022-10-15 | 17 | 1190182.4474 | 10930 | 2840 | 401317
2022-10-15 | 18 | 461850.1067 | 880 | 280 | 154337
2022-10-15 | 19 | 0 | 0 | 0 | 0
2022-10-15 | 20 | 0 | 0 | 0 | 0
2022-10-15 | 21 | 0 | 0 | 0 | 0
2022-10-15 | 22 | 0 | 0 | 0 | 0
2022-10-15 | 23 | 0 | 0 | 0 | 0
2022-10-15 | 24 | 0 | 0 | 0 | 0
2022-10-16 | 1 | 0 | 0 | 0 | 0
2022-10-16 | 2 | 0 | 0 | 0 | 0
2022-10-16 | 3 | 0 | 0 | 0 | 0
2022-10-16 | 4 | 0 | 0 | 0 | 0
2022-10-16 | 5 | 0 | 0 | 0 | 0
2022-10-16 | 6 | 0 | 0 | 0 | 0
2022-10-16 | 7 | 0 | 0 | 0 | 0
2022-10-16 | 8 | 0 | 870 | 160 | 343
2022-10-16 | 9 | 0 | 5390 | 800 | 2063
2022-10-16 | 10 | 825119.0186 | 16520 | 4790 | 282143
2022-10-16 | 11 | 1801250.3386 | 20880 | 7970 | 610033
2022-10-16 | 12 | 2123542.3088 | 21510 | 9260 | 718104
2022-10-16 | 13 | 2304787.159 | 20700 | 5480 | 776989
2022-10-16 | 14 | 2356411.4571 | 18430 | 8530 | 794457
2022-10-16 | 15 | 2135350.9426 | 15170 | 7030 | 719184
2022-10-16 | 16 | 1575897.0976 | 17950 | 3030 | 532292
2022-10-16 | 17 | 1319409.3704 | 7220 | 850 | 442493
2022-10-16 | 18 | 87956.4062 | 770 | 130 | 29619
2022-10-16 | 19 | 0 | 0 | 0 | 0
2022-10-16 | 20 | 0 | 0 | 0 | 0
2022-10-16 | 21 | 0 | 0 | 0 | 0
2022-10-16 | 22 | 0 | 0 | 0 | 0
2022-10-16 | 23 | 0 | 0 | 0 | 0
2022-10-16 | 24 | 0 | 0 | 0 | 0
2022-10-17 | 1 | 0 | 0 | 0 | 0
2022-10-17 | 2 | 0 | 0 | 0 | 0
2022-10-17 | 3 | 0 | 0 | 0 | 0
2022-10-17 | 4 | 0 | 0 | 0 | 0
2022-10-17 | 5 | 0 | 0 | 0 | 0
2022-10-17 | 6 | 0 | 0 | 0 | 0
2022-10-17 | 7 | 0 | 0 | 0 | 0
2022-10-17 | 8 | 0 | 420 | 240 | 220
2022-10-17 | 9 | 0 | 3150 | 1150 | 1433
2022-10-17 | 10 | 627549.3503 | 5690 | 1740 | 211660
2022-10-17 | 11 | 592359.4236 | 5020 | 530 | 199303
2022-10-17 | 12 | 214362.3382 | 3640 | 590 | 72864
2022-10-17 | 13 | 480992.6748 | 3200 | 1190 | 161794
2022-10-17 | 14 | 424993.5448 | 2960 | 1260 | 143071
2022-10-17 | 15 | 0 | 2090 | 980 | 1023
2022-10-17 | 16 | 0 | 10000 | 830 | 3610
2022-10-17 | 17 | 0 | 820 | 50 | 290
2022-10-17 | 18 | 0 | 0 | 0 | 0
2022-10-17 | 19 | 0 | 0 | 0 | 0
2022-10-17 | 20 | 0 | 0 | 0 | 0
2022-10-17 | 21 | 0 | 0 | 0 | 0
2022-10-17 | 22 | 0 | 0 | 0 | 0
2022-10-17 | 23 | 0 | 0 | 0 | 0
2022-10-17 | 24 | 0 | 0 | 0 | 0
2022-10-18 | 1 | 0 | 0 | 0 | 0
2022-10-18 | 2 | 0 | 0 | 0 | 0
2022-10-18 | 3 | 0 | 0 | 0 | 0
2022-10-18 | 4 | 0 | 0 | 0 | 0
2022-10-18 | 5 | 0 | 0 | 0 | 0
2022-10-18 | 6 | 0 | 0 | 0 | 0
2022-10-18 | 7 | 0 | 0 | 0 | 0
2022-10-18 | 8 | 0 | 70 | 0 | 23
2022-10-18 | 9 | 0 | 1040 | 230 | 423
2022-10-18 | 10 | 0 | 800 | 470 | 423
2022-10-18 | 11 | 0 | 1770 | 880 | 883
2022-10-18 | 12 | 532191.8726 | 10140 | 710 | 181014
2022-10-18 | 13 | 460992.9919 | 7850 | 3050 | 157298
2022-10-18 | 14 | 447557.3003 | 12290 | 4090 | 154646
2022-10-18 | 15 | 2262032.2704 | 200000 | 4040 | 822024
2022-10-18 | 16 | 1802705.884 | 7730 | 4960 | 605132
2022-10-18 | 17 | 1157902.8368 | 8520 | 2640 | 389688
2022-10-18 | 18 | 403304.9643 | 690 | 240 | 134745
2022-10-18 | 19 | 0 | 0 | 0 | 0
2022-10-18 | 20 | 0 | 0 | 0 | 0
2022-10-18 | 21 | 0 | 0 | 0 | 0
2022-10-18 | 22 | 0 | 0 | 0 | 0
2022-10-18 | 23 | 0 | 0 | 0 | 0
2022-10-18 | 24 | 0 | 0 | 0 | 0
2022-10-19 | 1 | 0 | 0 | 0 | 0
2022-10-19 | 2 | 0 | 0 | 0 | 0
2022-10-19 | 3 | 0 | 0 | 0 | 0
2022-10-19 | 4 | 0 | 0 | 0 | 0
2022-10-19 | 5 | 0 | 0 | 0 | 0
2022-10-19 | 6 | 0 | 0 | 0 | 0
2022-10-19 | 7 | 0 | 0 | 0 | 0
2022-10-19 | 8 | 0 | 410 | 60 | 157
2022-10-19 | 9 | 489411.5925 | 6600 | 630 | 165547
2022-10-19 | 10 | 1277971.0293 | 17750 | 5100 | 433607
2022-10-19 | 11 | 1838649.7498 | 23950 | 8290 | 623630
2022-10-19 | 12 | 2310698.2708 | 26670 | 9620 | 782329
2022-10-19 | 13 | 2448162.7941 | 26290 | 10630 | 828361
2022-10-19 | 14 | 2182025.671 | 27770 | 8230 | 739342
2022-10-19 | 15 | 2257387.1613 | 26390 | 8650 | 764142
2022-10-19 | 16 | 1821143.1503 | 22100 | 5980 | 616408
2022-10-19 | 17 | 1102983.2363 | 11320 | 2630 | 372311
2022-10-19 | 18 | 165797.472 | 700 | 160 | 55552
2022-10-19 | 19 | 0 | 0 | 0 | 0
2022-10-19 | 20 | 0 | 0 | 0 | 0
2022-10-19 | 21 | 0 | 0 | 0 | 0
2022-10-19 | 22 | 0 | 0 | 0 | 0
2022-10-19 | 23 | 0 | 0 | 0 | 0
2022-10-19 | 24 | 0 | 0 | 0 | 0
2022-10-20 | 1 | 0 | 0 | 0 | 0
2022-10-20 | 2 | 0 | 0 | 0 | 0
2022-10-20 | 3 | 0 | 0 | 0 | 0
2022-10-20 | 4 | 0 | 0 | 0 | 0
2022-10-20 | 5 | 0 | 0 | 0 | 0
2022-10-20 | 6 | 0 | 0 | 0 | 0
2022-10-20 | 7 | 0 | 0 | 0 | 0
2022-10-20 | 8 | 0 | 410 | 70 | 160
2022-10-20 | 9 | 495948.4637 | 6510 | 680 | 167713
2022-10-20 | 10 | 1266314.0297 | 17890 | 4950 | 429718
2022-10-20 | 11 | 1854320.8838 | 24110 | 8380 | 628937
2022-10-20 | 12 | 2262499.8093 | 27110 | 9500 | 766370
2022-10-20 | 13 | 2424163.1031 | 28550 | 10440 | 821051
2022-10-20 | 14 | 2431386.2324 | 28150 | 9180 | 822905
2022-10-20 | 15 | 2199862.0033 | 27090 | 9460 | 745471
2022-10-20 | 16 | 1771005.0344 | 21700 | 7280 | 599995
2022-10-20 | 17 | 1175904.7508 | 110000 | 2700 | 429535
2022-10-20 | 18 | 391636.5206 | 600 | 210 | 130816
2022-10-20 | 19 | 0 | 0 | 0 | 0
2022-10-20 | 20 | 0 | 0 | 0 | 0
2022-10-20 | 21 | 0 | 0 | 0 | 0
2022-10-20 | 22 | 0 | 0 | 0 | 0
2022-10-20 | 23 | 0 | 0 | 0 | 0
2022-10-20 | 24 | 0 | 0 | 0 | 0
2022-10-21 | 1 | 0 | 0 | 0 | 0
2022-10-21 | 2 | 0 | 0 | 0 | 0
2022-10-21 | 3 | 0 | 0 | 0 | 0
2022-10-21 | 4 | 0 | 0 | 0 | 0
2022-10-21 | 5 | 0 | 0 | 0 | 0
2022-10-21 | 6 | 0 | 0 | 0 | 0
2022-10-21 | 7 | 0 | 0 | 0 | 0
2022-10-21 | 8 | 0 | 880 | 60 | 313
2022-10-21 | 9 | 551023.3641 | 6360 | 730 | 186038
2022-10-21 | 10 | 1200600.3857 | 17260 | 4950 | 407603
2022-10-21 | 11 | 1776209.3544 | 22930 | 8130 | 602423
2022-10-21 | 12 | 2153112.6499 | 24620 | 9500 | 729078
2022-10-21 | 13 | 2331964.4928 | 25110 | 10180 | 789085
2022-10-21 | 14 | 2311463.356 | 25060 | 10060 | 782194
2022-10-21 | 15 | 2168280.1247 | 24270 | 9330 | 733960
2022-10-21 | 16 | 1747149.7059 | 20850 | 7180 | 591727
2022-10-21 | 17 | 1152225.852 | 10260 | 2660 | 388382
2022-10-21 | 18 | 379986.7928 | 530 | 190 | 126902
2022-10-21 | 19 | 0 | 0 | 0 | 0
2022-10-21 | 20 | 0 | 0 | 0 | 0
2022-10-21 | 21 | 0 | 0 | 0 | 0
2022-10-21 | 22 | 0 | 0 | 0 | 0
2022-10-21 | 23 | 0 | 0 | 0 | 0
2022-10-21 | 24 | 0 | 0 | 0 | 0
2022-10-22 | 1 | 0 | 0 | 0 | 0
2022-10-22 | 2 | 0 | 0 | 0 | 0
2022-10-22 | 3 | 0 | 0 | 0 | 0
2022-10-22 | 4 | 0 | 0 | 0 | 0
2022-10-22 | 5 | 0 | 0 | 0 | 0
2022-10-22 | 6 | 0 | 0 | 0 | 0
2022-10-22 | 7 | 0 | 0 | 0 | 0
2022-10-22 | 8 | 0 | 440 | 60 | 167
2022-10-22 | 9 | 445659.8759 | 5920 | 700 | 150760
2022-10-22 | 10 | 1195981.8602 | 17150 | 4930 | 406021
2022-10-22 | 11 | 1768972.9929 | 22390 | 7970 | 599778
2022-10-22 | 12 | 2101816.4158 | 23480 | 9110 | 711469
2022-10-22 | 13 | 2267465.5914 | 22150 | 9690 | 766435
2022-10-22 | 14 | 2258349.8955 | 21710 | 9660 | 763240
2022-10-22 | 15 | 2042975.6641 | 21350 | 8990 | 691105
2022-10-22 | 16 | 1678974.39 | 18730 | 6810 | 568171
2022-10-22 | 17 | 1102537.8704 | 9070 | 2460 | 371356
2022-10-22 | 18 | 358244.5383 | 460 | 170 | 119625
2022-10-22 | 19 | 0 | 0 | 0 | 0
2022-10-22 | 20 | 0 | 0 | 0 | 0
2022-10-22 | 21 | 0 | 0 | 0 | 0
2022-10-22 | 22 | 0 | 0 | 0 | 0
2022-10-22 | 23 | 0 | 0 | 0 | 0
2022-10-22 | 24 | 0 | 0 | 0 | 0
2022-10-23 | 1 | 0 | 0 | 0 | 0
2022-10-23 | 2 | 0 | 0 | 0 | 0
2022-10-23 | 3 | 0 | 0 | 0 | 0
2022-10-23 | 4 | 0 | 0 | 0 | 0
2022-10-23 | 5 | 0 | 0 | 0 | 0
2022-10-23 | 6 | 0 | 0 | 0 | 0
2022-10-23 | 7 | 0 | 0 | 0 | 0
2022-10-23 | 8 | 0 | 400 | 70 | 157
2022-10-23 | 9 | 0 | 2880 | 830 | 1237
2022-10-23 | 10 | 562306.881 | 6750 | 3210 | 190756
2022-10-23 | 11 | 741565.9428 | 9700 | 3280 | 251515
2022-10-23 | 12 | 819602.9067 | 9730 | 3920 | 277751
2022-10-23 | 13 | 686340.9281 | 6400 | 4740 | 232494
2022-10-23 | 14 | 565346.9563 | 7290 | 3030 | 191889
2022-10-23 | 15 | 503087.5802 | 6000 | 1720 | 170269
2022-10-23 | 16 | 304995.358 | 2250 | 710 | 102652
2022-10-23 | 17 | 0 | 560 | 230 | 263
2022-10-23 | 18 | 0 | 0 | 20 | 7
2022-10-23 | 19 | 0 | 0 | 0 | 0
2022-10-23 | 20 | 0 | 0 | 0 | 0
2022-10-23 | 21 | 0 | 0 | 0 | 0
2022-10-23 | 22 | 0 | 0 | 0 | 0
2022-10-23 | 23 | 0 | 0 | 0 | 0
2022-10-23 | 24 | 0 | 0 | 0 | 0
2022-10-24 | 1 | 0 | 0 | 0 | 0
2022-10-24 | 2 | 0 | 0 | 0 | 0
2022-10-24 | 3 | 0 | 0 | 0 | 0
2022-10-24 | 4 | 0 | 0 | 0 | 0
2022-10-24 | 5 | 0 | 0 | 0 | 0
2022-10-24 | 6 | 0 | 0 | 0 | 0
2022-10-24 | 7 | 0 | 0 | 0 | 0
2022-10-24 | 8 | 0 | 30 | 0 | 10
2022-10-24 | 9 | 0 | 800 | 150 | 317
2022-10-24 | 10 | 0 | 1650 | 390 | 680
2022-10-24 | 11 | 512360.6324 | 4380 | 670 | 172470
2022-10-24 | 12 | 470344.9607 | 3220 | 1230 | 158265
2022-10-24 | 13 | 86998.6787 | 2610 | 1190 | 30266
2022-10-24 | 14 | 0 | 1770 | 630 | 800
2022-10-24 | 15 | 0 | 980 | 400 | 460
2022-10-24 | 16 | 0 | 1250 | 410 | 553
2022-10-24 | 17 | 0 | 750 | 260 | 337
2022-10-24 | 18 | 0 | 0 | 30 | 10
2022-10-24 | 19 | 0 | 0 | 0 | 0
2022-10-24 | 20 | 0 | 0 | 0 | 0
2022-10-24 | 21 | 0 | 0 | 0 | 0
2022-10-24 | 22 | 0 | 0 | 0 | 0
2022-10-24 | 23 | 0 | 0 | 0 | 0
2022-10-24 | 24 | 0 | 0 | 0 | 0
2022-10-25 | 1 | 0 | 0 | 0 | 0
2022-10-25 | 2 | 0 | 0 | 0 | 0
2022-10-25 | 3 | 0 | 0 | 0 | 0
2022-10-25 | 4 | 0 | 0 | 0 | 0
2022-10-25 | 5 | 0 | 0 | 0 | 0
2022-10-25 | 6 | 0 | 0 | 0 | 0
2022-10-25 | 7 | 0 | 0 | 0 | 0
2022-10-25 | 8 | 0 | 80 | 20 | 33
2022-10-25 | 9 | 0 | 1570 | 470 | 680
2022-10-25 | 10 | 0 | 2650 | 2800 | 1817
2022-10-25 | 11 | 318679.3625 | 4710 | 3880 | 109090
2022-10-25 | 12 | 513162.9109 | 5470 | 3740 | 174124
2022-10-25 | 13 | 542394.34 | 4660 | 6910 | 184655
2022-10-25 | 14 | 306346.6847 | 4300 | 6360 | 105669
2022-10-25 | 15 | 13157.6946 | 3070 | 2690 | 6306
2022-10-25 | 16 | 354599.8633 | 1570 | 1730 | 119300
2022-10-25 | 17 | 0 | 480 | 1360 | 613
2022-10-25 | 18 | 0 | 0 | 140 | 47
2022-10-25 | 19 | 0 | 0 | 0 | 0
2022-10-25 | 20 | 0 | 0 | 0 | 0
2022-10-25 | 21 | 0 | 0 | 0 | 0
2022-10-25 | 22 | 0 | 0 | 0 | 0
2022-10-25 | 23 | 0 | 0 | 0 | 0
2022-10-25 | 24 | 0 | 0 | 0 | 0
2022-10-26 | 1 | 0 | 0 | 0 | 0
2022-10-26 | 2 | 0 | 0 | 0 | 0
2022-10-26 | 3 | 0 | 0 | 0 | 0
2022-10-26 | 4 | 0 | 0 | 0 | 0
2022-10-26 | 5 | 0 | 0 | 0 | 0
2022-10-26 | 6 | 0 | 0 | 0 | 0
2022-10-26 | 7 | 0 | 0 | 0 | 0
2022-10-26 | 8 | 0 | 0 | 0 | 0
2022-10-26 | 9 | 0 | 690 | 60 | 250
2022-10-26 | 10 | 0 | 1500 | 210 | 570
2022-10-26 | 11 | 0 | 1360 | 770 | 710
2022-10-26 | 12 | 0 | 1870 | 1280 | 1050
2022-10-26 | 13 | 0 | 2190 | 880 | 1023
2022-10-26 | 14 | 7799.881 | 4350 | 1960 | 4703
2022-10-26 | 15 | 0 | 4310 | 1430 | 1913
2022-10-26 | 16 | 0 | 2400 | 1350 | 1250
2022-10-26 | 17 | 107798.3603 | 810 | 850 | 36486
2022-10-26 | 18 | 0 | 40 | 70 | 37
2022-10-26 | 19 | 0 | 0 | 0 | 0
2022-10-26 | 20 | 0 | 0 | 0 | 0
2022-10-26 | 21 | 0 | 0 | 0 | 0
2022-10-26 | 22 | 0 | 0 | 0 | 0
2022-10-26 | 23 | 0 | 0 | 0 | 0
2022-10-26 | 24 | 0 | 0 | 0 | 0
2022-10-27 | 1 | 0 | 0 | 0 | 0
2022-10-27 | 2 | 0 | 0 | 0 | 0
2022-10-27 | 3 | 0 | 0 | 0 | 0
2022-10-27 | 4 | 0 | 0 | 0 | 0
2022-10-27 | 5 | 0 | 0 | 0 | 0
2022-10-27 | 6 | 0 | 0 | 0 | 0
2022-10-27 | 7 | 0 | 0 | 0 | 0
2022-10-27 | 8 | 0 | 180 | 0 | 60
2022-10-27 | 9 | 309661.9546 | 4840 | 610 | 105037
2022-10-27 | 10 | 1121362.2093 | 15920 | 3080 | 380121
2022-10-27 | 11 | 1704365.7303 | 21070 | 7950 | 577795
2022-10-27 | 12 | 2146744.9665 | 25470 | 8040 | 726752
2022-10-27 | 13 | 2349411.9644 | 27650 | 10360 | 795807
2022-10-27 | 14 | 2361510.0384 | 27170 | 10340 | 799673
2022-10-27 | 15 | 2147967.3386 | 26040 | 9600 | 727869
2022-10-27 | 16 | 1712878.7041 | 21290 | 7120 | 580430
2022-10-27 | 17 | 1074450.3736 | 8110 | 2770 | 361777
2022-10-27 | 18 | 115524.5602 | 190 | 110 | 38608
2022-10-27 | 19 | 0 | 0 | 0 | 0
2022-10-27 | 20 | 0 | 0 | 0 | 0
2022-10-27 | 21 | 0 | 0 | 0 | 0
2022-10-27 | 22 | 0 | 0 | 0 | 0
2022-10-27 | 23 | 0 | 0 | 0 | 0
2022-10-27 | 24 | 0 | 0 | 0 | 0
2022-10-28 | 1 | 0 | 0 | 0 | 0
2022-10-28 | 2 | 0 | 0 | 0 | 0
2022-10-28 | 3 | 0 | 0 | 0 | 0
2022-10-28 | 4 | 0 | 0 | 0 | 0
2022-10-28 | 5 | 0 | 0 | 0 | 0
2022-10-28 | 6 | 0 | 0 | 0 | 0
2022-10-28 | 7 | 0 | 0 | 0 | 0
2022-10-28 | 8 | 0 | 460 | 90 | 183
2022-10-28 | 9 | 361550.7782 | 4930 | 1000 | 122494
2022-10-28 | 10 | 965388 | 16480 | 4040 | 328636
2022-10-28 | 11 | 1583961.3676 | 23980 | 5830 | 537924
2022-10-28 | 12 | 1865366.3397 | 22120 | 8880 | 632122
2022-10-28 | 13 | 1930703.8784 | 24630 | 9530 | 654955
2022-10-28 | 14 | 1673658.7286 | 24160 | 9620 | 569146
2022-10-28 | 15 | 1807772.5172 | 22790 | 8990 | 613184
2022-10-28 | 16 | 1469977.6173 | 20140 | 6090 | 498736
2022-10-28 | 17 | 862986.8627 | 7110 | 2380 | 290826
2022-10-28 | 18 | 0 | 280 | 100 | 127
2022-10-28 | 19 | 0 | 0 | 0 | 0
2022-10-28 | 20 | 0 | 0 | 0 | 0
2022-10-28 | 21 | 0 | 0 | 0 | 0
2022-10-28 | 22 | 0 | 0 | 0 | 0
2022-10-28 | 23 | 0 | 0 | 0 | 0
2022-10-28 | 24 | 0 | 0 | 0 | 0
2022-10-29 | 1 | 0 | 0 | 0 | 0
2022-10-29 | 2 | 0 | 0 | 0 | 0
2022-10-29 | 3 | 0 | 0 | 0 | 0
2022-10-29 | 4 | 0 | 0 | 0 | 0
2022-10-29 | 5 | 0 | 0 | 0 | 0
2022-10-29 | 6 | 0 | 0 | 0 | 0
2022-10-29 | 7 | 0 | 0 | 0 | 0
2022-10-29 | 8 | 0 | 230 | 30 | 87
2022-10-29 | 9 | 0 | 5370 | 670 | 2013
2022-10-29 | 10 | 1012146.8306 | 17980 | 5170 | 345099
2022-10-29 | 11 | 1786536.8128 | 23410 | 8150 | 606032
2022-10-29 | 12 | 2114323.3776 | 24610 | 9330 | 716088
2022-10-29 | 13 | 2303745.985 | 24530 | 9890 | 779389
2022-10-29 | 14 | 2271793.6039 | 23720 | 9720 | 768411
2022-10-29 | 15 | 2068168.4017 | 22620 | 8880 | 699889
2022-10-29 | 16 | 1660549.8791 | 18890 | 6560 | 562000
2022-10-29 | 17 | 1006279.8262 | 6320 | 2450 | 338350
2022-10-29 | 18 | 28972.1619 | 200 | 70 | 9747
2022-10-29 | 19 | 0 | 0 | 0 | 0
2022-10-29 | 20 | 0 | 0 | 0 | 0
2022-10-29 | 21 | 0 | 0 | 0 | 0
2022-10-29 | 22 | 0 | 0 | 0 | 0
2022-10-29 | 23 | 0 | 0 | 0 | 0
2022-10-29 | 24 | 0 | 0 | 0 | 0
2022-10-30 | 1 | 0 | 0 | 0 | 0
2022-10-30 | 2 | 0 | 0 | 0 | 0
2022-10-30 | 3 | 0 | 0 | 0 | 0
2022-10-30 | 4 | 0 | 0 | 0 | 0
2022-10-30 | 5 | 0 | 0 | 0 | 0
2022-10-30 | 6 | 0 | 0 | 0 | 0
2022-10-30 | 7 | 0 | 0 | 0 | 0
2022-10-30 | 8 | 0 | 240 | 20 | 87
2022-10-30 | 9 | 306574.285 | 5080 | 660 | 104105
2022-10-30 | 10 | 1136287.0932 | 17620 | 5250 | 386386
2022-10-30 | 11 | 1759573.2212 | 21760 | 8200 | 596511
2022-10-30 | 12 | 2141105.8903 | 22100 | 9330 | 724179
2022-10-30 | 13 | 2264965.5342 | 20000 | 9780 | 764915
2022-10-30 | 14 | 2216326.7136 | 19730 | 9520 | 748526
2022-10-30 | 15 | 2033169.0311 | 18860 | 8610 | 686880
2022-10-30 | 16 | 1503438.592 | 16250 | 4970 | 508220
2022-10-30 | 17 | 983537.674 | 5660 | 1840 | 330346
2022-10-30 | 18 | 125767.3204 | 440 | 140 | 42116
2022-10-30 | 19 | 0 | 0 | 0 | 0
2022-10-30 | 20 | 0 | 0 | 0 | 0
2022-10-30 | 21 | 0 | 0 | 0 | 0
2022-10-30 | 22 | 0 | 0 | 0 | 0
2022-10-30 | 23 | 0 | 0 | 0 | 0
2022-10-30 | 24 | 0 | 0 | 0 | 0
2022-10-31 | 1 | 0 | 0 | 0 | 0
2022-10-31 | 2 | 0 | 0 | 0 | 0
2022-10-31 | 3 | 0 | 0 | 0 | 0
2022-10-31 | 4 | 0 | 0 | 0 | 0
2022-10-31 | 5 | 0 | 0 | 0 | 0
2022-10-31 | 6 | 0 | 0 | 0 | 0
2022-10-31 | 7 | 0 | 0 | 0 | 0
2022-10-31 | 8 | 0 | 230 | 0 | 77
2022-10-31 | 9 | 0 | 4620 | 700 | 1773
2022-10-31 | 10 | 1084431.6483 | 16880 | 4930 | 368747
2022-10-31 | 11 | 1633630.0373 | 21770 | 7730 | 554377
2022-10-31 | 12 | 1977322.9361 | 24020 | 8510 | 669951
2022-10-31 | 13 | 2003916.7404 | 23210 | 7460 | 678196
2022-10-31 | 14 | 1469746.8281 | 16510 | 6810 | 497689
2022-10-31 | 15 | 1859319.5677 | 160000 | 4350 | 674557
2022-10-31 | 16 | 562991.4403 | 9500 | 2450 | 191647
2022-10-31 | 17 | 0 | 2940 | 710 | 1217
2022-10-31 | 18 | 0 | 180 | 120 | 100
2022-10-31 | 19 | 0 | 0 | 0 | 0
2022-10-31 | 20 | 0 | 0 | 0 | 0
2022-10-31 | 21 | 0 | 0 | 0 | 0
2022-10-31 | 22 | 0 | 0 | 0 | 0
2022-10-31 | 23 | 0 | 0 | 0 | 0
2022-10-31 | 24 | 0 | 0 | 0 | 0
2022-11-01 | 1 | 0 | 0 | 0 | 0
2022-11-01 | 2 | 0 | 0 | 0 | 0
2022-11-01 | 3 | 0 | 0 | 0 | 0
2022-11-01 | 4 | 0 | 0 | 0 | 0
2022-11-01 | 5 | 0 | 0 | 0 | 0
2022-11-01 | 6 | 0 | 0 | 0 | 0
2022-11-01 | 7 | 0 | 0 | 0 | 0
2022-11-01 | 8 | 0 | 0 | 0 | 0
2022-11-01 | 9 | 0 | 970 | 310 | 427
2022-11-01 | 10 | 0 | 1590 | 1260 | 950
2022-11-01 | 11 | 0 | 2950 | 3160 | 2037
2022-11-01 | 12 | 209996.8046 | 3430 | 2600 | 72009
2022-11-01 | 13 | 520058.7511 | 5050 | 1090 | 175400
2022-11-01 | 14 | 460326.3438 | 5170 | 2440 | 155979
2022-11-01 | 15 | 449926.4956 | 6130 | 4490 | 153515
2022-11-01 | 16 | 577857.852 | 4720 | 4130 | 195569
2022-11-01 | 17 | 52421.4245 | 2300 | 320 | 18347
2022-11-01 | 18 | 0 | 290 | 70 | 120
2022-11-01 | 19 | 0 | 0 | 0 | 0
2022-11-01 | 20 | 0 | 0 | 0 | 0
2022-11-01 | 21 | 0 | 0 | 0 | 0
2022-11-01 | 22 | 0 | 0 | 0 | 0
2022-11-01 | 23 | 0 | 0 | 0 | 0
2022-11-01 | 24 | 0 | 0 | 0 | 0
2022-11-02 | 1 | 0 | 0 | 0 | 0
2022-11-02 | 2 | 0 | 0 | 0 | 0
2022-11-02 | 3 | 0 | 0 | 0 | 0
2022-11-02 | 4 | 0 | 0 | 0 | 0
2022-11-02 | 5 | 0 | 0 | 0 | 0
2022-11-02 | 6 | 0 | 0 | 0 | 0
2022-11-02 | 7 | 0 | 0 | 0 | 0
2022-11-02 | 8 | 0 | 170 | 20 | 63
2022-11-02 | 9 | 0 | 3800 | 650 | 1483
2022-11-02 | 10 | 1048984.0508 | 16060 | 4210 | 356418
2022-11-02 | 11 | 1700895.1902 | 20790 | 6620 | 576102
2022-11-02 | 12 | 2077435.9703 | 22710 | 8790 | 702979
2022-11-02 | 13 | 2277658.4625 | 24140 | 9250 | 770349
2022-11-02 | 14 | 2190132.3795 | 23680 | 8540 | 740784
2022-11-02 | 15 | 1999636.2925 | 20580 | 60000 | 693405
2022-11-02 | 16 | 1100437.7604 | 15460 | 5100 | 373666
2022-11-02 | 17 | 1084583.5209 | 4940 | 2180 | 363901
2022-11-02 | 18 | 0 | 100 | 30 | 43
2022-11-02 | 19 | 0 | 0 | 0 | 0
2022-11-02 | 20 | 0 | 0 | 0 | 0
2022-11-02 | 21 | 0 | 0 | 0 | 0
2022-11-02 | 22 | 0 | 0 | 0 | 0
2022-11-02 | 23 | 0 | 0 | 0 | 0
2022-11-02 | 24 | 0 | 0 | 0 | 0
2022-11-03 | 1 | 0 | 0 | 0 | 0
2022-11-03 | 2 | 0 | 0 | 0 | 0
2022-11-03 | 3 | 0 | 0 | 0 | 0
2022-11-03 | 4 | 0 | 0 | 0 | 0
2022-11-03 | 5 | 0 | 0 | 0 | 0
2022-11-03 | 6 | 0 | 0 | 0 | 0
2022-11-03 | 7 | 0 | 0 | 0 | 0
2022-11-03 | 8 | 0 | 170 | 0 | 57
2022-11-03 | 9 | 0 | 3980 | 580 | 1520
2022-11-03 | 10 | 1042262.9118 | 16920 | 4950 | 354711
2022-11-03 | 11 | 1648360.1332 | 21740 | 7700 | 559267
2022-11-03 | 12 | 1993414.1636 | 23240 | 8850 | 675168
2022-11-03 | 13 | 2154967.308 | 230000 | 9450 | 798139
2022-11-03 | 14 | 2131866.6935 | 22430 | 9410 | 721236
2022-11-03 | 15 | 1917647.7194 | 20560 | 8610 | 648939
2022-11-03 | 16 | 1520185.9474 | 16640 | 6190 | 514339
2022-11-03 | 17 | 855893.6715 | 4280 | 1980 | 287385
2022-11-03 | 18 | 0 | 100 | 30 | 43
2022-11-03 | 19 | 0 | 0 | 0 | 0
2022-11-03 | 20 | 0 | 0 | 0 | 0
2022-11-03 | 21 | 0 | 0 | 0 | 0
2022-11-03 | 22 | 0 | 0 | 0 | 0
2022-11-03 | 23 | 0 | 0 | 0 | 0
2022-11-03 | 24 | 0 | 0 | 0 | 0
2022-11-04 | 1 | 0 | 0 | 0 | 0
2022-11-04 | 2 | 0 | 0 | 0 | 0
2022-11-04 | 3 | 0 | 0 | 0 | 0
2022-11-04 | 4 | 0 | 0 | 0 | 0
2022-11-04 | 5 | 0 | 0 | 0 | 0
2022-11-04 | 6 | 0 | 0 | 0 | 0
2022-11-04 | 7 | 0 | 0 | 0 | 0
2022-11-04 | 8 | 0 | 160 | 20 | 60
2022-11-04 | 9 | 0 | 3730 | 530 | 1420
2022-11-04 | 10 | 968772.2325 | 16490 | 4830 | 330031
2022-11-04 | 11 | 1591309.0706 | 21820 | 7520 | 540216
2022-11-04 | 12 | 1909637.5704 | 23760 | 8720 | 647373
2022-11-04 | 13 | 2117534.399 | 23540 | 8640 | 716571
2022-11-04 | 14 | 1822777.1521 | 22560 | 9230 | 618189
2022-11-04 | 15 | 1939658.9994 | 21410 | 8450 | 656506
2022-11-04 | 16 | 1510568.738 | 16200 | 5950 | 510906
2022-11-04 | 17 | 828079.1044 | 3950 | 1730 | 277920
2022-11-04 | 18 | 0 | 50 | 70 | 40
2022-11-04 | 19 | 0 | 0 | 0 | 0
2022-11-04 | 20 | 0 | 0 | 0 | 0
2022-11-04 | 21 | 0 | 0 | 0 | 0
2022-11-04 | 22 | 0 | 0 | 0 | 0
2022-11-04 | 23 | 0 | 0 | 0 | 0
2022-11-04 | 24 | 0 | 0 | 0 | 0
2022-11-05 | 1 | 0 | 0 | 0 | 0
2022-11-05 | 2 | 0 | 0 | 0 | 0
2022-11-05 | 3 | 0 | 0 | 0 | 0
2022-11-05 | 4 | 0 | 0 | 0 | 0
2022-11-05 | 5 | 0 | 0 | 0 | 0
2022-11-05 | 6 | 0 | 0 | 0 | 0
2022-11-05 | 7 | 0 | 0 | 0 | 0
2022-11-05 | 8 | 0 | 200 | 30 | 77
2022-11-05 | 9 | 0 | 3680 | 610 | 1430
2022-11-05 | 10 | 868586.7786 | 14340 | 4470 | 295799
2022-11-05 | 11 | 1493686.3184 | 19630 | 6270 | 506529
2022-11-05 | 12 | 1869371.5334 | 21970 | 5180 | 632174
2022-11-05 | 13 | 2166433.8112 | 12210 | 2380 | 727008
2022-11-05 | 14 | 1441377.9974 | 18740 | 7370 | 489163
2022-11-05 | 15 | 1495442.2712 | 17230 | 8180 | 506951
2022-11-05 | 16 | 1631508.4696 | 11290 | 4870 | 549223
2022-11-05 | 17 | 560591.4593 | 2890 | 1350 | 188277
2022-11-05 | 18 | 0 | 130 | 50 | 60
2022-11-05 | 19 | 0 | 0 | 0 | 0
2022-11-05 | 20 | 0 | 0 | 0 | 0
2022-11-05 | 21 | 0 | 0 | 0 | 0
2022-11-05 | 22 | 0 | 0 | 0 | 0
2022-11-05 | 23 | 0 | 0 | 0 | 0
2022-11-05 | 24 | 0 | 0 | 0 | 0
2022-11-06 | 1 | 0 | 0 | 0 | 0
2022-11-06 | 2 | 0 | 0 | 0 | 0
2022-11-06 | 2 | 0 | 0 | 0 | 0
2022-11-06 | 3 | 0 | 0 | 0 | 0
2022-11-06 | 4 | 0 | 0 | 0 | 0
2022-11-06 | 5 | 0 | 0 | 0 | 0
2022-11-06 | 6 | 0 | 0 | 0 | 0
2022-11-06 | 7 | 0 | 410 | 0 | 137
2022-11-06 | 8 | 0 | 2570 | 500 | 1023
2022-11-06 | 9 | 134372.9496 | 6850 | 1510 | 47578
2022-11-06 | 10 | 583210.2895 | 14210 | 2510 | 199977
2022-11-06 | 11 | 1593100.7862 | 16930 | 1700 | 537244
2022-11-06 | 12 | 690962.6126 | 11160 | 2740 | 234954
2022-11-06 | 13 | 739098.3105 | 11500 | 1300 | 250633
2022-11-06 | 14 | 371261.0304 | 2550 | 620 | 124810
2022-11-06 | 15 | 0 | 1770 | 1060 | 943
2022-11-06 | 16 | 0 | 950 | 160 | 370
2022-11-06 | 17 | 0 | 20 | 40 | 20
2022-11-06 | 18 | 0 | 0 | 0 | 0
2022-11-06 | 19 | 0 | 0 | 0 | 0
2022-11-06 | 20 | 0 | 0 | 0 | 0
2022-11-06 | 21 | 0 | 0 | 0 | 0
2022-11-06 | 22 | 0 | 0 | 0 | 0
2022-11-06 | 23 | 0 | 0 | 0 | 0
2022-11-06 | 24 | 0 | 0 | 0 | 0
2022-11-07 | 1 | 0 | 0 | 0 | 0
2022-11-07 | 2 | 0 | 0 | 0 | 0
2022-11-07 | 3 | 0 | 0 | 0 | 0
2022-11-07 | 4 | 0 | 0 | 0 | 0
2022-11-07 | 5 | 0 | 0 | 0 | 0
2022-11-07 | 6 | 0 | 0 | 0 | 0
2022-11-07 | 7 | 0 | 0 | 0 | 0
2022-11-07 | 8 | 0 | 710 | 430 | 380
2022-11-07 | 9 | 0 | 6980 | 4670 | 3883
2022-11-07 | 10 | 1475163.8174 | 19570 | 7440 | 500725
2022-11-07 | 11 | 1926295.042 | 22880 | 8980 | 652718
2022-11-07 | 12 | 2133310.5564 | 23810 | 9580 | 722234
2022-11-07 | 13 | 2116167.7837 | 23560 | 9670 | 716466
2022-11-07 | 14 | 1921059.7277 | 21950 | 9000 | 650670
2022-11-07 | 15 | 1510984.7784 | 17340 | 6200 | 511508
2022-11-07 | 16 | 847465.5747 | 3680 | 1740 | 284295
2022-11-07 | 17 | 0 | 40 | 20 | 20
2022-11-07 | 18 | 0 | 0 | 0 | 0
2022-11-07 | 19 | 0 | 0 | 0 | 0
2022-11-07 | 20 | 0 | 0 | 0 | 0
2022-11-07 | 21 | 0 | 0 | 0 | 0
2022-11-07 | 22 | 0 | 0 | 0 | 0
2022-11-07 | 23 | 0 | 0 | 0 | 0
2022-11-07 | 24 | 0 | 0 | 0 | 0
2022-11-08 | 1 | 0 | 0 | 0 | 0
2022-11-08 | 2 | 0 | 0 | 0 | 0
2022-11-08 | 3 | 0 | 0 | 0 | 0
2022-11-08 | 4 | 0 | 0 | 0 | 0
2022-11-08 | 5 | 0 | 0 | 0 | 0
2022-11-08 | 6 | 0 | 0 | 0 | 0
2022-11-08 | 7 | 0 | 90 | 0 | 30
2022-11-08 | 8 | 0 | 3080 | 510 | 1197
2022-11-08 | 9 | 937504.3511 | 16660 | 5120 | 319761
2022-11-08 | 10 | 1673924.5653 | 24520 | 8180 | 568875
2022-11-08 | 11 | 2087001.5621 | 28020 | 9650 | 708224
2022-11-08 | 12 | 2234966.0397 | 29110 | 10320 | 758132
2022-11-08 | 13 | 2295135.498 | 28630 | 10300 | 778022
2022-11-08 | 14 | 2066154.0031 | 25950 | 9430 | 700511
2022-11-08 | 15 | 1547451.973 | 20170 | 6420 | 524681
2022-11-08 | 16 | 883782.4464 | 3890 | 1770 | 296481
2022-11-08 | 17 | 0 | 90 | 20 | 37
2022-11-08 | 18 | 0 | 0 | 0 | 0
2022-11-08 | 19 | 0 | 0 | 0 | 0
2022-11-08 | 20 | 0 | 0 | 0 | 0
2022-11-08 | 21 | 0 | 0 | 0 | 0
2022-11-08 | 22 | 0 | 0 | 0 | 0
2022-11-08 | 23 | 0 | 0 | 0 | 0
2022-11-08 | 24 | 0 | 0 | 0 | 0
2022-11-09 | 1 | 0 | 0 | 0 | 0
2022-11-09 | 2 | 0 | 0 | 0 | 0
2022-11-09 | 3 | 0 | 0 | 0 | 0
2022-11-09 | 4 | 0 | 0 | 0 | 0
2022-11-09 | 5 | 0 | 0 | 0 | 0
2022-11-09 | 6 | 0 | 0 | 0 | 0
2022-11-09 | 7 | 0 | 120 | 0 | 40
2022-11-09 | 8 | 0 | 3240 | 480 | 1240
2022-11-09 | 9 | 942185.6403 | 16890 | 5130 | 321402
2022-11-09 | 10 | 1632308.4831 | 22980 | 7940 | 554409
2022-11-09 | 11 | 2027706.1462 | 25990 | 9270 | 687655
2022-11-09 | 12 | 2199134.8267 | 26920 | 9870 | 745308
2022-11-09 | 13 | 2174180.9845 | 26120 | 9710 | 736670
2022-11-09 | 14 | 1967280.7455 | 23110 | 8880 | 666424
2022-11-09 | 15 | 1485812.068 | 18210 | 5980 | 503334
2022-11-09 | 16 | 822974.3838 | 3400 | 1530 | 275968
2022-11-09 | 17 | 0 | 80 | 0 | 27
2022-11-09 | 18 | 0 | 0 | 0 | 0
2022-11-09 | 19 | 0 | 0 | 0 | 0
2022-11-09 | 20 | 0 | 0 | 0 | 0
2022-11-09 | 21 | 0 | 0 | 0 | 0
2022-11-09 | 22 | 0 | 0 | 0 | 0
2022-11-09 | 23 | 0 | 0 | 0 | 0
2022-11-09 | 24 | 0 | 0 | 0 | 0
2022-11-10 | 1 | 0 | 0 | 0 | 0
2022-11-10 | 2 | 0 | 0 | 0 | 0
2022-11-10 | 3 | 0 | 0 | 0 | 0
2022-11-10 | 4 | 0 | 0 | 0 | 0
2022-11-10 | 5 | 0 | 0 | 0 | 0
2022-11-10 | 6 | 0 | 0 | 0 | 0
2022-11-10 | 7 | 0 | 160 | 0 | 53
2022-11-10 | 8 | 0 | 2920 | 410 | 1110
2022-11-10 | 9 | 875899.1957 | 16090 | 4710 | 298900
2022-11-10 | 10 | 1727373.7192 | 22370 | 7480 | 585741
2022-11-10 | 11 | 1910626.173 | 24880 | 8820 | 648109
2022-11-10 | 12 | 2090069.294 | 25140 | 9360 | 708190
2022-11-10 | 13 | 2078225.8511 | 24610 | 9210 | 704015
2022-11-10 | 14 | 1872954.3686 | 22140 | 8450 | 634515
2022-11-10 | 15 | 1390108.1085 | 16550 | 5660 | 470773
2022-11-10 | 16 | 762866.199 | 2740 | 1350 | 255652
2022-11-10 | 17 | 0 | 30 | 0 | 10
2022-11-10 | 18 | 0 | 0 | 0 | 0
2022-11-10 | 19 | 0 | 0 | 0 | 0
2022-11-10 | 20 | 0 | 0 | 0 | 0
2022-11-10 | 21 | 0 | 0 | 0 | 0
2022-11-10 | 22 | 0 | 0 | 0 | 0
2022-11-10 | 23 | 0 | 0 | 0 | 0
2022-11-10 | 24 | 0 | 0 | 0 | 0
2022-11-11 | 1 | 0 | 0 | 0 | 0
2022-11-11 | 2 | 0 | 0 | 0 | 0
2022-11-11 | 3 | 0 | 0 | 0 | 0
2022-11-11 | 4 | 0 | 0 | 0 | 0
2022-11-11 | 5 | 0 | 0 | 0 | 0
2022-11-11 | 6 | 0 | 0 | 0 | 0
2022-11-11 | 7 | 0 | 110 | 0 | 37
2022-11-11 | 8 | 0 | 3030 | 680 | 1237
2022-11-11 | 9 | 528456.0323 | 6740 | 1990 | 179062
2022-11-11 | 10 | 954985.4398 | 16210 | 5330 | 325508
2022-11-11 | 11 | 996588.6474 | 7820 | 6020 | 336810
2022-11-11 | 12 | 736041.4267 | 8740 | 2020 | 248934
2022-11-11 | 13 | 1368179.2021 | 8950 | 2110 | 459746
2022-11-11 | 14 | 631108.0456 | 2600 | 820 | 211509
2022-11-11 | 15 | 0 | 1150 | 430 | 527
2022-11-11 | 16 | 0 | 200 | 0 | 67
2022-11-11 | 17 | 0 | 0 | 0 | 0
2022-11-11 | 18 | 0 | 0 | 0 | 0
2022-11-11 | 19 | 0 | 0 | 0 | 0
2022-11-11 | 20 | 0 | 0 | 0 | 0
2022-11-11 | 21 | 0 | 0 | 0 | 0
2022-11-11 | 22 | 0 | 0 | 0 | 0
2022-11-11 | 23 | 0 | 0 | 0 | 0
2022-11-11 | 24 | 0 | 0 | 0 | 0
2022-11-12 | 1 | 0 | 0 | 0 | 0
2022-11-12 | 2 | 0 | 0 | 0 | 0
2022-11-12 | 3 | 0 | 0 | 0 | 0
2022-11-12 | 4 | 0 | 0 | 0 | 0
2022-11-12 | 5 | 0 | 0 | 0 | 0
2022-11-12 | 6 | 0 | 0 | 0 | 0
2022-11-12 | 7 | 0 | 0 | 0 | 0
2022-11-12 | 8 | 0 | 800 | 40 | 280
2022-11-12 | 9 | 0 | 770 | 320 | 363
2022-11-12 | 10 | 396521.7471 | 7110 | 1070 | 134901
2022-11-12 | 11 | 1704426.1694 | 19950 | 7370 | 577249
2022-11-12 | 12 | 2131461.1435 | 20210 | 1560 | 717744
2022-11-12 | 13 | 697062.552 | 13900 | 1490 | 237484
2022-11-12 | 14 | 1036001.2054 | 11630 | 1350 | 349660
2022-11-12 | 15 | 94998.5534 | 1090 | 710 | 32266
2022-11-12 | 16 | 0 | 490 | 290 | 260
2022-11-12 | 17 | 0 | 20 | 0 | 7
2022-11-12 | 18 | 0 | 0 | 0 | 0
2022-11-12 | 19 | 0 | 0 | 0 | 0
2022-11-12 | 20 | 0 | 0 | 0 | 0
2022-11-12 | 21 | 0 | 0 | 0 | 0
2022-11-12 | 22 | 0 | 0 | 0 | 0
2022-11-12 | 23 | 0 | 0 | 0 | 0
2022-11-12 | 24 | 0 | 0 | 0 | 0
2022-11-13 | 1 | 0 | 0 | 0 | 0
2022-11-13 | 2 | 0 | 0 | 0 | 0
2022-11-13 | 3 | 0 | 0 | 0 | 0
2022-11-13 | 4 | 0 | 0 | 0 | 0
2022-11-13 | 5 | 0 | 0 | 0 | 0
2022-11-13 | 6 | 0 | 0 | 0 | 0
2022-11-13 | 7 | 0 | 0 | 0 | 0
2022-11-13 | 8 | 0 | 200 | 0 | 67
2022-11-13 | 9 | 0 | 530 | 200 | 243
2022-11-13 | 10 | 0 | 570 | 290 | 287
2022-11-13 | 11 | 0 | 790 | 630 | 473
2022-11-13 | 12 | 0 | 880 | 910 | 597
2022-11-13 | 13 | 0 | 910 | 720 | 543
2022-11-13 | 14 | 53603.8354 | 2270 | 730 | 18868
2022-11-13 | 15 | 0 | 1650 | 320 | 657
2022-11-13 | 16 | 0 | 350 | 150 | 167
2022-11-13 | 17 | 0 | 0 | 0 | 0
2022-11-13 | 18 | 0 | 0 | 0 | 0
2022-11-13 | 19 | 0 | 0 | 0 | 0
2022-11-13 | 20 | 0 | 0 | 0 | 0
2022-11-13 | 21 | 0 | 0 | 0 | 0
2022-11-13 | 22 | 0 | 0 | 0 | 0
2022-11-13 | 23 | 0 | 0 | 0 | 0
2022-11-13 | 24 | 0 | 0 | 0 | 0
2022-11-14 | 1 | 0 | 0 | 0 | 0
2022-11-14 | 2 | 0 | 0 | 0 | 0
2022-11-14 | 3 | 0 | 0 | 0 | 0
2022-11-14 | 4 | 0 | 0 | 0 | 0
2022-11-14 | 5 | 0 | 0 | 0 | 0
2022-11-14 | 6 | 0 | 0 | 0 | 0
2022-11-14 | 7 | 0 | 90 | 0 | 30
2022-11-14 | 8 | 0 | 2480 | 90 | 857
2022-11-14 | 9 | 378194.2427 | 14690 | 650 | 131178
2022-11-14 | 10 | 578774.929 | 25080 | 1270 | 201708
2022-11-14 | 11 | 2358184.3376 | 27910 | 5560 | 797218
2022-11-14 | 12 | 2295749.9027 | 31450 | 10070 | 779090
2022-11-14 | 13 | 2268465.519 | 30530 | 10370 | 769789
2022-11-14 | 14 | 2021792.8886 | 25890 | 9400 | 685694
2022-11-14 | 15 | 1474659.3237 | 19150 | 5990 | 499933
2022-11-14 | 16 | 777095.1986 | 2720 | 1230 | 260348
2022-11-14 | 17 | 0 | 70 | 20 | 30
2022-11-14 | 18 | 0 | 0 | 0 | 0
2022-11-14 | 19 | 0 | 0 | 0 | 0
2022-11-14 | 20 | 0 | 0 | 0 | 0
2022-11-14 | 21 | 0 | 0 | 0 | 0
2022-11-14 | 22 | 0 | 0 | 0 | 0
2022-11-14 | 23 | 0 | 0 | 0 | 0
2022-11-14 | 24 | 0 | 0 | 0 | 0
2022-11-15 | 1 | 0 | 0 | 0 | 0
2022-11-15 | 2 | 0 | 0 | 0 | 0
2022-11-15 | 3 | 0 | 0 | 0 | 0
2022-11-15 | 4 | 0 | 0 | 0 | 0
2022-11-15 | 5 | 0 | 0 | 0 | 0
2022-11-15 | 6 | 0 | 0 | 0 | 0
2022-11-15 | 7 | 0 | 60 | 0 | 20
2022-11-15 | 8 | 0 | 2200 | 390 | 863
2022-11-15 | 9 | 816854.2385 | 16160 | 4840 | 279285
2022-11-15 | 10 | 1576457.5005 | 24080 | 6910 | 535816
2022-11-15 | 11 | 2042776.1078 | 25390 | 7230 | 691799
2022-11-15 | 12 | 2075779.1996 | 27110 | 7520 | 703470
2022-11-15 | 13 | 1970970.0346 | 21090 | 4730 | 665597
2022-11-15 | 14 | 1106906.2948 | 16280 | 2820 | 375335
2022-11-15 | 15 | 452993.0949 | 3400 | 790 | 152394
2022-11-15 | 16 | 0 | 840 | 110 | 317
2022-11-15 | 17 | 0 | 30 | 0 | 10
2022-11-15 | 18 | 0 | 0 | 0 | 0
2022-11-15 | 19 | 0 | 0 | 0 | 0
2022-11-15 | 20 | 0 | 0 | 0 | 0
2022-11-15 | 21 | 0 | 0 | 0 | 0
2022-11-15 | 22 | 0 | 0 | 0 | 0
2022-11-15 | 23 | 0 | 0 | 0 | 0
2022-11-15 | 24 | 0 | 0 | 0 | 0
2022-11-16 | 1 | 0 | 0 | 0 | 0
2022-11-16 | 2 | 0 | 0 | 0 | 0
2022-11-16 | 3 | 0 | 0 | 0 | 0
2022-11-16 | 4 | 0 | 0 | 0 | 0
2022-11-16 | 5 | 0 | 0 | 0 | 0
2022-11-16 | 6 | 0 | 0 | 0 | 0
2022-11-16 | 7 | 0 | 0 | 0 | 0
2022-11-16 | 8 | 0 | 280 | 0 | 93
2022-11-16 | 9 | 0 | 1200 | 0 | 400
2022-11-16 | 10 | 0 | 2540 | 0 | 847
2022-11-16 | 11 | 0 | 2780 | 120 | 967
2022-11-16 | 12 | 0 | 30000 | 470 | 10157
2022-11-16 | 13 | 94998.5534 | 2210 | 740 | 32650
2022-11-16 | 14 | 0 | 1900 | 970 | 957
2022-11-16 | 15 | 0 | 2190 | 990 | 1060
2022-11-16 | 16 | 94998.5534 | 2600 | 150 | 32583
2022-11-16 | 17 | 0 | 40 | 0 | 13
2022-11-16 | 18 | 0 | 0 | 0 | 0
2022-11-16 | 19 | 0 | 0 | 0 | 0
2022-11-16 | 20 | 0 | 0 | 0 | 0
2022-11-16 | 21 | 0 | 0 | 0 | 0
2022-11-16 | 22 | 0 | 0 | 0 | 0
2022-11-16 | 23 | 0 | 0 | 0 | 0
2022-11-16 | 24 | 0 | 0 | 0 | 0
2022-11-17 | 1 | 0 | 0 | 0 | 0
2022-11-17 | 2 | 0 | 0 | 0 | 0
2022-11-17 | 3 | 0 | 0 | 0 | 0
2022-11-17 | 4 | 0 | 0 | 0 | 0
2022-11-17 | 5 | 0 | 0 | 0 | 0
2022-11-17 | 6 | 0 | 0 | 0 | 0
2022-11-17 | 7 | 0 | 40 | 0 | 13
2022-11-17 | 8 | 0 | 1830 | 380 | 737
2022-11-17 | 9 | 0 | 5080 | 1500 | 2193
2022-11-17 | 10 | 950521.2307 | 13040 | 2900 | 322154
2022-11-17 | 11 | 838587.2245 | 15740 | 20000 | 291442
2022-11-17 | 12 | 1348556.1609 | 9260 | 4430 | 454082
2022-11-17 | 13 | 697297.0366 | 14480 | 2000 | 237926
2022-11-17 | 14 | 1990969.7771 | 22350 | 40000 | 684440
2022-11-17 | 15 | 1040781.2595 | 8050 | 3580 | 350804
2022-11-17 | 16 | 210596.7849 | 2370 | 100 | 71022
2022-11-17 | 17 | 0 | 60 | 0 | 20
2022-11-17 | 18 | 0 | 0 | 0 | 0
2022-11-17 | 19 | 0 | 0 | 0 | 0
2022-11-17 | 20 | 0 | 0 | 0 | 0
2022-11-17 | 21 | 0 | 0 | 0 | 0
2022-11-17 | 22 | 0 | 0 | 0 | 0
2022-11-17 | 23 | 0 | 0 | 0 | 0
2022-11-17 | 24 | 0 | 0 | 0 | 0
2022-11-18 | 1 | 0 | 0 | 0 | 0
2022-11-18 | 2 | 0 | 0 | 0 | 0
2022-11-18 | 3 | 0 | 0 | 0 | 0
2022-11-18 | 4 | 0 | 0 | 0 | 0
2022-11-18 | 5 | 0 | 0 | 0 | 0
2022-11-18 | 6 | 0 | 0 | 0 | 0
2022-11-18 | 7 | 0 | 30 | 0 | 10
2022-11-18 | 8 | 0 | 1130 | 100 | 410
2022-11-18 | 9 | 0 | 4820 | 3060 | 2627
2022-11-18 | 10 | 253509.6407 | 17320 | 4650 | 91827
2022-11-18 | 11 | 1999373.1976 | 28080 | 6110 | 677854
2022-11-18 | 12 | 2314764.7381 | 27450 | 7200 | 783138
2022-11-18 | 13 | 2255521.2975 | 26600 | 8190 | 763437
2022-11-18 | 14 | 1456406.3549 | 19680 | 6990 | 494359
2022-11-18 | 15 | 248285.6959 | 10980 | 5230 | 88165
2022-11-18 | 16 | 770943.8205 | 2300 | 930 | 258058
2022-11-18 | 17 | 0 | 50 | 0 | 17
2022-11-18 | 18 | 0 | 0 | 0 | 0
2022-11-18 | 19 | 0 | 0 | 0 | 0
2022-11-18 | 20 | 0 | 0 | 0 | 0
2022-11-18 | 21 | 0 | 0 | 0 | 0
2022-11-18 | 22 | 0 | 0 | 0 | 0
2022-11-18 | 23 | 0 | 0 | 0 | 0
2022-11-18 | 24 | 0 | 0 | 0 | 0
2022-11-19 | 1 | 0 | 0 | 0 | 0
2022-11-19 | 2 | 0 | 0 | 0 | 0
2022-11-19 | 3 | 0 | 0 | 0 | 0
2022-11-19 | 4 | 0 | 0 | 0 | 0
2022-11-19 | 5 | 0 | 0 | 0 | 0
2022-11-19 | 6 | 0 | 0 | 0 | 0
2022-11-19 | 7 | 0 | 30 | 0 | 10
2022-11-19 | 8 | 0 | 1770 | 360 | 710
2022-11-19 | 9 | 702589.3331 | 14890 | 4370 | 240616
2022-11-19 | 10 | 1418765.0681 | 22970 | 7700 | 483145
2022-11-19 | 11 | 1934871.0775 | 27650 | 9240 | 657254
2022-11-19 | 12 | 2130556.8218 | 28550 | 9920 | 723009
2022-11-19 | 13 | 2140720.8443 | 26880 | 9880 | 725827
2022-11-19 | 14 | 1903583.0498 | 23780 | 8800 | 645388
2022-11-19 | 15 | 1346885.3235 | 16430 | 4490 | 455935
2022-11-19 | 16 | 636856.9732 | 2120 | 10000 | 216326
2022-11-19 | 17 | 0 | 50 | 0 | 17
2022-11-19 | 18 | 0 | 0 | 0 | 0
2022-11-19 | 19 | 0 | 0 | 0 | 0
2022-11-19 | 20 | 0 | 0 | 0 | 0
2022-11-19 | 21 | 0 | 0 | 0 | 0
2022-11-19 | 22 | 0 | 0 | 0 | 0
2022-11-19 | 23 | 0 | 0 | 0 | 0
2022-11-19 | 24 | 0 | 0 | 0 | 0
2022-11-20 | 1 | 0 | 0 | 0 | 0
2022-11-20 | 2 | 0 | 0 | 0 | 0
2022-11-20 | 3 | 0 | 0 | 0 | 0
2022-11-20 | 4 | 0 | 0 | 0 | 0
2022-11-20 | 5 | 0 | 0 | 0 | 0
2022-11-20 | 6 | 0 | 0 | 0 | 0
2022-11-20 | 7 | 0 | 20 | 0 | 7
2022-11-20 | 8 | 0 | 1700 | 410 | 703
2022-11-20 | 9 | 666980.9222 | 14360 | 4360 | 228567
2022-11-20 | 10 | 1416026.1154 | 23610 | 7520 | 482385
2022-11-20 | 11 | 1980436.4443 | 29550 | 8930 | 672972
2022-11-20 | 12 | 2261654.377 | 32200 | 8760 | 767538
2022-11-20 | 13 | 2251393.0798 | 30430 | 6440 | 762754
2022-11-20 | 14 | 1676707.8638 | 28100 | 4270 | 569693
2022-11-20 | 15 | 1439427.3758 | 17700 | 2570 | 486566
2022-11-20 | 16 | 684589.5648 | 2310 | 340 | 229080
2022-11-20 | 17 | 0 | 40 | 0 | 13
2022-11-20 | 18 | 0 | 0 | 0 | 0
2022-11-20 | 19 | 0 | 0 | 0 | 0
2022-11-20 | 20 | 0 | 0 | 0 | 0
2022-11-20 | 21 | 0 | 0 | 0 | 0
2022-11-20 | 22 | 0 | 0 | 0 | 0
2022-11-20 | 23 | 0 | 0 | 0 | 0
2022-11-20 | 24 | 0 | 0 | 0 | 0
2022-11-21 | 1 | 0 | 0 | 0 | 0
2022-11-21 | 2 | 0 | 0 | 0 | 0
2022-11-21 | 3 | 0 | 0 | 0 | 0
2022-11-21 | 4 | 0 | 0 | 0 | 0
2022-11-21 | 5 | 0 | 0 | 0 | 0
2022-11-21 | 6 | 0 | 0 | 0 | 0
2022-11-21 | 7 | 0 | 20 | 0 | 7
2022-11-21 | 8 | 0 | 1410 | 540 | 650
2022-11-21 | 9 | 763481.5574 | 15000 | 3680 | 260721
2022-11-21 | 10 | 1029517.6506 | 17220 | 5760 | 350833
2022-11-21 | 11 | 1319113.2545 | 27290 | 6610 | 451004
2022-11-21 | 12 | 2275898.695 | 31240 | 7230 | 771456
2022-11-21 | 13 | 1873349.905 | 29190 | 8950 | 637163
2022-11-21 | 14 | 1873177.7668 | 25320 | 5800 | 634766
2022-11-21 | 15 | 1258265.4953 | 15830 | 3200 | 425765
2022-11-21 | 16 | 392391.2942 | 2040 | 1100 | 131844
2022-11-21 | 17 | 0 | 80 | 0 | 27
2022-11-21 | 18 | 0 | 0 | 0 | 0
2022-11-21 | 19 | 0 | 0 | 0 | 0
2022-11-21 | 20 | 0 | 0 | 0 | 0
2022-11-21 | 21 | 0 | 0 | 0 | 0
2022-11-21 | 22 | 0 | 0 | 0 | 0
2022-11-21 | 23 | 0 | 0 | 0 | 0
2022-11-21 | 24 | 0 | 0 | 0 | 0
2022-11-22 | 1 | 0 | 0 | 0 | 0
2022-11-22 | 2 | 0 | 0 | 0 | 0
2022-11-22 | 3 | 0 | 0 | 0 | 0
2022-11-22 | 4 | 0 | 0 | 0 | 0
2022-11-22 | 5 | 0 | 0 | 0 | 0
2022-11-22 | 6 | 0 | 0 | 0 | 0
2022-11-22 | 7 | 0 | 20 | 0 | 7
2022-11-22 | 8 | 0 | 1270 | 300 | 523
2022-11-22 | 9 | 645877.8381 | 13860 | 4180 | 221306
2022-11-22 | 10 | 1363645.9112 | 22600 | 7660 | 464635
2022-11-22 | 11 | 1879971.385 | 26850 | 9230 | 638684
2022-11-22 | 12 | 2102468.0138 | 28470 | 9790 | 713576
2022-11-22 | 13 | 2088468.3132 | 25780 | 9850 | 708033
2022-11-22 | 14 | 1806472.5399 | 23040 | 8750 | 612754
2022-11-22 | 15 | 1308263.6595 | 14920 | 4990 | 442725
2022-11-22 | 16 | 520992.0406 | 1730 | 880 | 174534
2022-11-22 | 17 | 0 | 40 | 40 | 27
2022-11-22 | 18 | 0 | 0 | 0 | 0
2022-11-22 | 19 | 0 | 0 | 0 | 0
2022-11-22 | 20 | 0 | 0 | 0 | 0
2022-11-22 | 21 | 0 | 0 | 0 | 0
2022-11-22 | 22 | 0 | 0 | 0 | 0
2022-11-22 | 23 | 0 | 0 | 0 | 0
2022-11-22 | 24 | 0 | 0 | 0 | 0
2022-11-23 | 1 | 0 | 0 | 0 | 0
2022-11-23 | 2 | 0 | 0 | 0 | 0
2022-11-23 | 3 | 0 | 0 | 0 | 0
2022-11-23 | 4 | 0 | 0 | 0 | 0
2022-11-23 | 5 | 0 | 0 | 0 | 0
2022-11-23 | 6 | 0 | 0 | 0 | 0
2022-11-23 | 7 | 0 | 20 | 0 | 7
2022-11-23 | 8 | 0 | 1380 | 80 | 487
2022-11-23 | 9 | 631379.2467 | 11370 | 320 | 214356
2022-11-23 | 10 | 577328.8608 | 15770 | 850 | 197983
2022-11-23 | 11 | 588924.408 | 20300 | 1600 | 203608
2022-11-23 | 12 | 719789.0282 | 22840 | 3970 | 248866
2022-11-23 | 13 | 2074568.5101 | 21110 | 2140 | 699273
2022-11-23 | 14 | 464733.1834 | 12730 | 810 | 159424
2022-11-23 | 15 | 191797.0777 | 2750 | 650 | 65066
2022-11-23 | 16 | 0 | 420 | 400 | 273
2022-11-23 | 17 | 0 | 0 | 0 | 0
2022-11-23 | 18 | 0 | 0 | 0 | 0
2022-11-23 | 19 | 0 | 0 | 0 | 0
2022-11-23 | 20 | 0 | 0 | 0 | 0
2022-11-23 | 21 | 0 | 0 | 0 | 0
2022-11-23 | 22 | 0 | 0 | 0 | 0
2022-11-23 | 23 | 0 | 0 | 0 | 0
2022-11-23 | 24 | 0 | 0 | 0 | 0
2022-11-24 | 1 | 0 | 0 | 0 | 0
2022-11-24 | 2 | 0 | 0 | 0 | 0
2022-11-24 | 3 | 0 | 0 | 0 | 0
2022-11-24 | 4 | 0 | 0 | 0 | 0
2022-11-24 | 5 | 0 | 0 | 0 | 0
2022-11-24 | 6 | 0 | 0 | 0 | 0
2022-11-24 | 7 | 0 | 20 | 0 | 7
2022-11-24 | 8 | 0 | 1180 | 320 | 500
2022-11-24 | 9 | 596015.9302 | 13110 | 2240 | 203789
2022-11-24 | 10 | 1290846.9439 | 21540 | 7110 | 439832
2022-11-24 | 11 | 1759373.3072 | 25710 | 8700 | 597928
2022-11-24 | 12 | 1997876.2865 | 26690 | 9500 | 678022
2022-11-24 | 13 | 2013991.5943 | 26160 | 9090 | 683081
2022-11-24 | 14 | 1699316.2632 | 21550 | 7750 | 576205
2022-11-24 | 15 | 1166248.9176 | 13240 | 4000 | 394496
2022-11-24 | 16 | 583991.1103 | 2020 | 820 | 195610
2022-11-24 | 17 | 0 | 40 | 0 | 13
2022-11-24 | 18 | 0 | 0 | 0 | 0
2022-11-24 | 19 | 0 | 0 | 0 | 0
2022-11-24 | 20 | 0 | 0 | 0 | 0
2022-11-24 | 21 | 0 | 0 | 0 | 0
2022-11-24 | 22 | 0 | 0 | 0 | 0
2022-11-24 | 23 | 0 | 0 | 0 | 0
2022-11-24 | 24 | 0 | 0 | 0 | 0
2022-11-25 | 1 | 0 | 0 | 0 | 0
2022-11-25 | 2 | 0 | 0 | 0 | 0
2022-11-25 | 3 | 0 | 0 | 0 | 0
2022-11-25 | 4 | 0 | 0 | 0 | 0
2022-11-25 | 5 | 0 | 0 | 0 | 0
2022-11-25 | 6 | 0 | 0 | 0 | 0
2022-11-25 | 7 | 0 | 0 | 0 | 0
2022-11-25 | 8 | 0 | 0 | 40 | 13
2022-11-25 | 9 | 0 | 770 | 660 | 477
2022-11-25 | 10 | 0 | 1240 | 370 | 537
2022-11-25 | 11 | 0 | 1500 | 530 | 677
2022-11-25 | 12 | 51665.8798 | 1860 | 210 | 17912
2022-11-25 | 13 | 0 | 1200 | 280 | 493
2022-11-25 | 14 | 0 | 1970 | 270 | 747
2022-11-25 | 15 | 0 | 2290 | 110 | 800
2022-11-25 | 16 | 0 | 1030 | 20 | 350
2022-11-25 | 17 | 0 | 0 | 0 | 0
2022-11-25 | 18 | 0 | 0 | 0 | 0
2022-11-25 | 19 | 0 | 0 | 0 | 0
2022-11-25 | 20 | 0 | 0 | 0 | 0
2022-11-25 | 21 | 0 | 0 | 0 | 0
2022-11-25 | 22 | 0 | 0 | 0 | 0
2022-11-25 | 23 | 0 | 0 | 0 | 0
2022-11-25 | 24 | 0 | 0 | 0 | 0
2022-11-26 | 1 | 0 | 0 | 0 | 0
2022-11-26 | 2 | 0 | 0 | 0 | 0
2022-11-26 | 3 | 0 | 0 | 0 | 0
2022-11-26 | 4 | 0 | 0 | 0 | 0
2022-11-26 | 5 | 0 | 0 | 0 | 0
2022-11-26 | 6 | 0 | 0 | 0 | 0
2022-11-26 | 7 | 0 | 0 | 0 | 0
2022-11-26 | 8 | 0 | 720 | 110 | 277
2022-11-26 | 9 | 0 | 3810 | 940 | 1583
2022-11-26 | 10 | 1453377.8429 | 21660 | 5330 | 493456
2022-11-26 | 11 | 1785536.6468 | 27280 | 8990 | 607269
2022-11-26 | 12 | 2035950.6607 | 27820 | 9710 | 691160
2022-11-26 | 13 | 2005836.01 | 26110 | 9600 | 680515
2022-11-26 | 14 | 1715947.2704 | 22730 | 7830 | 582169
2022-11-26 | 15 | 800330.3409 | 12660 | 5020 | 272670
2022-11-26 | 16 | 570137.9776 | 1330 | 690 | 190719
2022-11-26 | 17 | 0 | 20 | 0 | 7
2022-11-26 | 18 | 0 | 0 | 0 | 0
2022-11-26 | 19 | 0 | 0 | 0 | 0
2022-11-26 | 20 | 0 | 0 | 0 | 0
2022-11-26 | 21 | 0 | 0 | 0 | 0
2022-11-26 | 22 | 0 | 0 | 0 | 0
2022-11-26 | 23 | 0 | 0 | 0 | 0
2022-11-26 | 24 | 0 | 0 | 0 | 0
2022-11-27 | 1 | 0 | 0 | 0 | 0
2022-11-27 | 2 | 0 | 0 | 0 | 0
2022-11-27 | 3 | 0 | 0 | 0 | 0
2022-11-27 | 4 | 0 | 0 | 0 | 0
2022-11-27 | 5 | 0 | 0 | 0 | 0
2022-11-27 | 6 | 0 | 0 | 0 | 0
2022-11-27 | 7 | 0 | 0 | 0 | 0
2022-11-27 | 8 | 0 | 1130 | 170 | 433
2022-11-27 | 9 | 305995.3451 | 7710 | 990 | 104898
2022-11-27 | 10 | 1163648.963 | 13860 | 1730 | 393080
2022-11-27 | 11 | 580991.1489 | 9060 | 3630 | 197894
2022-11-27 | 12 | 478326.0524 | 8970 | 50000 | 179099
2022-11-27 | 13 | 518992.126 | 14550 | 1750 | 178431
2022-11-27 | 14 | 0 | 2400 | 610 | 1003
2022-11-27 | 15 | 0 | 950 | 50 | 333
2022-11-27 | 16 | 0 | 0 | 0 | 0
2022-11-27 | 17 | 0 | 0 | 0 | 0
2022-11-27 | 18 | 0 | 0 | 0 | 0
2022-11-27 | 19 | 0 | 0 | 0 | 0
2022-11-27 | 20 | 0 | 0 | 0 | 0
2022-11-27 | 21 | 0 | 0 | 0 | 0
2022-11-27 | 22 | 0 | 0 | 0 | 0
2022-11-27 | 23 | 0 | 0 | 0 | 0
2022-11-27 | 24 | 0 | 0 | 0 | 0
2022-11-28 | 1 | 0 | 0 | 0 | 0
2022-11-28 | 2 | 0 | 0 | 0 | 0
2022-11-28 | 3 | 0 | 0 | 0 | 0
2022-11-28 | 4 | 0 | 0 | 0 | 0
2022-11-28 | 5 | 0 | 0 | 0 | 0
2022-11-28 | 6 | 0 | 0 | 0 | 0
2022-11-28 | 7 | 0 | 0 | 0 | 0
2022-11-28 | 8 | 0 | 670 | 0 | 223
2022-11-28 | 9 | 0 | 8710 | 500 | 3070
2022-11-28 | 10 | 1121649.6229 | 20910 | 3470 | 382010
2022-11-28 | 11 | 1649028.8973 | 16420 | 1410 | 555620
2022-11-28 | 12 | 853365.4213 | 17670 | 540 | 290525
2022-11-28 | 13 | 1742331.9817 | 19730 | 830 | 587631
2022-11-28 | 14 | 1798782.1102 | 19830 | 3430 | 607347
2022-11-28 | 15 | 1035110.8313 | 10480 | 1520 | 349037
2022-11-28 | 16 | 237357.4972 | 820 | 180 | 79452
2022-11-28 | 17 | 0 | 0 | 0 | 0
2022-11-28 | 18 | 0 | 0 | 0 | 0
2022-11-28 | 19 | 0 | 0 | 0 | 0
2022-11-28 | 20 | 0 | 0 | 0 | 0
2022-11-28 | 21 | 0 | 0 | 0 | 0
2022-11-28 | 22 | 0 | 0 | 0 | 0
2022-11-28 | 23 | 0 | 0 | 0 | 0
2022-11-28 | 24 | 0 | 0 | 0 | 0
2022-11-29 | 1 | 0 | 0 | 0 | 0
2022-11-29 | 2 | 0 | 0 | 0 | 0
2022-11-29 | 3 | 0 | 0 | 0 | 0
2022-11-29 | 4 | 0 | 0 | 0 | 0
2022-11-29 | 5 | 0 | 0 | 0 | 0
2022-11-29 | 6 | 0 | 0 | 0 | 0
2022-11-29 | 7 | 0 | 0 | 0 | 0
2022-11-29 | 8 | 0 | 1110 | 360 | 490
2022-11-29 | 9 | 0 | 9600 | 1230 | 3610
2022-11-29 | 10 | 195930.3468 | 4260 | 6610 | 68933
2022-11-29 | 11 | 510405.5405 | 6000 | 8530 | 174979
2022-11-29 | 12 | 540991.7831 | 6680 | 9550 | 185741
2022-11-29 | 13 | 638990.283 | 6690 | 8940 | 218207
2022-11-29 | 14 | 1042984.128 | 10180 | 7810 | 353658
2022-11-29 | 15 | 440993.2792 | 3500 | 4000 | 149498
2022-11-29 | 16 | 0 | 590 | 780 | 457
2022-11-29 | 17 | 0 | 0 | 0 | 0
2022-11-29 | 18 | 0 | 0 | 0 | 0
2022-11-29 | 19 | 0 | 0 | 0 | 0
2022-11-29 | 20 | 0 | 0 | 0 | 0
2022-11-29 | 21 | 0 | 0 | 0 | 0
2022-11-29 | 22 | 0 | 0 | 0 | 0
2022-11-29 | 23 | 0 | 0 | 0 | 0
2022-11-29 | 24 | 0 | 0 | 0 | 0
2022-11-30 | 1 | 0 | 0 | 0 | 0
2022-11-30 | 2 | 0 | 0 | 0 | 0
2022-11-30 | 3 | 0 | 0 | 0 | 0
2022-11-30 | 4 | 0 | 0 | 0 | 0
2022-11-30 | 5 | 0 | 0 | 0 | 0
2022-11-30 | 6 | 0 | 0 | 0 | 0
2022-11-30 | 7 | 0 | 0 | 0 | 0
2022-11-30 | 8 | 0 | 20 | 0 | 7
2022-11-30 | 9 | 0 | 520 | 40 | 187
2022-11-30 | 10 | 0 | 930 | 60 | 330
2022-11-30 | 11 | 0 | 1790 | 40 | 610
2022-11-30 | 12 | 0 | 1150 | 90 | 413
2022-11-30 | 13 | 0 | 1080 | 100 | 393
2022-11-30 | 14 | 0 | 350 | 30 | 127
2022-11-30 | 15 | 0 | 70 | 150 | 73
2022-11-30 | 16 | 0 | 50 | 0 | 17
2022-11-30 | 17 | 0 | 0 | 0 | 0
2022-11-30 | 18 | 0 | 0 | 0 | 0
2022-11-30 | 19 | 0 | 0 | 0 | 0
2022-11-30 | 20 | 0 | 0 | 0 | 0
2022-11-30 | 21 | 0 | 0 | 0 | 0
2022-11-30 | 22 | 0 | 0 | 0 | 0
2022-11-30 | 23 | 0 | 0 | 0 | 0
2022-11-30 | 24 | 0 | 0 | 0 | 0
2022-12-01 | 1 | 0 | 0 | 0 | 0
2022-12-01 | 2 | 0 | 0 | 0 | 0
2022-12-01 | 3 | 0 | 0 | 0 | 0
2022-12-01 | 4 | 0 | 0 | 0 | 0
2022-12-01 | 5 | 0 | 0 | 0 | 0
2022-12-01 | 6 | 0 | 0 | 0 | 0
2022-12-01 | 7 | 0 | 0 | 0 | 0
2022-12-01 | 8 | 0 | 830 | 120 | 317
2022-12-01 | 9 | 0 | 9940 | 760 | 3567
2022-12-01 | 10 | 1180661.3207 | 21290 | 2560 | 401504
2022-12-01 | 11 | 1792155.8619 | 22860 | 2280 | 605765
2022-12-01 | 12 | 981873.9295 | 7710 | 1780 | 330455
2022-12-01 | 13 | 417696.3568 | 6240 | 2300 | 142079
2022-12-01 | 14 | 526176.2142 | 5440 | 1140 | 177585
2022-12-01 | 15 | 350594.6696 | 2920 | 1170 | 118228
2022-12-01 | 16 | 0 | 860 | 280 | 380
2022-12-01 | 17 | 0 | 0 | 0 | 0
2022-12-01 | 18 | 0 | 0 | 0 | 0
2022-12-01 | 19 | 0 | 0 | 0 | 0
2022-12-01 | 20 | 0 | 0 | 0 | 0
2022-12-01 | 21 | 0 | 0 | 0 | 0
2022-12-01 | 22 | 0 | 0 | 0 | 0
2022-12-01 | 23 | 0 | 0 | 0 | 0
2022-12-01 | 24 | 0 | 0 | 0 | 0
2022-12-02 | 1 | 0 | 0 | 0 | 0
2022-12-02 | 2 | 0 | 0 | 0 | 0
2022-12-02 | 3 | 0 | 0 | 0 | 0
2022-12-02 | 4 | 0 | 0 | 0 | 0
2022-12-02 | 5 | 0 | 0 | 0 | 0
2022-12-02 | 6 | 0 | 0 | 0 | 0
2022-12-02 | 7 | 0 | 0 | 0 | 0
2022-12-02 | 8 | 0 | 950 | 160 | 370
2022-12-02 | 9 | 665697.8726 | 11790 | 2230 | 226573
2022-12-02 | 10 | 1157967.9251 | 21310 | 6120 | 395133
2022-12-02 | 11 | 1657588.1243 | 26790 | 8810 | 564396
2022-12-02 | 12 | 1952094.0781 | 27840 | 8980 | 662971
2022-12-02 | 13 | 1772867.7988 | 25410 | 9060 | 602446
2022-12-02 | 14 | 995525.4197 | 22060 | 7910 | 341832
2022-12-02 | 15 | 1177482.1281 | 12060 | 1450 | 396997
2022-12-02 | 16 | 682322.979 | 1410 | 200 | 227978
2022-12-02 | 17 | 0 | 0 | 0 | 0
2022-12-02 | 18 | 0 | 0 | 0 | 0
2022-12-02 | 19 | 0 | 0 | 0 | 0
2022-12-02 | 20 | 0 | 0 | 0 | 0
2022-12-02 | 21 | 0 | 0 | 0 | 0
2022-12-02 | 22 | 0 | 0 | 0 | 0
2022-12-02 | 23 | 0 | 0 | 0 | 0
2022-12-02 | 24 | 0 | 0 | 0 | 0
2022-12-03 | 1 | 0 | 0 | 0 | 0
2022-12-03 | 2 | 0 | 0 | 0 | 0
2022-12-03 | 3 | 0 | 0 | 0 | 0
2022-12-03 | 4 | 0 | 0 | 0 | 0
2022-12-03 | 5 | 0 | 0 | 0 | 0
2022-12-03 | 6 | 0 | 0 | 0 | 0
2022-12-03 | 7 | 0 | 0 | 0 | 0
2022-12-03 | 8 | 0 | 0 | 0 | 0
2022-12-03 | 9 | 0 | 390 | 0 | 130
2022-12-03 | 10 | 0 | 530 | 70 | 200
2022-12-03 | 11 | 0 | 810 | 280 | 363
2022-12-03 | 12 | 0 | 880 | 540 | 473
2022-12-03 | 13 | 0 | 1400 | 510 | 637
2022-12-03 | 14 | 0 | 880 | 470 | 450
2022-12-03 | 15 | 0 | 610 | 330 | 313
2022-12-03 | 16 | 0 | 80 | 220 | 100
2022-12-03 | 17 | 0 | 0 | 0 | 0
2022-12-03 | 18 | 0 | 0 | 0 | 0
2022-12-03 | 19 | 0 | 0 | 0 | 0
2022-12-03 | 20 | 0 | 0 | 0 | 0
2022-12-03 | 21 | 0 | 0 | 0 | 0
2022-12-03 | 22 | 0 | 0 | 0 | 0
2022-12-03 | 23 | 0 | 0 | 0 | 0
2022-12-03 | 24 | 0 | 0 | 0 | 0
2022-12-04 | 1 | 0 | 0 | 0 | 0
2022-12-04 | 2 | 0 | 0 | 0 | 0
2022-12-04 | 3 | 0 | 0 | 0 | 0
2022-12-04 | 4 | 0 | 0 | 0 | 0
2022-12-04 | 5 | 0 | 0 | 0 | 0
2022-12-04 | 6 | 0 | 0 | 0 | 0
2022-12-04 | 7 | 0 | 0 | 0 | 0
2022-12-04 | 8 | 0 | 890 | 210 | 367
2022-12-04 | 9 | 0 | 4170 | 1020 | 1730
2022-12-04 | 10 | 0 | 18170 | 2220 | 6797
2022-12-04 | 11 | 1821461.2007 | 25950 | 3960 | 617124
2022-12-04 | 12 | 2373630.5237 | 21330 | 3090 | 799350
2022-12-04 | 13 | 767255.0082 | 21890 | 8030 | 265725
2022-12-04 | 14 | 1695693.1353 | 15050 | 5830 | 572191
2022-12-04 | 15 | 611630.6782 | 4670 | 2350 | 206217
2022-12-04 | 16 | 0 | 750 | 180 | 310
2022-12-04 | 17 | 0 | 0 | 0 | 0
2022-12-04 | 18 | 0 | 0 | 0 | 0
2022-12-04 | 19 | 0 | 0 | 0 | 0
2022-12-04 | 20 | 0 | 0 | 0 | 0
2022-12-04 | 21 | 0 | 0 | 0 | 0
2022-12-04 | 22 | 0 | 0 | 0 | 0
2022-12-04 | 23 | 0 | 0 | 0 | 0
2022-12-04 | 24 | 0 | 0 | 0 | 0
2022-12-05 | 1 | 0 | 0 | 0 | 0
2022-12-05 | 2 | 0 | 0 | 0 | 0
2022-12-05 | 3 | 0 | 0 | 0 | 0
2022-12-05 | 4 | 0 | 0 | 0 | 0
2022-12-05 | 5 | 0 | 0 | 0 | 0
2022-12-05 | 6 | 0 | 0 | 0 | 0
2022-12-05 | 7 | 0 | 0 | 0 | 0
2022-12-05 | 8 | 0 | 620 | 160 | 260
2022-12-05 | 9 | 400913.9836 | 9400 | 3160 | 137825
2022-12-05 | 10 | 1082835.3167 | 20230 | 7230 | 370098
2022-12-05 | 11 | 1596770.525 | 25650 | 8750 | 543724
2022-12-05 | 12 | 1905237.7939 | 27890 | 9490 | 647539
2022-12-05 | 13 | 1900082.2306 | 26270 | 9150 | 645167
2022-12-05 | 14 | 1553509.7122 | 19490 | 7780 | 526927
2022-12-05 | 15 | 759160.6379 | 7570 | 2580 | 256437
2022-12-05 | 16 | 85139.5503 | 1340 | 440 | 28973
2022-12-05 | 17 | 0 | 0 | 0 | 0
2022-12-05 | 18 | 0 | 0 | 0 | 0
2022-12-05 | 19 | 0 | 0 | 0 | 0
2022-12-05 | 20 | 0 | 0 | 0 | 0
2022-12-05 | 21 | 0 | 0 | 0 | 0
2022-12-05 | 22 | 0 | 0 | 0 | 0
2022-12-05 | 23 | 0 | 0 | 0 | 0
2022-12-05 | 24 | 0 | 0 | 0 | 0
2022-12-06 | 1 | 0 | 0 | 0 | 0
2022-12-06 | 2 | 0 | 0 | 0 | 0
2022-12-06 | 3 | 0 | 0 | 0 | 0
2022-12-06 | 4 | 0 | 0 | 0 | 0
2022-12-06 | 5 | 0 | 0 | 0 | 0
2022-12-06 | 6 | 0 | 0 | 0 | 0
2022-12-06 | 7 | 0 | 0 | 0 | 0
2022-12-06 | 8 | 0 | 240 | 0 | 80
2022-12-06 | 9 | 0 | 3350 | 250 | 1200
2022-12-06 | 10 | 382660.836 | 6070 | 790 | 129840
2022-12-06 | 11 | 637456.0595 | 8990 | 850 | 215765
2022-12-06 | 12 | 928852.5581 | 15260 | 680 | 314931
2022-12-06 | 13 | 602190.8522 | 5630 | 260 | 202694
2022-12-06 | 14 | 303928.7031 | 2750 | 130 | 102270
2022-12-06 | 15 | 0 | 830 | 70 | 300
2022-12-06 | 16 | 0 | 220 | 0 | 73
2022-12-06 | 17 | 0 | 0 | 0 | 0
2022-12-06 | 18 | 0 | 0 | 0 | 0
2022-12-06 | 19 | 0 | 0 | 0 | 0
2022-12-06 | 20 | 0 | 0 | 0 | 0
2022-12-06 | 21 | 0 | 0 | 0 | 0
2022-12-06 | 22 | 0 | 0 | 0 | 0
2022-12-06 | 23 | 0 | 0 | 0 | 0
2022-12-06 | 24 | 0 | 0 | 0 | 0
2022-12-07 | 1 | 0 | 0 | 0 | 0
2022-12-07 | 2 | 0 | 0 | 0 | 0
2022-12-07 | 3 | 0 | 0 | 0 | 0
2022-12-07 | 4 | 0 | 0 | 0 | 0
2022-12-07 | 5 | 0 | 0 | 0 | 0
2022-12-07 | 6 | 0 | 0 | 0 | 0
2022-12-07 | 7 | 0 | 0 | 0 | 0
2022-12-07 | 8 | 0 | 0 | 0 | 0
2022-12-07 | 9 | 0 | 200 | 50 | 83
2022-12-07 | 10 | 0 | 570 | 110 | 227
2022-12-07 | 11 | 0 | 980 | 110 | 363
2022-12-07 | 12 | 0 | 1300 | 610 | 637
2022-12-07 | 13 | 0 | 700 | 500 | 400
2022-12-07 | 14 | 0 | 300 | 420 | 240
2022-12-07 | 15 | 0 | 0 | 110 | 37
2022-12-07 | 16 | 0 | 20 | 0 | 7
2022-12-07 | 17 | 0 | 0 | 0 | 0
2022-12-07 | 18 | 0 | 0 | 0 | 0
2022-12-07 | 19 | 0 | 0 | 0 | 0
2022-12-07 | 20 | 0 | 0 | 0 | 0
2022-12-07 | 21 | 0 | 0 | 0 | 0
2022-12-07 | 22 | 0 | 0 | 0 | 0
2022-12-07 | 23 | 0 | 0 | 0 | 0
2022-12-07 | 24 | 0 | 0 | 0 | 0
2022-12-08 | 1 | 0 | 0 | 0 | 0
2022-12-08 | 2 | 0 | 0 | 0 | 0
2022-12-08 | 3 | 0 | 0 | 0 | 0
2022-12-08 | 4 | 0 | 0 | 0 | 0
2022-12-08 | 5 | 0 | 0 | 0 | 0
2022-12-08 | 6 | 0 | 0 | 0 | 0
2022-12-08 | 7 | 0 | 0 | 0 | 0
2022-12-08 | 8 | 0 | 360 | 20 | 127
2022-12-08 | 9 | 384719.0142 | 8590 | 130 | 131146
2022-12-08 | 10 | 1059281.826 | 20490 | 5460 | 361744
2022-12-08 | 11 | 704989.2545 | 26080 | 4900 | 245323
2022-12-08 | 12 | 1888837.9335 | 20560 | 1240 | 636879
2022-12-08 | 13 | 1891822.6957 | 22470 | 580 | 638291
2022-12-08 | 14 | 1628715.5151 | 19090 | 570 | 549459
2022-12-08 | 15 | 1216867.9237 | 9820 | 1350 | 409346
2022-12-08 | 16 | 611257.3743 | 790 | 610 | 204219
2022-12-08 | 17 | 0 | 20 | 0 | 7
2022-12-08 | 18 | 0 | 0 | 0 | 0
2022-12-08 | 19 | 0 | 0 | 0 | 0
2022-12-08 | 20 | 0 | 0 | 0 | 0
2022-12-08 | 21 | 0 | 0 | 0 | 0
2022-12-08 | 22 | 0 | 0 | 0 | 0
2022-12-08 | 23 | 0 | 0 | 0 | 0
2022-12-08 | 24 | 0 | 0 | 0 | 0
2022-12-09 | 1 | 0 | 0 | 0 | 0
2022-12-09 | 2 | 0 | 0 | 0 | 0
2022-12-09 | 3 | 0 | 0 | 0 | 0
2022-12-09 | 4 | 0 | 0 | 0 | 0
2022-12-09 | 5 | 0 | 0 | 0 | 0
2022-12-09 | 6 | 0 | 0 | 0 | 0
2022-12-09 | 7 | 0 | 0 | 0 | 0
2022-12-09 | 8 | 0 | 460 | 130 | 197
2022-12-09 | 9 | 413817.2269 | 90000 | 3130 | 168982
2022-12-09 | 10 | 1119688.8685 | 21230 | 7460 | 382793
2022-12-09 | 11 | 1673863.4109 | 27190 | 9140 | 570064
2022-12-09 | 12 | 1957541.7042 | 28620 | 10050 | 665404
2022-12-09 | 13 | 1956748.0087 | 26890 | 10020 | 664553
2022-12-09 | 14 | 1700871.5868 | 23480 | 8990 | 577781
2022-12-09 | 15 | 1267032.0272 | 12290 | 4790 | 428037
2022-12-09 | 16 | 556691.3486 | 960 | 600 | 186084
2022-12-09 | 17 | 0 | 30 | 0 | 10
2022-12-09 | 18 | 0 | 0 | 0 | 0
2022-12-09 | 19 | 0 | 0 | 0 | 0
2022-12-09 | 20 | 0 | 0 | 0 | 0
2022-12-09 | 21 | 0 | 0 | 0 | 0
2022-12-09 | 22 | 0 | 0 | 0 | 0
2022-12-09 | 23 | 0 | 0 | 0 | 0
2022-12-09 | 24 | 0 | 0 | 0 | 0
2022-12-10 | 1 | 0 | 0 | 0 | 0
2022-12-10 | 2 | 0 | 0 | 0 | 0
2022-12-10 | 3 | 0 | 0 | 0 | 0
2022-12-10 | 4 | 0 | 0 | 0 | 0
2022-12-10 | 5 | 0 | 0 | 0 | 0
2022-12-10 | 6 | 0 | 0 | 0 | 0
2022-12-10 | 7 | 0 | 0 | 0 | 0
2022-12-10 | 8 | 0 | 540 | 130 | 223
2022-12-10 | 9 | 0 | 3750 | 2970 | 2240
2022-12-10 | 10 | 665789.8426 | 6170 | 7260 | 226407
2022-12-10 | 11 | 658456.6236 | 9360 | 8100 | 225306
2022-12-10 | 12 | 902986.2285 | 20790 | 8050 | 310609
2022-12-10 | 13 | 1613775.3725 | 12400 | 4720 | 543632
2022-12-10 | 14 | 891786.4561 | 6020 | 2410 | 300072
2022-12-10 | 15 | 462045.9676 | 3970 | 1940 | 155985
2022-12-10 | 16 | 113798.2607 | 1590 | 320 | 38569
2022-12-10 | 17 | 0 | 20 | 0 | 7
2022-12-10 | 18 | 0 | 0 | 0 | 0
2022-12-10 | 19 | 0 | 0 | 0 | 0
2022-12-10 | 20 | 0 | 0 | 0 | 0
2022-12-10 | 21 | 0 | 0 | 0 | 0
2022-12-10 | 22 | 0 | 0 | 0 | 0
2022-12-10 | 23 | 0 | 0 | 0 | 0
2022-12-10 | 24 | 0 | 0 | 0 | 0
2022-12-11 | 1 | 0 | 0 | 0 | 0
2022-12-11 | 2 | 0 | 0 | 0 | 0
2022-12-11 | 3 | 0 | 0 | 0 | 0
2022-12-11 | 4 | 0 | 0 | 0 | 0
2022-12-11 | 5 | 0 | 0 | 0 | 0
2022-12-11 | 6 | 0 | 0 | 0 | 0
2022-12-11 | 7 | 0 | 0 | 0 | 0
2022-12-11 | 8 | 0 | 280 | 20 | 100
2022-12-11 | 9 | 0 | 1640 | 280 | 640
2022-12-11 | 10 | 386771.8875 | 6900 | 640 | 131437
2022-12-11 | 11 | 395801.1568 | 6040 | 650 | 134164
2022-12-11 | 12 | 381117.5525 | 5700 | 890 | 129236
2022-12-11 | 13 | 476792.7229 | 6980 | 1510 | 161761
2022-12-11 | 14 | 716322.422 | 7030 | 1150 | 241501
2022-12-11 | 15 | 184597.1942 | 4840 | 140 | 63192
2022-12-11 | 16 | 0 | 240 | 0 | 80
2022-12-11 | 17 | 0 | 0 | 0 | 0
2022-12-11 | 18 | 0 | 0 | 0 | 0
2022-12-11 | 19 | 0 | 0 | 0 | 0
2022-12-11 | 20 | 0 | 0 | 0 | 0
2022-12-11 | 21 | 0 | 0 | 0 | 0
2022-12-11 | 22 | 0 | 0 | 0 | 0
2022-12-11 | 23 | 0 | 0 | 0 | 0
2022-12-11 | 24 | 0 | 0 | 0 | 0
2022-12-12 | 1 | 0 | 0 | 0 | 0
2022-12-12 | 2 | 0 | 0 | 0 | 0
2022-12-12 | 3 | 0 | 0 | 0 | 0
2022-12-12 | 4 | 0 | 0 | 0 | 0
2022-12-12 | 5 | 0 | 0 | 0 | 0
2022-12-12 | 6 | 0 | 0 | 0 | 0
2022-12-12 | 7 | 0 | 0 | 0 | 0
2022-12-12 | 8 | 0 | 0 | 0 | 0
2022-12-12 | 9 | 0 | 430 | 0 | 143
2022-12-12 | 10 | 0 | 1480 | 180 | 553
2022-12-12 | 11 | 0 | 3040 | 350 | 1130
2022-12-12 | 12 | 0 | 13150 | 470 | 4540
2022-12-12 | 13 | 0 | 27750 | 1260 | 9670
2022-12-12 | 14 | 0 | 24940 | 4340 | 9760
2022-12-12 | 15 | 0 | 12830 | 3670 | 5500
2022-12-12 | 16 | 0 | 1000 | 540 | 513
2022-12-12 | 17 | 0 | 40 | 0 | 13
2022-12-12 | 18 | 0 | 0 | 0 | 0
2022-12-12 | 19 | 0 | 0 | 0 | 0
2022-12-12 | 20 | 0 | 0 | 0 | 0
2022-12-12 | 21 | 0 | 0 | 0 | 0
2022-12-12 | 22 | 0 | 0 | 0 | 0
2022-12-12 | 23 | 0 | 0 | 0 | 0
2022-12-12 | 24 | 0 | 0 | 0 | 0
2022-12-13 | 1 | 0 | 0 | 0 | 0
2022-12-13 | 2 | 0 | 0 | 0 | 0
2022-12-13 | 3 | 0 | 0 | 0 | 0
2022-12-13 | 4 | 0 | 0 | 0 | 0
2022-12-13 | 5 | 0 | 0 | 0 | 0
2022-12-13 | 6 | 0 | 0 | 0 | 0
2022-12-13 | 7 | 0 | 0 | 0 | 0
2022-12-13 | 8 | 0 | 370 | 60 | 143
2022-12-13 | 9 | 0 | 7900 | 2300 | 3400
2022-12-13 | 10 | 0 | 20820 | 6090 | 8970
2022-12-13 | 11 | 0 | 28000 | 8130 | 12043
2022-12-13 | 12 | 0 | 30750 | 9660 | 13470
2022-12-13 | 13 | 386460.7811 | 29480 | 10190 | 142044
2022-12-13 | 14 | 669323.1463 | 24720 | 9080 | 234374
2022-12-13 | 15 | 800277.2927 | 130000 | 4800 | 311692
2022-12-13 | 16 | 393860.6679 | 950 | 640 | 131817
2022-12-13 | 17 | 0 | 30 | 0 | 10
2022-12-13 | 18 | 0 | 0 | 0 | 0
2022-12-13 | 19 | 0 | 0 | 0 | 0
2022-12-13 | 20 | 0 | 0 | 0 | 0
2022-12-13 | 21 | 0 | 0 | 0 | 0
2022-12-13 | 22 | 0 | 0 | 0 | 0
2022-12-13 | 23 | 0 | 0 | 0 | 0
2022-12-13 | 24 | 0 | 0 | 0 | 0
2022-12-14 | 1 | 0 | 0 | 0 | 0
2022-12-14 | 2 | 0 | 0 | 0 | 0
2022-12-14 | 3 | 0 | 0 | 0 | 0
2022-12-14 | 4 | 0 | 0 | 0 | 0
2022-12-14 | 5 | 0 | 0 | 0 | 0
2022-12-14 | 6 | 0 | 0 | 0 | 0
2022-12-14 | 7 | 0 | 0 | 0 | 0
2022-12-14 | 8 | 0 | 350 | 90 | 147
2022-12-14 | 9 | 0 | 7700 | 280 | 2660
2022-12-14 | 10 | 686856.2102 | 20850 | 590 | 236099
2022-12-14 | 11 | 1166848.8979 | 27990 | 880 | 398573
2022-12-14 | 12 | 1474262.3568 | 30440 | 1660 | 502121
2022-12-14 | 13 | 1613792.181 | 29830 | 3340 | 548987
2022-12-14 | 14 | 1501546.8597 | 24610 | 7130 | 511096
2022-12-14 | 15 | 1171483.9935 | 13070 | 4490 | 396348
2022-12-14 | 16 | 521754.8013 | 930 | 280 | 174322
2022-12-14 | 17 | 0 | 20 | 0 | 7
2022-12-14 | 18 | 0 | 0 | 0 | 0
2022-12-14 | 19 | 0 | 0 | 0 | 0
2022-12-14 | 20 | 0 | 0 | 0 | 0
2022-12-14 | 21 | 0 | 0 | 0 | 0
2022-12-14 | 22 | 0 | 0 | 0 | 0
2022-12-14 | 23 | 0 | 0 | 0 | 0
2022-12-14 | 24 | 0 | 0 | 0 | 0
2022-12-15 | 1 | 0 | 0 | 0 | 0
2022-12-15 | 2 | 0 | 0 | 0 | 0
2022-12-15 | 3 | 0 | 0 | 0 | 0
2022-12-15 | 4 | 0 | 0 | 0 | 0
2022-12-15 | 5 | 0 | 0 | 0 | 0
2022-12-15 | 6 | 0 | 0 | 0 | 0
2022-12-15 | 7 | 0 | 0 | 0 | 0
2022-12-15 | 8 | 0 | 340 | 100 | 147
2022-12-15 | 9 | 289281.3087 | 7170 | 560 | 99004
2022-12-15 | 10 | 745258.9273 | 16500 | 2740 | 254833
2022-12-15 | 11 | 611313.5815 | 12200 | 2940 | 208818
2022-12-15 | 12 | 514071.1069 | 8370 | 2240 | 174894
2022-12-15 | 13 | 334994.9121 | 3670 | 2480 | 113715
2022-12-15 | 14 | 276062.4588 | 1390 | 1030 | 92827
2022-12-15 | 15 | 0 | 2160 | 590 | 917
2022-12-15 | 16 | 0 | 690 | 60 | 250
2022-12-15 | 17 | 0 | 0 | 0 | 0
2022-12-15 | 18 | 0 | 0 | 0 | 0
2022-12-15 | 19 | 0 | 0 | 0 | 0
2022-12-15 | 20 | 0 | 0 | 0 | 0
2022-12-15 | 21 | 0 | 0 | 0 | 0
2022-12-15 | 22 | 0 | 0 | 0 | 0
2022-12-15 | 23 | 0 | 0 | 0 | 0
2022-12-15 | 24 | 0 | 0 | 0 | 0
2022-12-16 | 1 | 0 | 0 | 0 | 0
2022-12-16 | 2 | 0 | 0 | 0 | 0
2022-12-16 | 3 | 0 | 0 | 0 | 0
2022-12-16 | 4 | 0 | 0 | 0 | 0
2022-12-16 | 5 | 0 | 0 | 0 | 0
2022-12-16 | 6 | 0 | 0 | 0 | 0
2022-12-16 | 7 | 0 | 0 | 0 | 0
2022-12-16 | 8 | 0 | 0 | 0 | 0
2022-12-16 | 9 | 0 | 0 | 0 | 0
2022-12-16 | 10 | 0 | 0 | 0 | 0
2022-12-16 | 11 | 0 | 60 | 0 | 20
2022-12-16 | 12 | 0 | 960 | 0 | 320
2022-12-16 | 13 | 0 | 1450 | 0 | 483
2022-12-16 | 14 | 0 | 520 | 0 | 173
2022-12-16 | 15 | 0 | 200 | 0 | 67
2022-12-16 | 16 | 0 | 0 | 0 | 0
2022-12-16 | 17 | 0 | 0 | 0 | 0
2022-12-16 | 18 | 0 | 0 | 0 | 0
2022-12-16 | 19 | 0 | 0 | 0 | 0
2022-12-16 | 20 | 0 | 0 | 0 | 0
2022-12-16 | 21 | 0 | 0 | 0 | 0
2022-12-16 | 22 | 0 | 0 | 0 | 0
2022-12-16 | 23 | 0 | 0 | 0 | 0
2022-12-16 | 24 | 0 | 0 | 0 | 0
2022-12-17 | 1 | 0 | 0 | 0 | 0
2022-12-17 | 2 | 0 | 0 | 0 | 0
2022-12-17 | 3 | 0 | 0 | 0 | 0
2022-12-17 | 4 | 0 | 0 | 0 | 0
2022-12-17 | 5 | 0 | 0 | 0 | 0
2022-12-17 | 6 | 0 | 0 | 0 | 0
2022-12-17 | 7 | 0 | 0 | 0 | 0
2022-12-17 | 8 | 0 | 30 | 0 | 10
2022-12-17 | 9 | 0 | 600 | 0 | 200
2022-12-17 | 10 | 453259.7661 | 3150 | 340 | 152250
2022-12-17 | 11 | 808854.4011 | 9690 | 970 | 273171
2022-12-17 | 12 | 625390.5296 | 9520 | 1530 | 212147
2022-12-17 | 13 | 831187.3674 | 12030 | 2470 | 281896
2022-12-17 | 14 | 1015384.5549 | 13740 | 2120 | 343748
2022-12-17 | 15 | 586391.0913 | 6900 | 400 | 197897
2022-12-17 | 16 | 397113.1742 | 1350 | 40 | 132834
2022-12-17 | 17 | 0 | 30 | 0 | 10
2022-12-17 | 18 | 0 | 0 | 0 | 0
2022-12-17 | 19 | 0 | 0 | 0 | 0
2022-12-17 | 20 | 0 | 0 | 0 | 0
2022-12-17 | 21 | 0 | 0 | 0 | 0
2022-12-17 | 22 | 0 | 0 | 0 | 0
2022-12-17 | 23 | 0 | 0 | 0 | 0
2022-12-17 | 24 | 0 | 0 | 0 | 0
2022-12-18 | 1 | 0 | 0 | 0 | 0
2022-12-18 | 2 | 0 | 0 | 0 | 0
2022-12-18 | 3 | 0 | 0 | 0 | 0
2022-12-18 | 4 | 0 | 0 | 0 | 0
2022-12-18 | 5 | 0 | 0 | 0 | 0
2022-12-18 | 6 | 0 | 0 | 0 | 0
2022-12-18 | 7 | 0 | 0 | 0 | 0
2022-12-18 | 8 | 0 | 410 | 0 | 137
2022-12-18 | 9 | 386075.1987 | 6950 | 540 | 131188
2022-12-18 | 10 | 376994.2522 | 18790 | 1740 | 132508
2022-12-18 | 11 | 1872471.4518 | 25110 | 2980 | 633520
2022-12-18 | 12 | 740988.7314 | 12710 | 3870 | 252523
2022-12-18 | 13 | 366994.4108 | 18290 | 2660 | 129315
2022-12-18 | 14 | 0 | 4970 | 3870 | 2947
2022-12-18 | 15 | 0 | 3910 | 3060 | 2323
2022-12-18 | 16 | 58157.0119 | 770 | 260 | 19729
2022-12-18 | 17 | 0 | 0 | 0 | 0
2022-12-18 | 18 | 0 | 0 | 0 | 0
2022-12-18 | 19 | 0 | 0 | 0 | 0
2022-12-18 | 20 | 0 | 0 | 0 | 0
2022-12-18 | 21 | 0 | 0 | 0 | 0
2022-12-18 | 22 | 0 | 0 | 0 | 0
2022-12-18 | 23 | 0 | 0 | 0 | 0
2022-12-18 | 24 | 0 | 0 | 0 | 0
2022-12-19 | 1 | 0 | 0 | 0 | 0
2022-12-19 | 2 | 0 | 0 | 0 | 0
2022-12-19 | 3 | 0 | 0 | 0 | 0
2022-12-19 | 4 | 0 | 0 | 0 | 0
2022-12-19 | 5 | 0 | 0 | 0 | 0
2022-12-19 | 6 | 0 | 0 | 0 | 0
2022-12-19 | 7 | 0 | 0 | 0 | 0
2022-12-19 | 8 | 0 | 530 | 0 | 177
2022-12-19 | 9 | 0 | 6610 | 510 | 2373
2022-12-19 | 10 | 1263380.7659 | 17960 | 1110 | 427484
2022-12-19 | 11 | 1510142.5648 | 25490 | 4390 | 513341
2022-12-19 | 12 | 798921.2275 | 19400 | 3230 | 273850
2022-12-19 | 13 | 2063235.2829 | 23870 | 1580 | 696228
2022-12-19 | 14 | 0 | 16500 | 710 | 5737
2022-12-19 | 15 | 94998.5534 | 4030 | 190 | 33073
2022-12-19 | 16 | 0 | 960 | 0 | 320
2022-12-19 | 17 | 0 | 0 | 0 | 0
2022-12-19 | 18 | 0 | 0 | 0 | 0
2022-12-19 | 19 | 0 | 0 | 0 | 0
2022-12-19 | 20 | 0 | 0 | 0 | 0
2022-12-19 | 21 | 0 | 0 | 0 | 0
2022-12-19 | 22 | 0 | 0 | 0 | 0
2022-12-19 | 23 | 0 | 0 | 0 | 0
2022-12-19 | 24 | 0 | 0 | 0 | 0
2022-12-20 | 1 | 0 | 0 | 0 | 0
2022-12-20 | 2 | 0 | 0 | 0 | 0
2022-12-20 | 3 | 0 | 0 | 0 | 0
2022-12-20 | 4 | 0 | 0 | 0 | 0
2022-12-20 | 5 | 0 | 0 | 0 | 0
2022-12-20 | 6 | 0 | 0 | 0 | 0
2022-12-20 | 7 | 0 | 0 | 0 | 0
2022-12-20 | 8 | 0 | 290 | 120 | 137
2022-12-20 | 9 | 0 | 6610 | 1550 | 2720
2022-12-20 | 10 | 968558.9671 | 19680 | 3140 | 330460
2022-12-20 | 11 | 1535243.7496 | 26980 | 2500 | 521575
2022-12-20 | 12 | 1846790.0753 | 29390 | 3840 | 626673
2022-12-20 | 13 | 1867371.5591 | 28750 | 3200 | 633107
2022-12-20 | 14 | 1643847.7039 | 24160 | 3000 | 557003
2022-12-20 | 15 | 1253380.8947 | 13070 | 1030 | 422494
2022-12-20 | 16 | 563048.5415 | 1060 | 360 | 188156
2022-12-20 | 17 | 0 | 30 | 0 | 10
2022-12-20 | 18 | 0 | 0 | 0 | 0
2022-12-20 | 19 | 0 | 0 | 0 | 0
2022-12-20 | 20 | 0 | 0 | 0 | 0
2022-12-20 | 21 | 0 | 0 | 0 | 0
2022-12-20 | 22 | 0 | 0 | 0 | 0
2022-12-20 | 23 | 0 | 0 | 0 | 0
2022-12-20 | 24 | 0 | 0 | 0 | 0
2022-12-21 | 1 | 0 | 0 | 0 | 0
2022-12-21 | 2 | 0 | 0 | 0 | 0
2022-12-21 | 3 | 0 | 0 | 0 | 0
2022-12-21 | 4 | 0 | 0 | 0 | 0
2022-12-21 | 5 | 0 | 0 | 0 | 0
2022-12-21 | 6 | 0 | 0 | 0 | 0
2022-12-21 | 7 | 0 | 0 | 0 | 0
2022-12-21 | 8 | 0 | 530 | 80 | 203
2022-12-21 | 9 | 0 | 6700 | 2220 | 2973
2022-12-21 | 10 | 1004195.3325 | 19190 | 6680 | 343355
2022-12-21 | 11 | 1470310.9264 | 24690 | 8810 | 501270
2022-12-21 | 12 | 1809505.8203 | 27520 | 9640 | 615555
2022-12-21 | 13 | 1826305.5086 | 27380 | 9660 | 621115
2022-12-21 | 14 | 1632308.4831 | 23530 | 8650 | 554829
2022-12-21 | 15 | 1213381.5289 | 12540 | 4780 | 410234
2022-12-21 | 16 | 559658.1697 | 1100 | 670 | 187143
2022-12-21 | 17 | 0 | 30 | 0 | 10
2022-12-21 | 18 | 0 | 0 | 0 | 0
2022-12-21 | 19 | 0 | 0 | 0 | 0
2022-12-21 | 20 | 0 | 0 | 0 | 0
2022-12-21 | 21 | 0 | 0 | 0 | 0
2022-12-21 | 22 | 0 | 0 | 0 | 0
2022-12-21 | 23 | 0 | 0 | 0 | 0
2022-12-21 | 24 | 0 | 0 | 0 | 0
2022-12-22 | 1 | 0 | 0 | 0 | 0
2022-12-22 | 2 | 0 | 0 | 0 | 0
2022-12-22 | 3 | 0 | 0 | 0 | 0
2022-12-22 | 4 | 0 | 0 | 0 | 0
2022-12-22 | 5 | 0 | 0 | 0 | 0
2022-12-22 | 6 | 0 | 0 | 0 | 0
2022-12-22 | 7 | 0 | 0 | 0 | 0
2022-12-22 | 8 | 0 | 440 | 90 | 177
2022-12-22 | 9 | 0 | 5970 | 620 | 2197
2022-12-22 | 10 | 520781.5766 | 7610 | 1000 | 176464
2022-12-22 | 11 | 348528.0275 | 5590 | 1630 | 118583
2022-12-22 | 12 | 1348846.0779 | 13000 | 1590 | 454479
2022-12-22 | 13 | 974918.4847 | 8030 | 950 | 327966
2022-12-22 | 14 | 65665.6697 | 30000 | 2070 | 32579
2022-12-22 | 15 | 339726.9845 | 2290 | 1320 | 114446
2022-12-22 | 16 | 0 | 490 | 120 | 203
2022-12-22 | 17 | 0 | 0 | 0 | 0
2022-12-22 | 18 | 0 | 0 | 0 | 0
2022-12-22 | 19 | 0 | 0 | 0 | 0
2022-12-22 | 20 | 0 | 0 | 0 | 0
2022-12-22 | 21 | 0 | 0 | 0 | 0
2022-12-22 | 22 | 0 | 0 | 0 | 0
2022-12-22 | 23 | 0 | 0 | 0 | 0
2022-12-22 | 24 | 0 | 0 | 0 | 0
2022-12-23 | 1 | 0 | 0 | 0 | 0
2022-12-23 | 2 | 0 | 0 | 0 | 0
2022-12-23 | 3 | 0 | 0 | 0 | 0
2022-12-23 | 4 | 0 | 0 | 0 | 0
2022-12-23 | 5 | 0 | 0 | 0 | 0
2022-12-23 | 6 | 0 | 0 | 0 | 0
2022-12-23 | 7 | 0 | 0 | 0 | 0
2022-12-23 | 8 | 0 | 0 | 0 | 0
2022-12-23 | 9 | 0 | 160 | 170 | 110
2022-12-23 | 10 | 0 | 430 | 710 | 380
2022-12-23 | 11 | 0 | 0 | 520 | 173
2022-12-23 | 12 | 0 | 0 | 1090 | 363
2022-12-23 | 13 | 0 | 0 | 310 | 103
2022-12-23 | 14 | 0 | 0 | 110 | 37
2022-12-23 | 15 | 0 | 0 | 880 | 293
2022-12-23 | 16 | 0 | 0 | 470 | 157
2022-12-23 | 17 | 0 | 0 | 0 | 0
2022-12-23 | 18 | 0 | 0 | 0 | 0
2022-12-23 | 19 | 0 | 0 | 0 | 0
2022-12-23 | 20 | 0 | 0 | 0 | 0
2022-12-23 | 21 | 0 | 0 | 0 | 0
2022-12-23 | 22 | 0 | 0 | 0 | 0
2022-12-23 | 23 | 0 | 0 | 0 | 0
2022-12-23 | 24 | 0 | 0 | 0 | 0
2022-12-24 | 1 | 0 | 0 | 0 | 0
2022-12-24 | 2 | 0 | 0 | 0 | 0
2022-12-24 | 3 | 0 | 0 | 0 | 0
2022-12-24 | 4 | 0 | 0 | 0 | 0
2022-12-24 | 5 | 0 | 0 | 0 | 0
2022-12-24 | 6 | 0 | 0 | 0 | 0
2022-12-24 | 7 | 0 | 0 | 0 | 0
2022-12-24 | 8 | 0 | 670 | 30 | 233
2022-12-24 | 9 | 0 | 8470 | 730 | 3067
2022-12-24 | 10 | 551524.9372 | 21040 | 3470 | 192012
2022-12-24 | 11 | 994984.8652 | 27240 | 8400 | 343542
2022-12-24 | 12 | 1135916.1139 | 26940 | 6750 | 389869
2022-12-24 | 13 | 1278447.1512 | 24920 | 2470 | 435279
2022-12-24 | 14 | 895186.3647 | 24990 | 4750 | 308309
2022-12-24 | 15 | 773566.0076 | 13100 | 4390 | 263685
2022-12-24 | 16 | 338954.5679 | 1890 | 450 | 113765
2022-12-24 | 17 | 0 | 0 | 0 | 0
2022-12-24 | 18 | 0 | 0 | 0 | 0
2022-12-24 | 19 | 0 | 0 | 0 | 0
2022-12-24 | 20 | 0 | 0 | 0 | 0
2022-12-24 | 21 | 0 | 0 | 0 | 0
2022-12-24 | 22 | 0 | 0 | 0 | 0
2022-12-24 | 23 | 0 | 0 | 0 | 0
2022-12-24 | 24 | 0 | 0 | 0 | 0
2022-12-25 | 1 | 0 | 0 | 0 | 0
2022-12-25 | 2 | 0 | 0 | 0 | 0
2022-12-25 | 3 | 0 | 0 | 0 | 0
2022-12-25 | 4 | 0 | 0 | 0 | 0
2022-12-25 | 5 | 0 | 0 | 0 | 0
2022-12-25 | 6 | 0 | 0 | 0 | 0
2022-12-25 | 7 | 0 | 0 | 0 | 0
2022-12-25 | 8 | 0 | 560 | 40 | 200
2022-12-25 | 9 | 401393.8904 | 2920 | 680 | 134998
2022-12-25 | 10 | 26332.9316 | 40000 | 3160 | 23164
2022-12-25 | 11 | 420454.1147 | 5990 | 7540 | 144661
2022-12-25 | 12 | 423726.8865 | 7860 | 9190 | 146926
2022-12-25 | 13 | 904052.9132 | 32120 | 9960 | 315378
2022-12-25 | 14 | 1604642.272 | 25570 | 9440 | 546551
2022-12-25 | 15 | 1220945.9543 | 14430 | 2280 | 412552
2022-12-25 | 16 | 564324.7366 | 1460 | 820 | 188868
2022-12-25 | 17 | 0 | 50 | 0 | 17
2022-12-25 | 18 | 0 | 0 | 0 | 0
2022-12-25 | 19 | 0 | 0 | 0 | 0
2022-12-25 | 20 | 0 | 0 | 0 | 0
2022-12-25 | 21 | 0 | 0 | 0 | 0
2022-12-25 | 22 | 0 | 0 | 0 | 0
2022-12-25 | 23 | 0 | 0 | 0 | 0
2022-12-25 | 24 | 0 | 0 | 0 | 0
2022-12-26 | 1 | 0 | 0 | 0 | 0
2022-12-26 | 2 | 0 | 0 | 0 | 0
2022-12-26 | 3 | 0 | 0 | 0 | 0
2022-12-26 | 4 | 0 | 0 | 0 | 0
2022-12-26 | 5 | 0 | 0 | 0 | 0
2022-12-26 | 6 | 0 | 0 | 0 | 0
2022-12-26 | 7 | 0 | 0 | 0 | 0
2022-12-26 | 8 | 0 | 300 | 50 | 117
2022-12-26 | 9 | 0 | 6390 | 2200 | 2863
2022-12-26 | 10 | 999808.9671 | 18770 | 6560 | 341713
2022-12-26 | 11 | 1580551.1475 | 25590 | 8130 | 538090
2022-12-26 | 12 | 1791906.1184 | 28940 | 9380 | 610075
2022-12-26 | 13 | 1954970.2406 | 27900 | 7140 | 663337
2022-12-26 | 14 | 1520310.1635 | 23600 | 4360 | 516090
2022-12-26 | 15 | 1073516.9649 | 10790 | 4920 | 363076
2022-12-26 | 16 | 622057.1995 | 1730 | 850 | 208212
2022-12-26 | 17 | 0 | 70 | 0 | 23
2022-12-26 | 18 | 0 | 0 | 0 | 0
2022-12-26 | 19 | 0 | 0 | 0 | 0
2022-12-26 | 20 | 0 | 0 | 0 | 0
2022-12-26 | 21 | 0 | 0 | 0 | 0
2022-12-26 | 22 | 0 | 0 | 0 | 0
2022-12-26 | 23 | 0 | 0 | 0 | 0
2022-12-26 | 24 | 0 | 0 | 0 | 0
2022-12-27 | 1 | 0 | 0 | 0 | 0
2022-12-27 | 2 | 0 | 0 | 0 | 0
2022-12-27 | 3 | 0 | 0 | 0 | 0
2022-12-27 | 4 | 0 | 0 | 0 | 0
2022-12-27 | 5 | 0 | 0 | 0 | 0
2022-12-27 | 6 | 0 | 0 | 0 | 0
2022-12-27 | 7 | 0 | 0 | 0 | 0
2022-12-27 | 8 | 0 | 40 | 50 | 30
2022-12-27 | 9 | 0 | 930 | 660 | 530
2022-12-27 | 10 | 0 | 4490 | 3920 | 2803
2022-12-27 | 11 | 743579.0896 | 26090 | 5230 | 258300
2022-12-27 | 12 | 1815061.2116 | 28550 | 6900 | 616837
2022-12-27 | 13 | 1887235.4031 | 28190 | 9080 | 641502
2022-12-27 | 14 | 1711947.5603 | 23310 | 3630 | 579629
2022-12-27 | 15 | 1340446.2337 | 14960 | 4270 | 453225
2022-12-27 | 16 | 511430.5615 | 2710 | 830 | 171657
2022-12-27 | 17 | 0 | 70 | 0 | 23
2022-12-27 | 18 | 0 | 0 | 0 | 0
2022-12-27 | 19 | 0 | 0 | 0 | 0
2022-12-27 | 20 | 0 | 0 | 0 | 0
2022-12-27 | 21 | 0 | 0 | 0 | 0
2022-12-27 | 22 | 0 | 0 | 0 | 0
2022-12-27 | 23 | 0 | 0 | 0 | 0
2022-12-27 | 24 | 0 | 0 | 0 | 0
2022-12-28 | 1 | 0 | 0 | 0 | 0
2022-12-28 | 2 | 0 | 0 | 0 | 0
2022-12-28 | 3 | 0 | 0 | 0 | 0
2022-12-28 | 4 | 0 | 0 | 0 | 0
2022-12-28 | 5 | 0 | 0 | 0 | 0
2022-12-28 | 6 | 0 | 0 | 0 | 0
2022-12-28 | 7 | 0 | 0 | 0 | 0
2022-12-28 | 8 | 0 | 270 | 40 | 103
2022-12-28 | 9 | 0 | 1560 | 560 | 707
2022-12-28 | 10 | 0 | 2780 | 970 | 1250
2022-12-28 | 11 | 42367.775 | 4170 | 1190 | 15909
2022-12-28 | 12 | 481659.323 | 5860 | 1490 | 163003
2022-12-28 | 13 | 419279.3369 | 2310 | 680 | 140756
2022-12-28 | 14 | 324531.4658 | 1180 | 260 | 108657
2022-12-28 | 15 | 0 | 610 | 330 | 313
2022-12-28 | 16 | 0 | 440 | 80 | 173
2022-12-28 | 17 | 0 | 0 | 0 | 0
2022-12-28 | 18 | 0 | 0 | 0 | 0
2022-12-28 | 19 | 0 | 0 | 0 | 0
2022-12-28 | 20 | 0 | 0 | 0 | 0
2022-12-28 | 21 | 0 | 0 | 0 | 0
2022-12-28 | 22 | 0 | 0 | 0 | 0
2022-12-28 | 23 | 0 | 0 | 0 | 0
2022-12-28 | 24 | 0 | 0 | 0 | 0
2022-12-29 | 1 | 0 | 0 | 0 | 0
2022-12-29 | 2 | 0 | 0 | 0 | 0
2022-12-29 | 3 | 0 | 0 | 0 | 0
2022-12-29 | 4 | 0 | 0 | 0 | 0
2022-12-29 | 5 | 0 | 0 | 0 | 0
2022-12-29 | 6 | 0 | 0 | 0 | 0
2022-12-29 | 7 | 0 | 0 | 0 | 0
2022-12-29 | 8 | 0 | 280 | 130 | 137
2022-12-29 | 9 | 0 | 5730 | 2370 | 2700
2022-12-29 | 10 | 915252.7452 | 18560 | 5290 | 313034
2022-12-29 | 11 | 1486010.6707 | 24980 | 6200 | 505730
2022-12-29 | 12 | 1643774.9863 | 24940 | 8480 | 559065
2022-12-29 | 13 | 1704298.377 | 22980 | 8740 | 578673
2022-12-29 | 14 | 1714573.8602 | 22710 | 8820 | 582035
2022-12-29 | 15 | 1224019.8851 | 12990 | 5090 | 414033
2022-12-29 | 16 | 523043.9901 | 1500 | 870 | 175138
2022-12-29 | 17 | 0 | 70 | 0 | 23
2022-12-29 | 18 | 0 | 0 | 0 | 0
2022-12-29 | 19 | 0 | 0 | 0 | 0
2022-12-29 | 20 | 0 | 0 | 0 | 0
2022-12-29 | 21 | 0 | 0 | 0 | 0
2022-12-29 | 22 | 0 | 0 | 0 | 0
2022-12-29 | 23 | 0 | 0 | 0 | 0
2022-12-29 | 24 | 0 | 0 | 0 | 0
2022-12-30 | 1 | 0 | 0 | 0 | 0
2022-12-30 | 2 | 0 | 0 | 0 | 0
2022-12-30 | 3 | 0 | 0 | 0 | 0
2022-12-30 | 4 | 0 | 0 | 0 | 0
2022-12-30 | 5 | 0 | 0 | 0 | 0
2022-12-30 | 6 | 0 | 0 | 0 | 0
2022-12-30 | 7 | 0 | 0 | 0 | 0
2022-12-30 | 8 | 0 | 280 | 0 | 93
2022-12-30 | 9 | 0 | 3370 | 150 | 1173
2022-12-30 | 10 | 0 | 9050 | 820 | 3290
2022-12-30 | 11 | 1288268.0893 | 10140 | 5290 | 434566
2022-12-30 | 12 | 727730.8702 | 20890 | 7450 | 252024
2022-12-30 | 13 | 1673774.6 | 18510 | 6450 | 566245
2022-12-30 | 14 | 990699.2316 | 16180 | 4440 | 337106
2022-12-30 | 15 | 409772.5153 | 5940 | 2270 | 139328
2022-12-30 | 16 | 0 | 1250 | 460 | 570
2022-12-30 | 17 | 0 | 30 | 0 | 10
2022-12-30 | 18 | 0 | 0 | 0 | 0
2022-12-30 | 19 | 0 | 0 | 0 | 0
2022-12-30 | 20 | 0 | 0 | 0 | 0
2022-12-30 | 21 | 0 | 0 | 0 | 0
2022-12-30 | 22 | 0 | 0 | 0 | 0
2022-12-30 | 23 | 0 | 0 | 0 | 0
2022-12-30 | 24 | 0 | 0 | 0 | 0
2022-12-31 | 1 | 0 | 0 | 0 | 0
2022-12-31 | 2 | 0 | 0 | 0 | 0
2022-12-31 | 3 | 0 | 0 | 0 | 0
2022-12-31 | 4 | 0 | 0 | 0 | 0
2022-12-31 | 5 | 0 | 0 | 0 | 0
2022-12-31 | 6 | 0 | 0 | 0 | 0
2022-12-31 | 7 | 0 | 0 | 0 | 0
2022-12-31 | 8 | 0 | 260 | 40 | 100
2022-12-31 | 9 | 0 | 2540 | 1180 | 1240
2022-12-31 | 10 | 792387.9027 | 6020 | 1180 | 266529
2022-12-31 | 11 | 50999.2242 | 1660 | 830 | 17830
2022-12-31 | 12 | 322595.0897 | 2980 | 930 | 108835
2022-12-31 | 13 | 0 | 2080 | 840 | 973
2022-12-31 | 14 | 0 | 2000 | 930 | 977
2022-12-31 | 15 | 0 | 1420 | 550 | 657
2022-12-31 | 16 | 0 | 310 | 40 | 117
2022-12-31 | 17 | 0 | 0 | 0 | 0
2022-12-31 | 18 | 0 | 0 | 0 | 0
2022-12-31 | 19 | 0 | 0 | 0 | 0
2022-12-31 | 20 | 0 | 0 | 0 | 0
2022-12-31 | 21 | 0 | 0 | 0 | 0
2022-12-31 | 22 | 0 | 0 | 0 | 0
2022-12-31 | 23 | 0 | 0 | 0 | 0
2022-12-31 | 24 | 0 | 0 | 0 | 0
2023-01-01 | 1 | 0 | 0 | 0 | 0
2023-01-01 | 2 | 0 | 0 | 0 | 0
2023-01-01 | 3 | 0 | 0 | 0 | 0
2023-01-01 | 4 | 0 | 0 | 0 | 0
2023-01-01 | 5 | 0 | 0 | 0 | 0
2023-01-01 | 6 | 0 | 0 | 0 | 0
2023-01-01 | 7 | 0 | 0 | 0 | 0
2023-01-01 | 8 | 0 | 160 | 0 | 53
2023-01-01 | 9 | 0 | 5370 | 1080 | 2150
2023-01-01 | 10 | 932185.8287 | 12710 | 750 | 315215
2023-01-01 | 11 | 65665.6697 | 6750 | 4420 | 25612
2023-01-01 | 12 | 429676.9798 | 8810 | 1920 | 146802
2023-01-01 | 13 | 542018.7712 | 4950 | 5230 | 184066
2023-01-01 | 14 | 1056562.7813 | 16840 | 7100 | 360168
2023-01-01 | 15 | 384994.1492 | 3900 | 3120 | 130671
2023-01-01 | 16 | 0 | 1060 | 530 | 530
2023-01-01 | 17 | 0 | 30 | 0 | 10
2023-01-01 | 18 | 0 | 0 | 0 | 0
2023-01-01 | 19 | 0 | 0 | 0 | 0
2023-01-01 | 20 | 0 | 0 | 0 | 0
2023-01-01 | 21 | 0 | 0 | 0 | 0
2023-01-01 | 22 | 0 | 0 | 0 | 0
2023-01-01 | 23 | 0 | 0 | 0 | 0
2023-01-01 | 24 | 0 | 0 | 0 | 0
2023-01-02 | 1 | 0 | 0 | 0 | 0
2023-01-02 | 2 | 0 | 0 | 0 | 0
2023-01-02 | 3 | 0 | 0 | 0 | 0
2023-01-02 | 4 | 0 | 0 | 0 | 0
2023-01-02 | 5 | 0 | 0 | 0 | 0
2023-01-02 | 6 | 0 | 0 | 0 | 0
2023-01-02 | 7 | 0 | 0 | 0 | 0
2023-01-02 | 8 | 0 | 240 | 0 | 80
2023-01-02 | 9 | 0 | 2300 | 670 | 990
2023-01-02 | 10 | 417272.1505 | 4450 | 3350 | 141691
2023-01-02 | 11 | 421593.6065 | 3770 | 1420 | 142261
2023-01-02 | 12 | 765788.3167 | 5280 | 1320 | 257463
2023-01-02 | 13 | 892749.6076 | 14160 | 1460 | 302790
2023-01-02 | 14 | 527391.9702 | 10210 | 1660 | 179754
2023-01-02 | 15 | 776084.0654 | 9470 | 1510 | 262355
2023-01-02 | 16 | 691589.4747 | 2440 | 640 | 231556
2023-01-02 | 17 | 0 | 190 | 30 | 73
2023-01-02 | 18 | 0 | 0 | 0 | 0
2023-01-02 | 19 | 0 | 0 | 0 | 0
2023-01-02 | 20 | 0 | 0 | 0 | 0
2023-01-02 | 21 | 0 | 0 | 0 | 0
2023-01-02 | 22 | 0 | 0 | 0 | 0
2023-01-02 | 23 | 0 | 0 | 0 | 0
2023-01-02 | 24 | 0 | 0 | 0 | 0
2023-01-03 | 1 | 0 | 0 | 0 | 0
2023-01-03 | 2 | 0 | 0 | 0 | 0
2023-01-03 | 3 | 0 | 0 | 0 | 0
2023-01-03 | 4 | 0 | 0 | 0 | 0
2023-01-03 | 5 | 0 | 0 | 0 | 0
2023-01-03 | 6 | 0 | 0 | 0 | 0
2023-01-03 | 7 | 0 | 0 | 0 | 0
2023-01-03 | 8 | 0 | 0 | 0 | 0
2023-01-03 | 9 | 0 | 170 | 20 | 63
2023-01-03 | 10 | 0 | 480 | 60 | 180
2023-01-03 | 11 | 0 | 680 | 180 | 287
2023-01-03 | 12 | 0 | 610 | 270 | 293
2023-01-03 | 13 | 0 | 560 | 160 | 240
2023-01-03 | 14 | 0 | 550 | 120 | 223
2023-01-03 | 15 | 0 | 550 | 130 | 227
2023-01-03 | 16 | 0 | 200 | 30 | 77
2023-01-03 | 17 | 0 | 0 | 0 | 0
2023-01-03 | 18 | 0 | 0 | 0 | 0
2023-01-03 | 19 | 0 | 0 | 0 | 0
2023-01-03 | 20 | 0 | 0 | 0 | 0
2023-01-03 | 21 | 0 | 0 | 0 | 0
2023-01-03 | 22 | 0 | 0 | 0 | 0
2023-01-03 | 23 | 0 | 0 | 0 | 0
2023-01-03 | 24 | 0 | 0 | 0 | 0
2023-01-04 | 1 | 0 | 0 | 0 | 0
2023-01-04 | 2 | 0 | 0 | 0 | 0
2023-01-04 | 3 | 0 | 0 | 0 | 0
2023-01-04 | 4 | 0 | 0 | 0 | 0
2023-01-04 | 5 | 0 | 0 | 0 | 0
2023-01-04 | 6 | 0 | 0 | 0 | 0
2023-01-04 | 7 | 0 | 0 | 0 | 0
2023-01-04 | 8 | 0 | 30 | 0 | 10
2023-01-04 | 9 | 0 | 880 | 110 | 330
2023-01-04 | 10 | 0 | 2000 | 580 | 860
2023-01-04 | 11 | 0 | 4920 | 1480 | 2133
2023-01-04 | 12 | 588689.6253 | 4330 | 2580 | 198533
2023-01-04 | 13 | 560937.4046 | 3720 | 1550 | 188736
2023-01-04 | 14 | 214063.406 | 2410 | 1320 | 72598
2023-01-04 | 15 | 0 | 780 | 830 | 537
2023-01-04 | 16 | 0 | 490 | 210 | 233
2023-01-04 | 17 | 0 | 0 | 0 | 0
2023-01-04 | 18 | 0 | 0 | 0 | 0
2023-01-04 | 19 | 0 | 0 | 0 | 0
2023-01-04 | 20 | 0 | 0 | 0 | 0
2023-01-04 | 21 | 0 | 0 | 0 | 0
2023-01-04 | 22 | 0 | 0 | 0 | 0
2023-01-04 | 23 | 0 | 0 | 0 | 0
2023-01-04 | 24 | 0 | 0 | 0 | 0
2023-01-05 | 1 | 0 | 0 | 0 | 0
2023-01-05 | 2 | 0 | 0 | 0 | 0
2023-01-05 | 3 | 0 | 0 | 0 | 0
2023-01-05 | 4 | 0 | 0 | 0 | 0
2023-01-05 | 5 | 0 | 0 | 0 | 0
2023-01-05 | 6 | 0 | 0 | 0 | 0
2023-01-05 | 7 | 0 | 0 | 0 | 0
2023-01-05 | 8 | 0 | 0 | 0 | 0
2023-01-05 | 9 | 0 | 280 | 60 | 113
2023-01-05 | 10 | 0 | 990 | 370 | 453
2023-01-05 | 11 | 0 | 1770 | 690 | 820
2023-01-05 | 12 | 0 | 2060 | 530 | 863
2023-01-05 | 13 | 0 | 2900 | 460 | 1120
2023-01-05 | 14 | 70674.5982 | 2570 | 530 | 24592
2023-01-05 | 15 | 0 | 1470 | 710 | 727
2023-01-05 | 16 | 0 | 310 | 230 | 180
2023-01-05 | 17 | 0 | 0 | 0 | 0
2023-01-05 | 18 | 0 | 0 | 0 | 0
2023-01-05 | 19 | 0 | 0 | 0 | 0
2023-01-05 | 20 | 0 | 0 | 0 | 0
2023-01-05 | 21 | 0 | 0 | 0 | 0
2023-01-05 | 22 | 0 | 0 | 0 | 0
2023-01-05 | 23 | 0 | 0 | 0 | 0
2023-01-05 | 24 | 0 | 0 | 0 | 0
2023-01-06 | 1 | 0 | 0 | 0 | 0
2023-01-06 | 2 | 0 | 0 | 0 | 0
2023-01-06 | 3 | 0 | 0 | 0 | 0
2023-01-06 | 4 | 0 | 0 | 0 | 0
2023-01-06 | 5 | 0 | 0 | 0 | 0
2023-01-06 | 6 | 0 | 0 | 0 | 0
2023-01-06 | 7 | 0 | 0 | 0 | 0
2023-01-06 | 8 | 0 | 0 | 0 | 0
2023-01-06 | 9 | 0 | 350 | 0 | 117
2023-01-06 | 10 | 0 | 650 | 0 | 217
2023-01-06 | 11 | 0 | 830 | 60 | 297
2023-01-06 | 12 | 0 | 2290 | 460 | 917
2023-01-06 | 13 | 0 | 2100 | 180 | 760
2023-01-06 | 14 | 0 | 980 | 20 | 333
2023-01-06 | 15 | 0 | 470 | 80 | 183
2023-01-06 | 16 | 0 | 90 | 40 | 43
2023-01-06 | 17 | 0 | 0 | 0 | 0
2023-01-06 | 18 | 0 | 0 | 0 | 0
2023-01-06 | 19 | 0 | 0 | 0 | 0
2023-01-06 | 20 | 0 | 0 | 0 | 0
2023-01-06 | 21 | 0 | 0 | 0 | 0
2023-01-06 | 22 | 0 | 0 | 0 | 0
2023-01-06 | 23 | 0 | 0 | 0 | 0
2023-01-06 | 24 | 0 | 0 | 0 | 0
2023-01-07 | 1 | 0 | 0 | 0 | 0
2023-01-07 | 2 | 0 | 0 | 0 | 0
2023-01-07 | 3 | 0 | 0 | 0 | 0
2023-01-07 | 4 | 0 | 0 | 0 | 0
2023-01-07 | 5 | 0 | 0 | 0 | 0
2023-01-07 | 6 | 0 | 0 | 0 | 0
2023-01-07 | 7 | 0 | 0 | 0 | 0
2023-01-07 | 8 | 0 | 20 | 0 | 7
2023-01-07 | 9 | 0 | 260 | 170 | 143
2023-01-07 | 10 | 0 | 730 | 370 | 367
2023-01-07 | 11 | 0 | 2850 | 760 | 1203
2023-01-07 | 12 | 0 | 12660 | 580 | 4413
2023-01-07 | 13 | 570591.3305 | 20210 | 780 | 197194
2023-01-07 | 14 | 0 | 9040 | 500 | 3180
2023-01-07 | 15 | 345061.4214 | 14040 | 470 | 119857
2023-01-07 | 16 | 0 | 1520 | 180 | 567
2023-01-07 | 17 | 0 | 0 | 0 | 0
2023-01-07 | 18 | 0 | 0 | 0 | 0
2023-01-07 | 19 | 0 | 0 | 0 | 0
2023-01-07 | 20 | 0 | 0 | 0 | 0
2023-01-07 | 21 | 0 | 0 | 0 | 0
2023-01-07 | 22 | 0 | 0 | 0 | 0
2023-01-07 | 23 | 0 | 0 | 0 | 0
2023-01-07 | 24 | 0 | 0 | 0 | 0
2023-01-08 | 1 | 0 | 0 | 0 | 0
2023-01-08 | 2 | 0 | 0 | 0 | 0
2023-01-08 | 3 | 0 | 0 | 0 | 0
2023-01-08 | 4 | 0 | 0 | 0 | 0
2023-01-08 | 5 | 0 | 0 | 0 | 0
2023-01-08 | 6 | 0 | 0 | 0 | 0
2023-01-08 | 7 | 0 | 0 | 0 | 0
2023-01-08 | 8 | 0 | 260 | 40 | 100
2023-01-08 | 9 | 0 | 6250 | 1750 | 2667
2023-01-08 | 10 | 806945.622 | 20060 | 5870 | 277625
2023-01-08 | 11 | 1352239.1319 | 27040 | 8220 | 462500
2023-01-08 | 12 | 1777931.8094 | 29360 | 9860 | 605717
2023-01-08 | 13 | 1988341.0931 | 28530 | 10170 | 675680
2023-01-08 | 14 | 1784562.9454 | 24630 | 9310 | 606168
2023-01-08 | 15 | 1407823.0858 | 17840 | 6560 | 477408
2023-01-08 | 16 | 753299.6535 | 2500 | 1470 | 252423
2023-01-08 | 17 | 0 | 110 | 20 | 43
2023-01-08 | 18 | 0 | 0 | 0 | 0
2023-01-08 | 19 | 0 | 0 | 0 | 0
2023-01-08 | 20 | 0 | 0 | 0 | 0
2023-01-08 | 21 | 0 | 0 | 0 | 0
2023-01-08 | 22 | 0 | 0 | 0 | 0
2023-01-08 | 23 | 0 | 0 | 0 | 0
2023-01-08 | 24 | 0 | 0 | 0 | 0
2023-01-09 | 1 | 0 | 0 | 0 | 0
2023-01-09 | 2 | 0 | 0 | 0 | 0
2023-01-09 | 3 | 0 | 0 | 0 | 0
2023-01-09 | 4 | 0 | 0 | 0 | 0
2023-01-09 | 5 | 0 | 0 | 0 | 0
2023-01-09 | 6 | 0 | 0 | 0 | 0
2023-01-09 | 7 | 0 | 0 | 0 | 0
2023-01-09 | 8 | 0 | 300 | 70 | 123
2023-01-09 | 9 | 0 | 1830 | 1180 | 1003
2023-01-09 | 10 | 709695.1008 | 16880 | 2360 | 242978
2023-01-09 | 11 | 1537109.8518 | 24340 | 7020 | 522823
2023-01-09 | 12 | 1876438.0217 | 27990 | 3570 | 635999
2023-01-09 | 13 | 1773525.7149 | 28810 | 2050 | 601462
2023-01-09 | 14 | 1768617.5108 | 24760 | 1590 | 598323
2023-01-09 | 15 | 1369352.4599 | 16210 | 3490 | 463017
2023-01-09 | 16 | 762255.0726 | 2880 | 1830 | 255655
2023-01-09 | 17 | 0 | 130 | 70 | 67
2023-01-09 | 18 | 0 | 0 | 0 | 0
2023-01-09 | 19 | 0 | 0 | 0 | 0
2023-01-09 | 20 | 0 | 0 | 0 | 0
2023-01-09 | 21 | 0 | 0 | 0 | 0
2023-01-09 | 22 | 0 | 0 | 0 | 0
2023-01-09 | 23 | 0 | 0 | 0 | 0
2023-01-09 | 24 | 0 | 0 | 0 | 0
2023-01-10 | 1 | 0 | 0 | 0 | 0
2023-01-10 | 2 | 0 | 0 | 0 | 0
2023-01-10 | 3 | 0 | 0 | 0 | 0
2023-01-10 | 4 | 0 | 0 | 0 | 0
2023-01-10 | 5 | 0 | 0 | 0 | 0
2023-01-10 | 6 | 0 | 0 | 0 | 0
2023-01-10 | 7 | 0 | 0 | 0 | 0
2023-01-10 | 8 | 0 | 210 | 0 | 70
2023-01-10 | 9 | 0 | 6560 | 480 | 2347
2023-01-10 | 10 | 22199.6624 | 19560 | 2110 | 14623
2023-01-10 | 11 | 466392.9045 | 25080 | 5230 | 165568
2023-01-10 | 12 | 909386.158 | 21810 | 6610 | 312602
2023-01-10 | 13 | 1449777.8416 | 23190 | 8460 | 493809
2023-01-10 | 14 | 1612975.4782 | 16620 | 7060 | 545552
2023-01-10 | 15 | 601790.8454 | 18550 | 6410 | 208917
2023-01-10 | 16 | 784988.0457 | 3100 | 1530 | 263206
2023-01-10 | 17 | 0 | 140 | 30 | 57
2023-01-10 | 18 | 0 | 0 | 0 | 0
2023-01-10 | 19 | 0 | 0 | 0 | 0
2023-01-10 | 20 | 0 | 0 | 0 | 0
2023-01-10 | 21 | 0 | 0 | 0 | 0
2023-01-10 | 22 | 0 | 0 | 0 | 0
2023-01-10 | 23 | 0 | 0 | 0 | 0
2023-01-10 | 24 | 0 | 0 | 0 | 0
2023-01-11 | 1 | 0 | 0 | 0 | 0
2023-01-11 | 2 | 0 | 0 | 0 | 0
2023-01-11 | 3 | 0 | 0 | 0 | 0
2023-01-11 | 4 | 0 | 0 | 0 | 0
2023-01-11 | 5 | 0 | 0 | 0 | 0
2023-01-11 | 6 | 0 | 0 | 0 | 0
2023-01-11 | 7 | 0 | 0 | 0 | 0
2023-01-11 | 8 | 0 | 390 | 140 | 177
2023-01-11 | 9 | 348994.7021 | 6520 | 1890 | 119135
2023-01-11 | 10 | 896186.3518 | 19740 | 6950 | 307625
2023-01-11 | 11 | 1646628.2606 | 26570 | 8800 | 560666
2023-01-11 | 12 | 1982055.1872 | 29190 | 9790 | 673678
2023-01-11 | 13 | 2047623.6343 | 29640 | 9910 | 695725
2023-01-11 | 14 | 1843905.2105 | 25520 | 9080 | 626168
2023-01-11 | 15 | 1287792.9211 | 16910 | 5040 | 436581
2023-01-11 | 16 | 556719.8992 | 3380 | 1200 | 187100
2023-01-11 | 17 | 0 | 260 | 40 | 100
2023-01-11 | 18 | 0 | 0 | 0 | 0
2023-01-11 | 19 | 0 | 0 | 0 | 0
2023-01-11 | 20 | 0 | 0 | 0 | 0
2023-01-11 | 21 | 0 | 0 | 0 | 0
2023-01-11 | 22 | 0 | 0 | 0 | 0
2023-01-11 | 23 | 0 | 0 | 0 | 0
2023-01-11 | 24 | 0 | 0 | 0 | 0
2023-01-12 | 1 | 0 | 0 | 0 | 0
2023-01-12 | 2 | 0 | 0 | 0 | 0
2023-01-12 | 3 | 0 | 0 | 0 | 0
2023-01-12 | 4 | 0 | 0 | 0 | 0
2023-01-12 | 5 | 0 | 0 | 0 | 0
2023-01-12 | 6 | 0 | 0 | 0 | 0
2023-01-12 | 7 | 0 | 0 | 0 | 0
2023-01-12 | 8 | 0 | 60 | 0 | 20
2023-01-12 | 9 | 0 | 460 | 50 | 170
2023-01-12 | 10 | 0 | 560 | 100 | 220
2023-01-12 | 11 | 0 | 590 | 60 | 217
2023-01-12 | 12 | 0 | 390 | 100 | 163
2023-01-12 | 13 | 0 | 60 | 50 | 37
2023-01-12 | 14 | 0 | 50 | 40 | 30
2023-01-12 | 15 | 0 | 0 | 0 | 0
2023-01-12 | 16 | 0 | 0 | 0 | 0
2023-01-12 | 17 | 0 | 0 | 0 | 0
2023-01-12 | 18 | 0 | 0 | 0 | 0
2023-01-12 | 19 | 0 | 0 | 0 | 0
2023-01-12 | 20 | 0 | 0 | 0 | 0
2023-01-12 | 21 | 0 | 0 | 0 | 0
2023-01-12 | 22 | 0 | 0 | 0 | 0
2023-01-12 | 23 | 0 | 0 | 0 | 0
2023-01-12 | 24 | 0 | 0 | 0 | 0
2023-01-13 | 1 | 0 | 0 | 0 | 0
2023-01-13 | 2 | 0 | 0 | 0 | 0
2023-01-13 | 3 | 0 | 0 | 0 | 0
2023-01-13 | 4 | 0 | 0 | 0 | 0
2023-01-13 | 5 | 0 | 0 | 0 | 0
2023-01-13 | 6 | 0 | 0 | 0 | 0
2023-01-13 | 7 | 0 | 0 | 0 | 0
2023-01-13 | 8 | 0 | 20 | 0 | 7
2023-01-13 | 9 | 0 | 870 | 0 | 290
2023-01-13 | 10 | 0 | 1800 | 100 | 633
2023-01-13 | 11 | 0 | 2500 | 440 | 980
2023-01-13 | 12 | 0 | 3870 | 1030 | 1633
2023-01-13 | 13 | 27214.3502 | 4180 | 800 | 10731
2023-01-13 | 14 | 656129.241 | 4110 | 520 | 220253
2023-01-13 | 15 | 197530.3292 | 3020 | 730 | 67093
2023-01-13 | 16 | 0 | 50 | 130 | 60
2023-01-13 | 17 | 0 | 0 | 0 | 0
2023-01-13 | 18 | 0 | 0 | 0 | 0
2023-01-13 | 19 | 0 | 0 | 0 | 0
2023-01-13 | 20 | 0 | 0 | 0 | 0
2023-01-13 | 21 | 0 | 0 | 0 | 0
2023-01-13 | 22 | 0 | 0 | 0 | 0
2023-01-13 | 23 | 0 | 0 | 0 | 0
2023-01-13 | 24 | 0 | 0 | 0 | 0
2023-01-14 | 1 | 0 | 0 | 0 | 0
2023-01-14 | 2 | 0 | 0 | 0 | 0
2023-01-14 | 3 | 0 | 0 | 0 | 0
2023-01-14 | 4 | 0 | 0 | 0 | 0
2023-01-14 | 5 | 0 | 0 | 0 | 0
2023-01-14 | 6 | 0 | 0 | 0 | 0
2023-01-14 | 7 | 0 | 0 | 0 | 0
2023-01-14 | 8 | 0 | 0 | 0 | 0
2023-01-14 | 9 | 0 | 240 | 40 | 93
2023-01-14 | 10 | 0 | 1450 | 340 | 597
2023-01-14 | 11 | 0 | 2430 | 840 | 1090
2023-01-14 | 12 | 0 | 3100 | 2080 | 1727
2023-01-14 | 13 | 0 | 4600 | 1920 | 2173
2023-01-14 | 14 | 436060.0412 | 2430 | 10000 | 149497
2023-01-14 | 15 | 76206.8927 | 1850 | 400 | 26152
2023-01-14 | 16 | 0 | 680 | 90 | 257
2023-01-14 | 17 | 0 | 20 | 0 | 7
2023-01-14 | 18 | 0 | 0 | 0 | 0
2023-01-14 | 19 | 0 | 0 | 0 | 0
2023-01-14 | 20 | 0 | 0 | 0 | 0
2023-01-14 | 21 | 0 | 0 | 0 | 0
2023-01-14 | 22 | 0 | 0 | 0 | 0
2023-01-14 | 23 | 0 | 0 | 0 | 0
2023-01-14 | 24 | 0 | 0 | 0 | 0
2023-01-15 | 1 | 0 | 0 | 0 | 0
2023-01-15 | 2 | 0 | 0 | 0 | 0
2023-01-15 | 3 | 0 | 0 | 0 | 0
2023-01-15 | 4 | 0 | 0 | 0 | 0
2023-01-15 | 5 | 0 | 0 | 0 | 0
2023-01-15 | 6 | 0 | 0 | 0 | 0
2023-01-15 | 7 | 0 | 0 | 0 | 0
2023-01-15 | 8 | 0 | 150 | 20 | 57
2023-01-15 | 9 | 0 | 2070 | 1630 | 1233
2023-01-15 | 10 | 329603.0164 | 3850 | 6890 | 113448
2023-01-15 | 11 | 447981.4768 | 4750 | 5570 | 152767
2023-01-15 | 12 | 511972.0697 | 6490 | 4180 | 174214
2023-01-15 | 13 | 634990.3345 | 7430 | 5170 | 215863
2023-01-15 | 14 | 629990.3989 | 4910 | 5450 | 213450
2023-01-15 | 15 | 461916.0593 | 2960 | 3180 | 156019
2023-01-15 | 16 | 0 | 880 | 890 | 590
2023-01-15 | 17 | 0 | 0 | 110 | 37
2023-01-15 | 18 | 0 | 0 | 0 | 0
2023-01-15 | 19 | 0 | 0 | 0 | 0
2023-01-15 | 20 | 0 | 0 | 0 | 0
2023-01-15 | 21 | 0 | 0 | 0 | 0
2023-01-15 | 22 | 0 | 0 | 0 | 0
2023-01-15 | 23 | 0 | 0 | 0 | 0
2023-01-15 | 24 | 0 | 0 | 0 | 0
2023-01-16 | 1 | 0 | 0 | 0 | 0
2023-01-16 | 2 | 0 | 0 | 0 | 0
2023-01-16 | 3 | 0 | 0 | 0 | 0
2023-01-16 | 4 | 0 | 0 | 0 | 0
2023-01-16 | 5 | 0 | 0 | 0 | 0
2023-01-16 | 6 | 0 | 0 | 0 | 0
2023-01-16 | 7 | 0 | 0 | 0 | 0
2023-01-16 | 8 | 0 | 0 | 20 | 7
2023-01-16 | 9 | 0 | 0 | 100 | 33
2023-01-16 | 10 | 0 | 40 | 480 | 173
2023-01-16 | 11 | 0 | 150 | 760 | 303
2023-01-16 | 12 | 0 | 250 | 880 | 377
2023-01-16 | 13 | 0 | 620 | 830 | 483
2023-01-16 | 14 | 0 | 750 | 1470 | 740
2023-01-16 | 15 | 0 | 650 | 850 | 500
2023-01-16 | 16 | 0 | 100 | 160 | 87
2023-01-16 | 17 | 0 | 0 | 20 | 7
2023-01-16 | 18 | 0 | 0 | 0 | 0
2023-01-16 | 19 | 0 | 0 | 0 | 0
2023-01-16 | 20 | 0 | 0 | 0 | 0
2023-01-16 | 21 | 0 | 0 | 0 | 0
2023-01-16 | 22 | 0 | 0 | 0 | 0
2023-01-16 | 23 | 0 | 0 | 0 | 0
2023-01-16 | 24 | 0 | 0 | 0 | 0
2023-01-17 | 1 | 0 | 0 | 0 | 0
2023-01-17 | 2 | 0 | 0 | 0 | 0
2023-01-17 | 3 | 0 | 0 | 0 | 0
2023-01-17 | 4 | 0 | 0 | 0 | 0
2023-01-17 | 5 | 0 | 0 | 0 | 0
2023-01-17 | 6 | 0 | 0 | 0 | 0
2023-01-17 | 7 | 0 | 0 | 0 | 0
2023-01-17 | 8 | 0 | 20 | 80 | 33
2023-01-17 | 9 | 0 | 1340 | 1830 | 1057
2023-01-17 | 10 | 0 | 6040 | 6600 | 4213
2023-01-17 | 11 | 836233.139 | 18300 | 8560 | 287698
2023-01-17 | 12 | 1178144.6934 | 28300 | 9630 | 405358
2023-01-17 | 13 | 1540976.6436 | 27760 | 9720 | 526152
2023-01-17 | 14 | 1876560.8072 | 23980 | 7990 | 636177
2023-01-17 | 15 | 1144593.0004 | 8840 | 1850 | 385094
2023-01-17 | 16 | 94998.5534 | 1120 | 280 | 32133
2023-01-17 | 17 | 0 | 140 | 40 | 60
2023-01-17 | 18 | 0 | 0 | 0 | 0
2023-01-17 | 19 | 0 | 0 | 0 | 0
2023-01-17 | 20 | 0 | 0 | 0 | 0
2023-01-17 | 21 | 0 | 0 | 0 | 0
2023-01-17 | 22 | 0 | 0 | 0 | 0
2023-01-17 | 23 | 0 | 0 | 0 | 0
2023-01-17 | 24 | 0 | 0 | 0 | 0
2023-01-18 | 1 | 0 | 0 | 0 | 0
2023-01-18 | 2 | 0 | 0 | 0 | 0
2023-01-18 | 3 | 0 | 0 | 0 | 0
2023-01-18 | 4 | 0 | 0 | 0 | 0
2023-01-18 | 5 | 0 | 0 | 0 | 0
2023-01-18 | 6 | 0 | 0 | 0 | 0
2023-01-18 | 7 | 0 | 0 | 0 | 0
2023-01-18 | 8 | 0 | 840 | 0 | 280
2023-01-18 | 9 | 0 | 1760 | 250 | 670
2023-01-18 | 10 | 0 | 4580 | 930 | 1837
2023-01-18 | 11 | 440026.8495 | 7130 | 1260 | 149472
2023-01-18 | 12 | 792454.6003 | 19470 | 2200 | 271375
2023-01-18 | 13 | 523620.3671 | 10640 | 1230 | 178497
2023-01-18 | 14 | 490397.9301 | 16470 | 1040 | 169303
2023-01-18 | 15 | 1248180.9855 | 15260 | 670 | 421370
2023-01-18 | 16 | 0 | 6390 | 100 | 2163
2023-01-18 | 17 | 96678.175 | 240 | 0 | 32306
2023-01-18 | 18 | 0 | 0 | 0 | 0
2023-01-18 | 19 | 0 | 0 | 0 | 0
2023-01-18 | 20 | 0 | 0 | 0 | 0
2023-01-18 | 21 | 0 | 0 | 0 | 0
2023-01-18 | 22 | 0 | 0 | 0 | 0
2023-01-18 | 23 | 0 | 0 | 0 | 0
2023-01-18 | 24 | 0 | 0 | 0 | 0
2023-01-19 | 1 | 0 | 0 | 0 | 0
2023-01-19 | 2 | 0 | 0 | 0 | 0
2023-01-19 | 3 | 0 | 0 | 0 | 0
2023-01-19 | 4 | 0 | 0 | 0 | 0
2023-01-19 | 5 | 0 | 0 | 0 | 0
2023-01-19 | 6 | 0 | 0 | 0 | 0
2023-01-19 | 7 | 0 | 0 | 0 | 0
2023-01-19 | 8 | 0 | 600 | 40 | 213
2023-01-19 | 9 | 0 | 2890 | 490 | 1127
2023-01-19 | 10 | 396093.9646 | 5630 | 1140 | 134288
2023-01-19 | 11 | 497298.0618 | 6810 | 1680 | 168596
2023-01-19 | 12 | 592390.9545 | 7610 | 2040 | 200680
2023-01-19 | 13 | 528871.5363 | 5860 | 1590 | 178774
2023-01-19 | 14 | 347673.2969 | 3220 | 860 | 117251
2023-01-19 | 15 | 94998.5534 | 2130 | 510 | 32546
2023-01-19 | 16 | 0 | 520 | 200 | 240
2023-01-19 | 17 | 0 | 0 | 0 | 0
2023-01-19 | 18 | 0 | 0 | 0 | 0
2023-01-19 | 19 | 0 | 0 | 0 | 0
2023-01-19 | 20 | 0 | 0 | 0 | 0
2023-01-19 | 21 | 0 | 0 | 0 | 0
2023-01-19 | 22 | 0 | 0 | 0 | 0
2023-01-19 | 23 | 0 | 0 | 0 | 0
2023-01-19 | 24 | 0 | 0 | 0 | 0
2023-01-20 | 1 | 0 | 0 | 0 | 0
2023-01-20 | 2 | 0 | 0 | 0 | 0
2023-01-20 | 3 | 0 | 0 | 0 | 0
2023-01-20 | 4 | 0 | 0 | 0 | 0
2023-01-20 | 5 | 0 | 0 | 0 | 0
2023-01-20 | 6 | 0 | 0 | 0 | 0
2023-01-20 | 7 | 0 | 0 | 0 | 0
2023-01-20 | 8 | 0 | 0 | 0 | 0
2023-01-20 | 9 | 0 | 0 | 0 | 0
2023-01-20 | 10 | 0 | 0 | 0 | 0
2023-01-20 | 11 | 0 | 0 | 0 | 0
2023-01-20 | 12 | 0 | 110 | 270 | 127
2023-01-20 | 13 | 0 | 1040 | 540 | 527
2023-01-20 | 14 | 0 | 2640 | 560 | 1067
2023-01-20 | 15 | 0 | 1690 | 480 | 723
2023-01-20 | 16 | 0 | 1090 | 30 | 373
2023-01-20 | 17 | 0 | 120 | 0 | 40
2023-01-20 | 18 | 0 | 0 | 0 | 0
2023-01-20 | 19 | 0 | 0 | 0 | 0
2023-01-20 | 20 | 0 | 0 | 0 | 0
2023-01-20 | 21 | 0 | 0 | 0 | 0
2023-01-20 | 22 | 0 | 0 | 0 | 0
2023-01-20 | 23 | 0 | 0 | 0 | 0
2023-01-20 | 24 | 0 | 0 | 0 | 0
2023-01-21 | 1 | 0 | 0 | 0 | 0
2023-01-21 | 2 | 0 | 0 | 0 | 0
2023-01-21 | 3 | 0 | 0 | 0 | 0
2023-01-21 | 4 | 0 | 0 | 0 | 0
2023-01-21 | 5 | 0 | 0 | 0 | 0
2023-01-21 | 6 | 0 | 0 | 0 | 0
2023-01-21 | 7 | 0 | 0 | 0 | 0
2023-01-21 | 8 | 0 | 0 | 0 | 0
2023-01-21 | 9 | 0 | 160 | 0 | 53
2023-01-21 | 10 | 0 | 340 | 0 | 113
2023-01-21 | 11 | 0 | 540 | 0 | 180
2023-01-21 | 12 | 0 | 2280 | 30 | 770
2023-01-21 | 13 | 0 | 1860 | 80 | 647
2023-01-21 | 14 | 0 | 3030 | 70 | 1033
2023-01-21 | 15 | 0 | 8170 | 30 | 2733
2023-01-21 | 16 | 0 | 2700 | 0 | 900
2023-01-21 | 17 | 0 | 480 | 0 | 160
2023-01-21 | 18 | 0 | 0 | 0 | 0
2023-01-21 | 19 | 0 | 0 | 0 | 0
2023-01-21 | 20 | 0 | 0 | 0 | 0
2023-01-21 | 21 | 0 | 0 | 0 | 0
2023-01-21 | 22 | 0 | 0 | 0 | 0
2023-01-21 | 23 | 0 | 0 | 0 | 0
2023-01-21 | 24 | 0 | 0 | 0 | 0
2023-01-22 | 1 | 0 | 0 | 0 | 0
2023-01-22 | 2 | 0 | 0 | 0 | 0
2023-01-22 | 3 | 0 | 0 | 0 | 0
2023-01-22 | 4 | 0 | 0 | 0 | 0
2023-01-22 | 5 | 0 | 0 | 0 | 0
2023-01-22 | 6 | 0 | 0 | 0 | 0
2023-01-22 | 7 | 0 | 0 | 0 | 0
2023-01-22 | 8 | 0 | 120 | 0 | 40
2023-01-22 | 9 | 0 | 620 | 0 | 207
2023-01-22 | 10 | 0 | 1420 | 0 | 473
2023-01-22 | 11 | 0 | 1910 | 0 | 637
2023-01-22 | 12 | 0 | 2520 | 20 | 847
2023-01-22 | 13 | 0 | 2890 | 0 | 963
2023-01-22 | 14 | 0 | 3130 | 0 | 1043
2023-01-22 | 15 | 0 | 2800 | 0 | 933
2023-01-22 | 16 | 0 | 630 | 0 | 210
2023-01-22 | 17 | 0 | 30 | 0 | 10
2023-01-22 | 18 | 0 | 0 | 0 | 0
2023-01-22 | 19 | 0 | 0 | 0 | 0
2023-01-22 | 20 | 0 | 0 | 0 | 0
2023-01-22 | 21 | 0 | 0 | 0 | 0
2023-01-22 | 22 | 0 | 0 | 0 | 0
2023-01-22 | 23 | 0 | 0 | 0 | 0
2023-01-22 | 24 | 0 | 0 | 0 | 0
2023-01-23 | 1 | 0 | 0 | 0 | 0
2023-01-23 | 2 | 0 | 0 | 0 | 0
2023-01-23 | 3 | 0 | 0 | 0 | 0
2023-01-23 | 4 | 0 | 0 | 0 | 0
2023-01-23 | 5 | 0 | 0 | 0 | 0
2023-01-23 | 6 | 0 | 0 | 0 | 0
2023-01-23 | 7 | 0 | 0 | 0 | 0
2023-01-23 | 8 | 0 | 0 | 0 | 0
2023-01-23 | 9 | 0 | 50 | 0 | 17
2023-01-23 | 10 | 0 | 280 | 0 | 93
2023-01-23 | 11 | 0 | 460 | 0 | 153
2023-01-23 | 12 | 0 | 420 | 0 | 140
2023-01-23 | 13 | 0 | 260 | 0 | 87
2023-01-23 | 14 | 0 | 70 | 0 | 23
2023-01-23 | 15 | 0 | 0 | 0 | 0
2023-01-23 | 16 | 0 | 0 | 0 | 0
2023-01-23 | 17 | 0 | 0 | 0 | 0
2023-01-23 | 18 | 0 | 0 | 0 | 0
2023-01-23 | 19 | 0 | 0 | 0 | 0
2023-01-23 | 20 | 0 | 0 | 0 | 0
2023-01-23 | 21 | 0 | 0 | 0 | 0
2023-01-23 | 22 | 0 | 0 | 0 | 0
2023-01-23 | 23 | 0 | 0 | 0 | 0
2023-01-23 | 24 | 0 | 0 | 0 | 0
2023-01-24 | 1 | 0 | 0 | 0 | 0
2023-01-24 | 2 | 0 | 0 | 0 | 0
2023-01-24 | 3 | 0 | 0 | 0 | 0
2023-01-24 | 4 | 0 | 0 | 0 | 0
2023-01-24 | 5 | 0 | 0 | 0 | 0
2023-01-24 | 6 | 0 | 0 | 0 | 0
2023-01-24 | 7 | 0 | 0 | 0 | 0
2023-01-24 | 8 | 0 | 0 | 0 | 0
2023-01-24 | 9 | 0 | 0 | 0 | 0
2023-01-24 | 10 | 0 | 150 | 0 | 50
2023-01-24 | 11 | 0 | 4850 | 80 | 1643
2023-01-24 | 12 | 468992.8591 | 19930 | 150 | 163024
2023-01-24 | 13 | 794587.9102 | 15920 | 190 | 270233
2023-01-24 | 14 | 383394.1817 | 6370 | 410 | 130058
2023-01-24 | 15 | 0 | 12770 | 560 | 4443
2023-01-24 | 16 | 0 | 1970 | 230 | 733
2023-01-24 | 17 | 0 | 350 | 40 | 130
2023-01-24 | 18 | 0 | 0 | 0 | 0
2023-01-24 | 19 | 0 | 0 | 0 | 0
2023-01-24 | 20 | 0 | 0 | 0 | 0
2023-01-24 | 21 | 0 | 0 | 0 | 0
2023-01-24 | 22 | 0 | 0 | 0 | 0
2023-01-24 | 23 | 0 | 0 | 0 | 0
2023-01-24 | 24 | 0 | 0 | 0 | 0
2023-01-25 | 1 | 0 | 0 | 0 | 0
2023-01-25 | 2 | 0 | 0 | 0 | 0
2023-01-25 | 3 | 0 | 0 | 0 | 0
2023-01-25 | 4 | 0 | 0 | 0 | 0
2023-01-25 | 5 | 0 | 0 | 0 | 0
2023-01-25 | 6 | 0 | 0 | 0 | 0
2023-01-25 | 7 | 0 | 0 | 0 | 0
2023-01-25 | 8 | 0 | 670 | 40 | 237
2023-01-25 | 9 | 0 | 2810 | 350 | 1053
2023-01-25 | 10 | 0 | 3680 | 770 | 1483
2023-01-25 | 11 | 336994.8566 | 5460 | 1060 | 114505
2023-01-25 | 12 | 278995.7523 | 5680 | 1060 | 95245
2023-01-25 | 13 | 358994.5436 | 3800 | 690 | 121162
2023-01-25 | 14 | 0 | 2520 | 260 | 927
2023-01-25 | 15 | 34999.4674 | 3250 | 260 | 12836
2023-01-25 | 16 | 0 | 1310 | 30 | 447
2023-01-25 | 17 | 0 | 120 | 0 | 40
2023-01-25 | 18 | 0 | 0 | 0 | 0
2023-01-25 | 19 | 0 | 0 | 0 | 0
2023-01-25 | 20 | 0 | 0 | 0 | 0
2023-01-25 | 21 | 0 | 0 | 0 | 0
2023-01-25 | 22 | 0 | 0 | 0 | 0
2023-01-25 | 23 | 0 | 0 | 0 | 0
2023-01-25 | 24 | 0 | 0 | 0 | 0
2023-01-26 | 1 | 0 | 0 | 0 | 0
2023-01-26 | 2 | 0 | 0 | 0 | 0
2023-01-26 | 3 | 0 | 0 | 0 | 0
2023-01-26 | 4 | 0 | 0 | 0 | 0
2023-01-26 | 5 | 0 | 0 | 0 | 0
2023-01-26 | 6 | 0 | 0 | 0 | 0
2023-01-26 | 7 | 0 | 0 | 0 | 0
2023-01-26 | 8 | 0 | 260 | 30 | 97
2023-01-26 | 9 | 0 | 1840 | 80 | 640
2023-01-26 | 10 | 0 | 10140 | 950 | 3697
2023-01-26 | 11 | 1412311.9116 | 19080 | 750 | 477381
2023-01-26 | 12 | 493659.1685 | 8620 | 580 | 167620
2023-01-26 | 13 | 2067130.5656 | 21380 | 1280 | 696597
2023-01-26 | 14 | 610590.6963 | 18440 | 580 | 209870
2023-01-26 | 15 | 375946.6708 | 3550 | 490 | 126662
2023-01-26 | 16 | 172294.6763 | 4730 | 480 | 59168
2023-01-26 | 17 | 353284.0908 | 340 | 40 | 117888
2023-01-26 | 18 | 0 | 0 | 0 | 0
2023-01-26 | 19 | 0 | 0 | 0 | 0
2023-01-26 | 20 | 0 | 0 | 0 | 0
2023-01-26 | 21 | 0 | 0 | 0 | 0
2023-01-26 | 22 | 0 | 0 | 0 | 0
2023-01-26 | 23 | 0 | 0 | 0 | 0
2023-01-26 | 24 | 0 | 0 | 0 | 0
2023-01-27 | 1 | 0 | 0 | 0 | 0
2023-01-27 | 2 | 0 | 0 | 0 | 0
2023-01-27 | 3 | 0 | 0 | 0 | 0
2023-01-27 | 4 | 0 | 0 | 0 | 0
2023-01-27 | 5 | 0 | 0 | 0 | 0
2023-01-27 | 6 | 0 | 0 | 0 | 0
2023-01-27 | 7 | 0 | 0 | 0 | 0
2023-01-27 | 8 | 0 | 410 | 330 | 247
2023-01-27 | 9 | 462326.2882 | 9440 | 1640 | 157802
2023-01-27 | 10 | 1029458.046 | 14200 | 6670 | 350109
2023-01-27 | 11 | 1148982.5249 | 27260 | 9240 | 395161
2023-01-27 | 12 | 2196300.0298 | 29690 | 10770 | 745587
2023-01-27 | 13 | 2210521.9364 | 29590 | 9230 | 749781
2023-01-27 | 14 | 2125301.1227 | 24830 | 6410 | 718847
2023-01-27 | 15 | 1790306.0913 | 22690 | 4940 | 605979
2023-01-27 | 16 | 315535.7242 | 8410 | 2510 | 108819
2023-01-27 | 17 | 0 | 470 | 70 | 180
2023-01-27 | 18 | 0 | 0 | 0 | 0
2023-01-27 | 19 | 0 | 0 | 0 | 0
2023-01-27 | 20 | 0 | 0 | 0 | 0
2023-01-27 | 21 | 0 | 0 | 0 | 0
2023-01-27 | 22 | 0 | 0 | 0 | 0
2023-01-27 | 23 | 0 | 0 | 0 | 0
2023-01-27 | 24 | 0 | 0 | 0 | 0
2023-01-28 | 1 | 0 | 0 | 0 | 0
2023-01-28 | 2 | 0 | 0 | 0 | 0
2023-01-28 | 3 | 0 | 0 | 0 | 0
2023-01-28 | 4 | 0 | 0 | 0 | 0
2023-01-28 | 5 | 0 | 0 | 0 | 0
2023-01-28 | 6 | 0 | 0 | 0 | 0
2023-01-28 | 7 | 0 | 0 | 0 | 0
2023-01-28 | 8 | 0 | 140 | 170 | 103
2023-01-28 | 9 | 0 | 3600 | 510 | 1370
2023-01-28 | 10 | 260651.201 | 9940 | 2240 | 90944
2023-01-28 | 11 | 630590.3792 | 14100 | 7180 | 217290
2023-01-28 | 12 | 1915237.546 | 29850 | 10170 | 651753
2023-01-28 | 13 | 2250893.116 | 30720 | 10640 | 764084
2023-01-28 | 14 | 2174966.8121 | 28300 | 10280 | 737849
2023-01-28 | 15 | 1828572.154 | 22200 | 8270 | 619681
2023-01-28 | 16 | 836987.257 | 8960 | 2330 | 282759
2023-01-28 | 17 | 0 | 790 | 230 | 340
2023-01-28 | 18 | 0 | 0 | 0 | 0
2023-01-28 | 19 | 0 | 0 | 0 | 0
2023-01-28 | 20 | 0 | 0 | 0 | 0
2023-01-28 | 21 | 0 | 0 | 0 | 0
2023-01-28 | 22 | 0 | 0 | 0 | 0
2023-01-28 | 23 | 0 | 0 | 0 | 0
2023-01-28 | 24 | 0 | 0 | 0 | 0
2023-01-29 | 1 | 0 | 0 | 0 | 0
2023-01-29 | 2 | 0 | 0 | 0 | 0
2023-01-29 | 3 | 0 | 0 | 0 | 0
2023-01-29 | 4 | 0 | 0 | 0 | 0
2023-01-29 | 5 | 0 | 0 | 0 | 0
2023-01-29 | 6 | 0 | 0 | 0 | 0
2023-01-29 | 7 | 0 | 0 | 0 | 0
2023-01-29 | 8 | 0 | 690 | 20 | 237
2023-01-29 | 9 | 0 | 4670 | 420 | 1697
2023-01-29 | 10 | 473326.1466 | 10670 | 1220 | 161739
2023-01-29 | 11 | 861476.9578 | 12460 | 1760 | 291899
2023-01-29 | 12 | 951471.9844 | 6750 | 1060 | 319761
2023-01-29 | 13 | 324205.6072 | 3670 | 1100 | 109659
2023-01-29 | 14 | 48332.5981 | 2120 | 1230 | 17228
2023-01-29 | 15 | 17666.3976 | 3130 | 3090 | 7962
2023-01-29 | 16 | 209796.8012 | 2290 | 810 | 70966
2023-01-29 | 17 | 0 | 140 | 90 | 77
2023-01-29 | 18 | 0 | 0 | 0 | 0
2023-01-29 | 19 | 0 | 0 | 0 | 0
2023-01-29 | 20 | 0 | 0 | 0 | 0
2023-01-29 | 21 | 0 | 0 | 0 | 0
2023-01-29 | 22 | 0 | 0 | 0 | 0
2023-01-29 | 23 | 0 | 0 | 0 | 0
2023-01-29 | 24 | 0 | 0 | 0 | 0
2023-01-30 | 1 | 0 | 0 | 0 | 0
2023-01-30 | 2 | 0 | 0 | 0 | 0
2023-01-30 | 3 | 0 | 0 | 0 | 0
2023-01-30 | 4 | 0 | 0 | 0 | 0
2023-01-30 | 5 | 0 | 0 | 0 | 0
2023-01-30 | 6 | 0 | 0 | 0 | 0
2023-01-30 | 7 | 0 | 0 | 0 | 0
2023-01-30 | 8 | 0 | 10000 | 0 | 3333
2023-01-30 | 9 | 0 | 4850 | 450 | 1767
2023-01-30 | 10 | 752225.399 | 12480 | 1030 | 255245
2023-01-30 | 11 | 1209914.9227 | 12490 | 2830 | 408412
2023-01-30 | 12 | 1805639.267 | 12930 | 3950 | 607506
2023-01-30 | 13 | 1922437.4294 | 6290 | 1750 | 643492
2023-01-30 | 14 | 786054.7304 | 8580 | 1810 | 265482
2023-01-30 | 15 | 721389.0553 | 8470 | 830 | 243563
2023-01-30 | 16 | 758637.0707 | 5240 | 70 | 254649
2023-01-30 | 17 | 0 | 90 | 0 | 30
2023-01-30 | 18 | 0 | 0 | 0 | 0
2023-01-30 | 19 | 0 | 0 | 0 | 0
2023-01-30 | 20 | 0 | 0 | 0 | 0
2023-01-30 | 21 | 0 | 0 | 0 | 0
2023-01-30 | 22 | 0 | 0 | 0 | 0
2023-01-30 | 23 | 0 | 0 | 0 | 0
2023-01-30 | 24 | 0 | 0 | 0 | 0
2023-01-31 | 1 | 0 | 0 | 0 | 0
2023-01-31 | 2 | 0 | 0 | 0 | 0
2023-01-31 | 3 | 0 | 0 | 0 | 0
2023-01-31 | 4 | 0 | 0 | 0 | 0
2023-01-31 | 5 | 0 | 0 | 0 | 0
2023-01-31 | 6 | 0 | 0 | 0 | 0
2023-01-31 | 7 | 0 | 0 | 0 | 0
2023-01-31 | 8 | 0 | 110 | 0 | 37
2023-01-31 | 9 | 0 | 2210 | 130 | 780
2023-01-31 | 10 | 491615.8915 | 14480 | 410 | 168835
2023-01-31 | 11 | 319299.7873 | 21850 | 310 | 113820
2023-01-31 | 12 | 1152775.526 | 29160 | 290 | 394075
2023-01-31 | 13 | 2284965.2767 | 34050 | 1270 | 773428
2023-01-31 | 14 | 834987.2828 | 15940 | 840 | 283922
2023-01-31 | 15 | 453326.4339 | 27630 | 2470 | 161142
2023-01-31 | 16 | 521658.7186 | 10160 | 1200 | 177673
2023-01-31 | 17 | 436586.2906 | 860 | 210 | 145885
2023-01-31 | 18 | 0 | 0 | 0 | 0
2023-01-31 | 19 | 0 | 0 | 0 | 0
2023-01-31 | 20 | 0 | 0 | 0 | 0
2023-01-31 | 21 | 0 | 0 | 0 | 0
2023-01-31 | 22 | 0 | 0 | 0 | 0
2023-01-31 | 23 | 0 | 0 | 0 | 0
2023-01-31 | 24 | 0 | 0 | 0 | 0
2023-02-01 | 1 | 0 | 0 | 0 | 0
2023-02-01 | 2 | 0 | 0 | 0 | 0
2023-02-01 | 3 | 0 | 0 | 0 | 0
2023-02-01 | 4 | 0 | 0 | 0 | 0
2023-02-01 | 5 | 0 | 0 | 0 | 0
2023-02-01 | 6 | 0 | 0 | 0 | 0
2023-02-01 | 7 | 0 | 0 | 0 | 0
2023-02-01 | 8 | 0 | 630 | 90 | 240
2023-02-01 | 9 | 410780.4298 | 10430 | 1440 | 140883
2023-02-01 | 10 | 1303602.3378 | 22610 | 3540 | 443251
2023-02-01 | 11 | 1957476.8543 | 28660 | 7960 | 664699
2023-02-01 | 12 | 2271098.8522 | 31760 | 10490 | 771116
2023-02-01 | 13 | 2404563.427 | 30390 | 10810 | 815254
2023-02-01 | 14 | 2297158.9565 | 27130 | 6210 | 776833
2023-02-01 | 15 | 1926162.7197 | 25240 | 3650 | 651684
2023-02-01 | 16 | 1238707.4232 | 13130 | 2640 | 418159
2023-02-01 | 17 | 447836.8759 | 750 | 500 | 149696
2023-02-01 | 18 | 0 | 0 | 0 | 0
2023-02-01 | 19 | 0 | 0 | 0 | 0
2023-02-01 | 20 | 0 | 0 | 0 | 0
2023-02-01 | 21 | 0 | 0 | 0 | 0
2023-02-01 | 22 | 0 | 0 | 0 | 0
2023-02-01 | 23 | 0 | 0 | 0 | 0
2023-02-01 | 24 | 0 | 0 | 0 | 0
2023-02-02 | 1 | 0 | 0 | 0 | 0
2023-02-02 | 2 | 0 | 0 | 0 | 0
2023-02-02 | 3 | 0 | 0 | 0 | 0
2023-02-02 | 4 | 0 | 0 | 0 | 0
2023-02-02 | 5 | 0 | 0 | 0 | 0
2023-02-02 | 6 | 0 | 0 | 0 | 0
2023-02-02 | 7 | 0 | 0 | 0 | 0
2023-02-02 | 8 | 0 | 800 | 170 | 323
2023-02-02 | 9 | 0 | 3350 | 1210 | 1520
2023-02-02 | 10 | 405460.5067 | 6910 | 1700 | 138024
2023-02-02 | 11 | 684883.1773 | 11060 | 2040 | 232661
2023-02-02 | 12 | 907386.1837 | 15890 | 2640 | 308639
2023-02-02 | 13 | 931385.8151 | 17110 | 2940 | 317145
2023-02-02 | 14 | 1258580.8039 | 24350 | 3510 | 428814
2023-02-02 | 15 | 837487.2804 | 15830 | 2880 | 285399
2023-02-02 | 16 | 363074.8391 | 8290 | 3690 | 125018
2023-02-02 | 17 | 611791.7895 | 10000 | 350 | 207381
2023-02-02 | 18 | 0 | 0 | 0 | 0
2023-02-02 | 19 | 0 | 0 | 0 | 0
2023-02-02 | 20 | 0 | 0 | 0 | 0
2023-02-02 | 21 | 0 | 0 | 0 | 0
2023-02-02 | 22 | 0 | 0 | 0 | 0
2023-02-02 | 23 | 0 | 0 | 0 | 0
2023-02-02 | 24 | 0 | 0 | 0 | 0
2023-02-03 | 1 | 0 | 0 | 0 | 0
2023-02-03 | 2 | 0 | 0 | 0 | 0
2023-02-03 | 3 | 0 | 0 | 0 | 0
2023-02-03 | 4 | 0 | 0 | 0 | 0
2023-02-03 | 5 | 0 | 0 | 0 | 0
2023-02-03 | 6 | 0 | 0 | 0 | 0
2023-02-03 | 7 | 0 | 0 | 0 | 0
2023-02-03 | 8 | 0 | 450 | 50 | 167
2023-02-03 | 9 | 612022.8171 | 9490 | 880 | 207464
2023-02-03 | 10 | 1506029.0098 | 23500 | 3090 | 510873
2023-02-03 | 11 | 2146856.7848 | 32480 | 6710 | 728682
2023-02-03 | 12 | 2373769.2833 | 33410 | 11310 | 806163
2023-02-03 | 13 | 2436732.769 | 36450 | 10850 | 828011
2023-02-03 | 14 | 2424017.1909 | 35130 | 9960 | 823036
2023-02-03 | 15 | 2136819.3626 | 29100 | 10720 | 725546
2023-02-03 | 16 | 1382227.3016 | 16740 | 3960 | 467642
2023-02-03 | 17 | 0 | 980 | 390 | 457
2023-02-03 | 18 | 0 | 0 | 0 | 0
2023-02-03 | 19 | 0 | 0 | 0 | 0
2023-02-03 | 20 | 0 | 0 | 0 | 0
2023-02-03 | 21 | 0 | 0 | 0 | 0
2023-02-03 | 22 | 0 | 0 | 0 | 0
2023-02-03 | 23 | 0 | 0 | 0 | 0
2023-02-03 | 24 | 0 | 0 | 0 | 0
2023-02-04 | 1 | 0 | 0 | 0 | 0
2023-02-04 | 2 | 0 | 0 | 0 | 0
2023-02-04 | 3 | 0 | 0 | 0 | 0
2023-02-04 | 4 | 0 | 0 | 0 | 0
2023-02-04 | 5 | 0 | 0 | 0 | 0
2023-02-04 | 6 | 0 | 0 | 0 | 0
2023-02-04 | 7 | 0 | 0 | 0 | 0
2023-02-04 | 8 | 0 | 690 | 140 | 277
2023-02-04 | 9 | 639646.5898 | 12070 | 2790 | 218169
2023-02-04 | 10 | 1578309.2976 | 25160 | 8240 | 537236
2023-02-04 | 11 | 2205918.7889 | 32730 | 10440 | 749696
2023-02-04 | 12 | 2411629.9152 | 36180 | 11450 | 819753
2023-02-04 | 13 | 2508295.0592 | 36390 | 11550 | 852078
2023-02-04 | 14 | 2419963.1214 | 34710 | 11160 | 821944
2023-02-04 | 15 | 2075750.1125 | 27500 | 7700 | 703650
2023-02-04 | 16 | 491659.1942 | 7000 | 1580 | 166746
2023-02-04 | 17 | 0 | 1250 | 410 | 553
2023-02-04 | 18 | 0 | 0 | 0 | 0
2023-02-04 | 19 | 0 | 0 | 0 | 0
2023-02-04 | 20 | 0 | 0 | 0 | 0
2023-02-04 | 21 | 0 | 0 | 0 | 0
2023-02-04 | 22 | 0 | 0 | 0 | 0
2023-02-04 | 23 | 0 | 0 | 0 | 0
2023-02-04 | 24 | 0 | 0 | 0 | 0
2023-02-05 | 1 | 0 | 0 | 0 | 0
2023-02-05 | 2 | 0 | 0 | 0 | 0
2023-02-05 | 3 | 0 | 0 | 0 | 0
2023-02-05 | 4 | 0 | 0 | 0 | 0
2023-02-05 | 5 | 0 | 0 | 0 | 0
2023-02-05 | 6 | 0 | 0 | 0 | 0
2023-02-05 | 7 | 0 | 0 | 0 | 0
2023-02-05 | 8 | 0 | 1200 | 140 | 447
2023-02-05 | 9 | 0 | 5070 | 1560 | 2210
2023-02-05 | 10 | 727188.9448 | 13990 | 2130 | 247770
2023-02-05 | 11 | 851090.9677 | 16510 | 3530 | 290377
2023-02-05 | 12 | 1619775.2953 | 16590 | 3820 | 546728
2023-02-05 | 13 | 1580975.8902 | 27530 | 5770 | 538092
2023-02-05 | 14 | 2293343.544 | 23310 | 8850 | 775168
2023-02-05 | 15 | 1473777.5326 | 21620 | 8470 | 501289
2023-02-05 | 16 | 1271289.3486 | 7950 | 3930 | 427723
2023-02-05 | 17 | 183418.259 | 1270 | 690 | 61793
2023-02-05 | 18 | 0 | 0 | 0 | 0
2023-02-05 | 19 | 0 | 0 | 0 | 0
2023-02-05 | 20 | 0 | 0 | 0 | 0
2023-02-05 | 21 | 0 | 0 | 0 | 0
2023-02-05 | 22 | 0 | 0 | 0 | 0
2023-02-05 | 23 | 0 | 0 | 0 | 0
2023-02-05 | 24 | 0 | 0 | 0 | 0
2023-02-06 | 1 | 0 | 0 | 0 | 0
2023-02-06 | 2 | 0 | 0 | 0 | 0
2023-02-06 | 3 | 0 | 0 | 0 | 0
2023-02-06 | 4 | 0 | 0 | 0 | 0
2023-02-06 | 5 | 0 | 0 | 0 | 0
2023-02-06 | 6 | 0 | 0 | 0 | 0
2023-02-06 | 7 | 0 | 0 | 0 | 0
2023-02-06 | 8 | 0 | 1210 | 170 | 460
2023-02-06 | 9 | 0 | 5830 | 1470 | 2433
2023-02-06 | 10 | 565124.7501 | 9890 | 1080 | 192032
2023-02-06 | 11 | 1192315.2208 | 12190 | 1070 | 401858
2023-02-06 | 12 | 1233914.4945 | 15240 | 780 | 416645
2023-02-06 | 13 | 693389.4157 | 17840 | 10000 | 240410
2023-02-06 | 14 | 1489436.8649 | 15260 | 1710 | 502136
2023-02-06 | 15 | 1230981.3499 | 11080 | 1680 | 414580
2023-02-06 | 16 | 336981.6244 | 7890 | 3300 | 116057
2023-02-06 | 17 | 75665.5112 | 1820 | 970 | 26152
2023-02-06 | 18 | 0 | 30 | 0 | 10
2023-02-06 | 19 | 0 | 0 | 0 | 0
2023-02-06 | 20 | 0 | 0 | 0 | 0
2023-02-06 | 21 | 0 | 0 | 0 | 0
2023-02-06 | 22 | 0 | 0 | 0 | 0
2023-02-06 | 23 | 0 | 0 | 0 | 0
2023-02-06 | 24 | 0 | 0 | 0 | 0
2023-02-07 | 1 | 0 | 0 | 0 | 0
2023-02-07 | 2 | 0 | 0 | 0 | 0
2023-02-07 | 3 | 0 | 0 | 0 | 0
2023-02-07 | 4 | 0 | 0 | 0 | 0
2023-02-07 | 5 | 0 | 0 | 0 | 0
2023-02-07 | 6 | 0 | 0 | 0 | 0
2023-02-07 | 7 | 0 | 0 | 0 | 0
2023-02-07 | 8 | 0 | 780 | 200 | 327
2023-02-07 | 9 | 647710.1445 | 11640 | 2560 | 220637
2023-02-07 | 10 | 1480177.5217 | 23190 | 7470 | 503613
2023-02-07 | 11 | 2020629.8828 | 29060 | 9520 | 686403
2023-02-07 | 12 | 2346697.5689 | 31710 | 10660 | 796356
2023-02-07 | 13 | 2414963.2454 | 31360 | 9870 | 818731
2023-02-07 | 14 | 2048552.7515 | 26640 | 8870 | 694688
2023-02-07 | 15 | 2111234.6649 | 21890 | 5520 | 712882
2023-02-07 | 16 | 551478.0879 | 4790 | 1100 | 185789
2023-02-07 | 17 | 0 | 790 | 250 | 347
2023-02-07 | 18 | 0 | 0 | 0 | 0
2023-02-07 | 19 | 0 | 0 | 0 | 0
2023-02-07 | 20 | 0 | 0 | 0 | 0
2023-02-07 | 21 | 0 | 0 | 0 | 0
2023-02-07 | 22 | 0 | 0 | 0 | 0
2023-02-07 | 23 | 0 | 0 | 0 | 0
2023-02-07 | 24 | 0 | 0 | 0 | 0
2023-02-08 | 1 | 0 | 0 | 0 | 0
2023-02-08 | 2 | 0 | 0 | 0 | 0
2023-02-08 | 3 | 0 | 0 | 0 | 0
2023-02-08 | 4 | 0 | 0 | 0 | 0
2023-02-08 | 5 | 0 | 0 | 0 | 0
2023-02-08 | 6 | 0 | 0 | 0 | 0
2023-02-08 | 7 | 0 | 0 | 0 | 0
2023-02-08 | 8 | 0 | 790 | 70 | 287
2023-02-08 | 9 | 0 | 2730 | 650 | 1127
2023-02-08 | 10 | 378194.2427 | 16520 | 1470 | 132061
2023-02-08 | 11 | 645344.1381 | 24760 | 2550 | 224218
2023-02-08 | 12 | 2071368.4559 | 12180 | 5440 | 696329
2023-02-08 | 13 | 1282580.4949 | 20550 | 5600 | 436243
2023-02-08 | 14 | 1843695.2829 | 25610 | 8470 | 625925
2023-02-08 | 15 | 2022083.2825 | 25680 | 5720 | 684494
2023-02-08 | 16 | 1376994.2522 | 16030 | 4720 | 465915
2023-02-08 | 17 | 589590.4303 | 1040 | 740 | 197123
2023-02-08 | 18 | 0 | 0 | 0 | 0
2023-02-08 | 19 | 0 | 0 | 0 | 0
2023-02-08 | 20 | 0 | 0 | 0 | 0
2023-02-08 | 21 | 0 | 0 | 0 | 0
2023-02-08 | 22 | 0 | 0 | 0 | 0
2023-02-08 | 23 | 0 | 0 | 0 | 0
2023-02-08 | 24 | 0 | 0 | 0 | 0
2023-02-09 | 1 | 0 | 0 | 0 | 0
2023-02-09 | 2 | 0 | 0 | 0 | 0
2023-02-09 | 3 | 0 | 0 | 0 | 0
2023-02-09 | 4 | 0 | 0 | 0 | 0
2023-02-09 | 5 | 0 | 0 | 0 | 0
2023-02-09 | 6 | 0 | 0 | 0 | 0
2023-02-09 | 7 | 0 | 0 | 0 | 0
2023-02-09 | 8 | 0 | 1210 | 390 | 533
2023-02-09 | 9 | 558991.4918 | 6850 | 1370 | 189070
2023-02-09 | 10 | 1354979.3959 | 10800 | 2610 | 456130
2023-02-09 | 11 | 881386.5781 | 13510 | 4490 | 299796
2023-02-09 | 12 | 1065126.6575 | 15940 | 2120 | 361062
2023-02-09 | 13 | 661305.7256 | 5830 | 1200 | 222779
2023-02-09 | 14 | 371794.343 | 3240 | 810 | 125281
2023-02-09 | 15 | 377106.9348 | 2480 | 320 | 126636
2023-02-09 | 16 | 0 | 1120 | 30 | 383
2023-02-09 | 17 | 0 | 80 | 0 | 27
2023-02-09 | 18 | 0 | 0 | 0 | 0
2023-02-09 | 19 | 0 | 0 | 0 | 0
2023-02-09 | 20 | 0 | 0 | 0 | 0
2023-02-09 | 21 | 0 | 0 | 0 | 0
2023-02-09 | 22 | 0 | 0 | 0 | 0
2023-02-09 | 23 | 0 | 0 | 0 | 0
2023-02-09 | 24 | 0 | 0 | 0 | 0
2023-02-10 | 1 | 0 | 0 | 0 | 0
2023-02-10 | 2 | 0 | 0 | 0 | 0
2023-02-10 | 3 | 0 | 0 | 0 | 0
2023-02-10 | 4 | 0 | 0 | 0 | 0
2023-02-10 | 5 | 0 | 0 | 0 | 0
2023-02-10 | 6 | 0 | 0 | 0 | 0
2023-02-10 | 7 | 0 | 0 | 0 | 0
2023-02-10 | 8 | 0 | 850 | 0 | 283
2023-02-10 | 9 | 0 | 8360 | 1240 | 3200
2023-02-10 | 10 | 692357.8978 | 21030 | 5070 | 239486
2023-02-10 | 11 | 1961666.584 | 26400 | 7240 | 665102
2023-02-10 | 12 | 2303631.5441 | 25410 | 4530 | 777857
2023-02-10 | 13 | 2018077.3735 | 29220 | 4720 | 684006
2023-02-10 | 14 | 1776585.9365 | 28310 | 6560 | 603819
2023-02-10 | 15 | 1332167.1486 | 25560 | 3880 | 453869
2023-02-10 | 16 | 1201648.3545 | 14100 | 1300 | 405683
2023-02-10 | 17 | 0 | 700 | 140 | 280
2023-02-10 | 18 | 0 | 0 | 0 | 0
2023-02-10 | 19 | 0 | 0 | 0 | 0
2023-02-10 | 20 | 0 | 0 | 0 | 0
2023-02-10 | 21 | 0 | 0 | 0 | 0
2023-02-10 | 22 | 0 | 0 | 0 | 0
2023-02-10 | 23 | 0 | 0 | 0 | 0
2023-02-10 | 24 | 0 | 0 | 0 | 0
2023-02-11 | 1 | 0 | 0 | 0 | 0
2023-02-11 | 2 | 0 | 0 | 0 | 0
2023-02-11 | 3 | 0 | 0 | 0 | 0
2023-02-11 | 4 | 0 | 0 | 0 | 0
2023-02-11 | 5 | 0 | 0 | 0 | 0
2023-02-11 | 6 | 0 | 0 | 0 | 0
2023-02-11 | 7 | 0 | 20 | 0 | 7
2023-02-11 | 8 | 0 | 940 | 250 | 397
2023-02-11 | 9 | 671746.552 | 10220 | 2090 | 228019
2023-02-11 | 10 | 1614975.4524 | 23300 | 6790 | 548355
2023-02-11 | 11 | 2101464.7484 | 29840 | 9780 | 713695
2023-02-11 | 12 | 2400480.7472 | 31810 | 10920 | 814404
2023-02-11 | 13 | 2460373.1632 | 31840 | 11250 | 834488
2023-02-11 | 14 | 2377763.7482 | 31080 | 10820 | 806555
2023-02-11 | 15 | 2053768.6348 | 27250 | 9240 | 696753
2023-02-11 | 16 | 1486302.7334 | 180000 | 5240 | 557181
2023-02-11 | 17 | 660889.9236 | 1510 | 940 | 221113
2023-02-11 | 18 | 0 | 20 | 0 | 7
2023-02-11 | 19 | 0 | 0 | 0 | 0
2023-02-11 | 20 | 0 | 0 | 0 | 0
2023-02-11 | 21 | 0 | 0 | 0 | 0
2023-02-11 | 22 | 0 | 0 | 0 | 0
2023-02-11 | 23 | 0 | 0 | 0 | 0
2023-02-11 | 24 | 0 | 0 | 0 | 0
2023-02-12 | 1 | 0 | 0 | 0 | 0
2023-02-12 | 2 | 0 | 0 | 0 | 0
2023-02-12 | 3 | 0 | 0 | 0 | 0
2023-02-12 | 4 | 0 | 0 | 0 | 0
2023-02-12 | 5 | 0 | 0 | 0 | 0
2023-02-12 | 6 | 0 | 0 | 0 | 0
2023-02-12 | 7 | 0 | 20 | 0 | 7
2023-02-12 | 8 | 0 | 10000 | 200 | 3400
2023-02-12 | 9 | 732805.5501 | 130000 | 2450 | 288419
2023-02-12 | 10 | 1532958.746 | 22780 | 7260 | 521000
2023-02-12 | 11 | 1977369.9045 | 26570 | 9480 | 671140
2023-02-12 | 12 | 2084258.5564 | 27340 | 10290 | 707296
2023-02-12 | 13 | 1871104.8365 | 25420 | 10520 | 635682
2023-02-12 | 14 | 1655508.1606 | 21000 | 9790 | 562099
2023-02-12 | 15 | 1253928.1845 | 13760 | 7580 | 425089
2023-02-12 | 16 | 822054.1477 | 7360 | 3940 | 277785
2023-02-12 | 17 | 215259.8798 | 1450 | 600 | 72437
2023-02-12 | 18 | 0 | 0 | 0 | 0
2023-02-12 | 19 | 0 | 0 | 0 | 0
2023-02-12 | 20 | 0 | 0 | 0 | 0
2023-02-12 | 21 | 0 | 0 | 0 | 0
2023-02-12 | 22 | 0 | 0 | 0 | 0
2023-02-12 | 23 | 0 | 0 | 0 | 0
2023-02-12 | 24 | 0 | 0 | 0 | 0
2023-02-13 | 1 | 0 | 0 | 0 | 0
2023-02-13 | 2 | 0 | 0 | 0 | 0
2023-02-13 | 3 | 0 | 0 | 0 | 0
2023-02-13 | 4 | 0 | 0 | 0 | 0
2023-02-13 | 5 | 0 | 0 | 0 | 0
2023-02-13 | 6 | 0 | 0 | 0 | 0
2023-02-13 | 7 | 0 | 0 | 0 | 0
2023-02-13 | 8 | 0 | 1650 | 40 | 563
2023-02-13 | 9 | 97630.091 | 6100 | 1810 | 35180
2023-02-13 | 10 | 610324.0252 | 11680 | 3760 | 208588
2023-02-13 | 11 | 1453165.8888 | 18810 | 8600 | 493525
2023-02-13 | 12 | 1386978.8647 | 25190 | 10450 | 474206
2023-02-13 | 13 | 1881287.2171 | 25180 | 10750 | 639072
2023-02-13 | 14 | 2428629.6368 | 26640 | 10210 | 821827
2023-02-13 | 15 | 1983780.8609 | 24730 | 8860 | 672457
2023-02-13 | 16 | 1448004.7226 | 16810 | 5230 | 490015
2023-02-13 | 17 | 653351.9626 | 1920 | 990 | 218754
2023-02-13 | 18 | 0 | 0 | 0 | 0
2023-02-13 | 19 | 0 | 0 | 0 | 0
2023-02-13 | 20 | 0 | 0 | 0 | 0
2023-02-13 | 21 | 0 | 0 | 0 | 0
2023-02-13 | 22 | 0 | 0 | 0 | 0
2023-02-13 | 23 | 0 | 0 | 0 | 0
2023-02-13 | 24 | 0 | 0 | 0 | 0
2023-02-14 | 1 | 0 | 0 | 0 | 0
2023-02-14 | 2 | 0 | 0 | 0 | 0
2023-02-14 | 3 | 0 | 0 | 0 | 0
2023-02-14 | 4 | 0 | 0 | 0 | 0
2023-02-14 | 5 | 0 | 0 | 0 | 0
2023-02-14 | 6 | 0 | 0 | 0 | 0
2023-02-14 | 7 | 0 | 0 | 0 | 0
2023-02-14 | 8 | 0 | 1180 | 20 | 400
2023-02-14 | 9 | 0 | 12210 | 10000 | 7403
2023-02-14 | 10 | 1853771.8058 | 16080 | 5880 | 625244
2023-02-14 | 11 | 714199.6622 | 10290 | 9620 | 244703
2023-02-14 | 12 | 2430272.8176 | 28540 | 10980 | 823264
2023-02-14 | 13 | 2517342.5674 | 28580 | 11320 | 852414
2023-02-14 | 14 | 2404963.4933 | 25610 | 10750 | 813774
2023-02-14 | 15 | 2045761.5852 | 26450 | 9250 | 693821
2023-02-14 | 16 | 1490596.4136 | 18540 | 5380 | 504839
2023-02-14 | 17 | 337548.0473 | 1560 | 1440 | 113516
2023-02-14 | 18 | 0 | 80 | 0 | 27
2023-02-14 | 19 | 0 | 0 | 0 | 0
2023-02-14 | 20 | 0 | 0 | 0 | 0
2023-02-14 | 21 | 0 | 0 | 0 | 0
2023-02-14 | 22 | 0 | 0 | 0 | 0
2023-02-14 | 23 | 0 | 0 | 0 | 0
2023-02-14 | 24 | 0 | 0 | 0 | 0
2023-02-15 | 1 | 0 | 0 | 0 | 0
2023-02-15 | 2 | 0 | 0 | 0 | 0
2023-02-15 | 3 | 0 | 0 | 0 | 0
2023-02-15 | 4 | 0 | 0 | 0 | 0
2023-02-15 | 5 | 0 | 0 | 0 | 0
2023-02-15 | 6 | 0 | 0 | 0 | 0
2023-02-15 | 7 | 0 | 0 | 0 | 0
2023-02-15 | 8 | 0 | 400 | 40 | 147
2023-02-15 | 9 | 0 | 1420 | 210 | 543
2023-02-15 | 10 | 0 | 6880 | 3200 | 3360
2023-02-15 | 11 | 534991.8604 | 7170 | 6170 | 182777
2023-02-15 | 12 | 680566.6089 | 9640 | 1570 | 230592
2023-02-15 | 13 | 948718.9054 | 13780 | 7340 | 323280
2023-02-15 | 14 | 2165786.7432 | 27290 | 8550 | 733876
2023-02-15 | 15 | 1880039.8111 | 22210 | 7380 | 636543
2023-02-15 | 16 | 1100983.2621 | 11330 | 4990 | 372434
2023-02-15 | 17 | 586991.0717 | 2460 | 1090 | 196847
2023-02-15 | 18 | 0 | 40 | 0 | 13
2023-02-15 | 19 | 0 | 0 | 0 | 0
2023-02-15 | 20 | 0 | 0 | 0 | 0
2023-02-15 | 21 | 0 | 0 | 0 | 0
2023-02-15 | 22 | 0 | 0 | 0 | 0
2023-02-15 | 23 | 0 | 0 | 0 | 0
2023-02-15 | 24 | 0 | 0 | 0 | 0
2023-02-16 | 1 | 0 | 0 | 0 | 0
2023-02-16 | 2 | 0 | 0 | 0 | 0
2023-02-16 | 3 | 0 | 0 | 0 | 0
2023-02-16 | 4 | 0 | 0 | 0 | 0
2023-02-16 | 5 | 0 | 0 | 0 | 0
2023-02-16 | 6 | 0 | 0 | 0 | 0
2023-02-16 | 7 | 0 | 20 | 0 | 7
2023-02-16 | 8 | 0 | 1310 | 240 | 517
2023-02-16 | 9 | 636159.122 | 11770 | 2410 | 216780
2023-02-16 | 10 | 1235234.3798 | 17620 | 5230 | 419361
2023-02-16 | 11 | 1060568.3327 | 12610 | 4760 | 359313
2023-02-16 | 12 | 863403.1415 | 11230 | 4230 | 292954
2023-02-16 | 13 | 1136716.0082 | 9250 | 2620 | 382862
2023-02-16 | 14 | 772593.8559 | 7620 | 2730 | 260981
2023-02-16 | 15 | 563063.1447 | 6170 | 3120 | 190784
2023-02-16 | 16 | 573457.8967 | 4410 | 1050 | 192973
2023-02-16 | 17 | 0 | 810 | 180 | 330
2023-02-16 | 18 | 0 | 0 | 0 | 0
2023-02-16 | 19 | 0 | 0 | 0 | 0
2023-02-16 | 20 | 0 | 0 | 0 | 0
2023-02-16 | 21 | 0 | 0 | 0 | 0
2023-02-16 | 22 | 0 | 0 | 0 | 0
2023-02-16 | 23 | 0 | 0 | 0 | 0
2023-02-16 | 24 | 0 | 0 | 0 | 0
2023-02-17 | 1 | 0 | 0 | 0 | 0
2023-02-17 | 2 | 0 | 0 | 0 | 0
2023-02-17 | 3 | 0 | 0 | 0 | 0
2023-02-17 | 4 | 0 | 0 | 0 | 0
2023-02-17 | 5 | 0 | 0 | 0 | 0
2023-02-17 | 6 | 0 | 0 | 0 | 0
2023-02-17 | 7 | 0 | 0 | 0 | 0
2023-02-17 | 8 | 0 | 320 | 20 | 113
2023-02-17 | 9 | 0 | 1360 | 0 | 453
2023-02-17 | 10 | 0 | 1410 | 190 | 533
2023-02-17 | 11 | 75881.198 | 2860 | 490 | 26410
2023-02-17 | 12 | 366675.8239 | 3130 | 230 | 123345
2023-02-17 | 13 | 99610.9098 | 1600 | 290 | 33834
2023-02-17 | 14 | 0 | 530 | 1030 | 520
2023-02-17 | 15 | 0 | 1650 | 620 | 757
2023-02-17 | 16 | 0 | 1820 | 200 | 673
2023-02-17 | 17 | 0 | 430 | 290 | 240
2023-02-17 | 18 | 0 | 0 | 0 | 0
2023-02-17 | 19 | 0 | 0 | 0 | 0
2023-02-17 | 20 | 0 | 0 | 0 | 0
2023-02-17 | 21 | 0 | 0 | 0 | 0
2023-02-17 | 22 | 0 | 0 | 0 | 0
2023-02-17 | 23 | 0 | 0 | 0 | 0
2023-02-17 | 24 | 0 | 0 | 0 | 0
2023-02-18 | 1 | 0 | 0 | 0 | 0
2023-02-18 | 2 | 0 | 0 | 0 | 0
2023-02-18 | 3 | 0 | 0 | 0 | 0
2023-02-18 | 4 | 0 | 0 | 0 | 0
2023-02-18 | 5 | 0 | 0 | 0 | 0
2023-02-18 | 6 | 0 | 0 | 0 | 0
2023-02-18 | 7 | 0 | 50 | 0 | 17
2023-02-18 | 8 | 0 | 1560 | 250 | 603
2023-02-18 | 9 | 907770.2761 | 14590 | 2630 | 308330
2023-02-18 | 10 | 1656121.1348 | 24750 | 7710 | 562860
2023-02-18 | 11 | 2183457.1362 | 30740 | 9650 | 741282
2023-02-18 | 12 | 2136415.0047 | 31790 | 10290 | 726165
2023-02-18 | 13 | 2462938.3087 | 32370 | 10380 | 835229
2023-02-18 | 14 | 2398538.5895 | 29660 | 8520 | 812240
2023-02-18 | 15 | 2014524.9367 | 23180 | 4960 | 680888
2023-02-18 | 16 | 1244159.1024 | 14490 | 4160 | 420936
2023-02-18 | 17 | 150918.752 | 2730 | 1360 | 51670
2023-02-18 | 18 | 0 | 90 | 20 | 37
2023-02-18 | 19 | 0 | 0 | 0 | 0
2023-02-18 | 20 | 0 | 0 | 0 | 0
2023-02-18 | 21 | 0 | 0 | 0 | 0
2023-02-18 | 22 | 0 | 0 | 0 | 0
2023-02-18 | 23 | 0 | 0 | 0 | 0
2023-02-18 | 24 | 0 | 0 | 0 | 0
2023-02-19 | 1 | 0 | 0 | 0 | 0
2023-02-19 | 2 | 0 | 0 | 0 | 0
2023-02-19 | 3 | 0 | 0 | 0 | 0
2023-02-19 | 4 | 0 | 0 | 0 | 0
2023-02-19 | 5 | 0 | 0 | 0 | 0
2023-02-19 | 6 | 0 | 0 | 0 | 0
2023-02-19 | 7 | 0 | 50 | 0 | 17
2023-02-19 | 8 | 0 | 2540 | 580 | 1040
2023-02-19 | 9 | 540991.7831 | 11960 | 1890 | 184947
2023-02-19 | 10 | 694469.9287 | 10040 | 2870 | 235793
2023-02-19 | 11 | 1003815.8894 | 17410 | 4280 | 341835
2023-02-19 | 12 | 970699.5487 | 16030 | 4870 | 330533
2023-02-19 | 13 | 1005984.664 | 10160 | 3090 | 339745
2023-02-19 | 14 | 1464977.7412 | 13820 | 3100 | 493966
2023-02-19 | 15 | 796106.2789 | 11600 | 1830 | 269845
2023-02-19 | 16 | 372362.7627 | 4320 | 1470 | 126051
2023-02-19 | 17 | 0 | 1380 | 620 | 667
2023-02-19 | 18 | 0 | 60 | 0 | 20
2023-02-19 | 19 | 0 | 0 | 0 | 0
2023-02-19 | 20 | 0 | 0 | 0 | 0
2023-02-19 | 21 | 0 | 0 | 0 | 0
2023-02-19 | 22 | 0 | 0 | 0 | 0
2023-02-19 | 23 | 0 | 0 | 0 | 0
2023-02-19 | 24 | 0 | 0 | 0 | 0
2023-02-20 | 1 | 0 | 0 | 0 | 0
2023-02-20 | 2 | 0 | 0 | 0 | 0
2023-02-20 | 3 | 0 | 0 | 0 | 0
2023-02-20 | 4 | 0 | 0 | 0 | 0
2023-02-20 | 5 | 0 | 0 | 0 | 0
2023-02-20 | 6 | 0 | 0 | 0 | 0
2023-02-20 | 7 | 0 | 30 | 0 | 10
2023-02-20 | 8 | 0 | 1260 | 360 | 540
2023-02-20 | 9 | 0 | 2870 | 930 | 1267
2023-02-20 | 10 | 399318.248 | 8590 | 20000 | 142636
2023-02-20 | 11 | 1200171.5899 | 7940 | 1490 | 403201
2023-02-20 | 12 | 456993.0434 | 3250 | 1330 | 153858
2023-02-20 | 13 | 626509.428 | 13220 | 8190 | 215973
2023-02-20 | 14 | 667989.85 | 22470 | 7580 | 232680
2023-02-20 | 15 | 1379778.9812 | 19400 | 2750 | 467310
2023-02-20 | 16 | 795787.8709 | 12980 | 950 | 269906
2023-02-20 | 17 | 540625.5722 | 3650 | 480 | 181585
2023-02-20 | 18 | 0 | 70 | 0 | 23
2023-02-20 | 19 | 0 | 0 | 0 | 0
2023-02-20 | 20 | 0 | 0 | 0 | 0
2023-02-20 | 21 | 0 | 0 | 0 | 0
2023-02-20 | 22 | 0 | 0 | 0 | 0
2023-02-20 | 23 | 0 | 0 | 0 | 0
2023-02-20 | 24 | 0 | 0 | 0 | 0
2023-02-21 | 1 | 0 | 0 | 0 | 0
2023-02-21 | 2 | 0 | 0 | 0 | 0
2023-02-21 | 3 | 0 | 0 | 0 | 0
2023-02-21 | 4 | 0 | 0 | 0 | 0
2023-02-21 | 5 | 0 | 0 | 0 | 0
2023-02-21 | 6 | 0 | 0 | 0 | 0
2023-02-21 | 7 | 0 | 0 | 0 | 0
2023-02-21 | 8 | 0 | 0 | 330 | 110
2023-02-21 | 9 | 0 | 310 | 1250 | 520
2023-02-21 | 10 | 0 | 220 | 2270 | 830
2023-02-21 | 11 | 0 | 670 | 2400 | 1023
2023-02-21 | 12 | 0 | 990 | 1260 | 750
2023-02-21 | 13 | 0 | 1220 | 1250 | 823
2023-02-21 | 14 | 0 | 2490 | 760 | 1083
2023-02-21 | 15 | 0 | 1110 | 580 | 563
2023-02-21 | 16 | 0 | 1450 | 1300 | 917
2023-02-21 | 17 | 0 | 1260 | 150 | 470
2023-02-21 | 18 | 0 | 40 | 0 | 13
2023-02-21 | 19 | 0 | 0 | 0 | 0
2023-02-21 | 20 | 0 | 0 | 0 | 0
2023-02-21 | 21 | 0 | 0 | 0 | 0
2023-02-21 | 22 | 0 | 0 | 0 | 0
2023-02-21 | 23 | 0 | 0 | 0 | 0
2023-02-21 | 24 | 0 | 0 | 0 | 0
2023-02-22 | 1 | 0 | 0 | 0 | 0
2023-02-22 | 2 | 0 | 0 | 0 | 0
2023-02-22 | 3 | 0 | 0 | 0 | 0
2023-02-22 | 4 | 0 | 0 | 0 | 0
2023-02-22 | 5 | 0 | 0 | 0 | 0
2023-02-22 | 6 | 0 | 0 | 0 | 0
2023-02-22 | 7 | 0 | 40 | 0 | 13
2023-02-22 | 8 | 0 | 1150 | 30 | 393
2023-02-22 | 9 | 0 | 11420 | 250 | 3890
2023-02-22 | 10 | 542991.7574 | 23640 | 1350 | 189327
2023-02-22 | 11 | 1161198.616 | 27000 | 3490 | 397230
2023-02-22 | 12 | 1118316.2928 | 16960 | 6590 | 380622
2023-02-22 | 13 | 722189.0092 | 150000 | 5570 | 292586
2023-02-22 | 14 | 754861.8913 | 8060 | 2440 | 255121
2023-02-22 | 15 | 100674.1449 | 4680 | 1600 | 35651
2023-02-22 | 16 | 52142.0613 | 2260 | 870 | 18424
2023-02-22 | 17 | 0 | 750 | 290 | 347
2023-02-22 | 18 | 0 | 20 | 0 | 7
2023-02-22 | 19 | 0 | 0 | 0 | 0
2023-02-22 | 20 | 0 | 0 | 0 | 0
2023-02-22 | 21 | 0 | 0 | 0 | 0
2023-02-22 | 22 | 0 | 0 | 0 | 0
2023-02-22 | 23 | 0 | 0 | 0 | 0
2023-02-22 | 24 | 0 | 0 | 0 | 0
2023-02-23 | 1 | 0 | 0 | 0 | 0
2023-02-23 | 2 | 0 | 0 | 0 | 0
2023-02-23 | 3 | 0 | 0 | 0 | 0
2023-02-23 | 4 | 0 | 0 | 0 | 0
2023-02-23 | 5 | 0 | 0 | 0 | 0
2023-02-23 | 6 | 0 | 0 | 0 | 0
2023-02-23 | 7 | 0 | 0 | 0 | 0
2023-02-23 | 8 | 0 | 0 | 0 | 0
2023-02-23 | 9 | 0 | 0 | 0 | 0
2023-02-23 | 10 | 0 | 0 | 0 | 0
2023-02-23 | 11 | 0 | 0 | 0 | 0
2023-02-23 | 12 | 0 | 0 | 0 | 0
2023-02-23 | 13 | 0 | 30 | 0 | 10
2023-02-23 | 14 | 0 | 0 | 0 | 0
2023-02-23 | 15 | 0 | 0 | 0 | 0
2023-02-23 | 16 | 0 | 0 | 0 | 0
2023-02-23 | 17 | 0 | 0 | 0 | 0
2023-02-23 | 18 | 0 | 0 | 0 | 0
2023-02-23 | 19 | 0 | 0 | 0 | 0
2023-02-23 | 20 | 0 | 0 | 0 | 0
2023-02-23 | 21 | 0 | 0 | 0 | 0
2023-02-23 | 22 | 0 | 0 | 0 | 0
2023-02-23 | 23 | 0 | 0 | 0 | 0
2023-02-23 | 24 | 0 | 0 | 0 | 0
2023-02-24 | 1 | 0 | 0 | 0 | 0
2023-02-24 | 2 | 0 | 0 | 0 | 0
2023-02-24 | 3 | 0 | 0 | 0 | 0
2023-02-24 | 4 | 0 | 0 | 0 | 0
2023-02-24 | 5 | 0 | 0 | 0 | 0
2023-02-24 | 6 | 0 | 0 | 0 | 0
2023-02-24 | 7 | 0 | 0 | 0 | 0
2023-02-24 | 8 | 0 | 170 | 0 | 57
2023-02-24 | 9 | 0 | 4070 | 0 | 1357
2023-02-24 | 10 | 0 | 14620 | 0 | 4873
2023-02-24 | 11 | 0 | 21100 | 30 | 7043
2023-02-24 | 12 | 0 | 24950 | 70 | 8340
2023-02-24 | 13 | 0 | 27470 | 20 | 9163
2023-02-24 | 14 | 0 | 16020 | 0 | 5340
2023-02-24 | 15 | 0 | 27330 | 50 | 9127
2023-02-24 | 16 | 0 | 24090 | 0 | 8030
2023-02-24 | 17 | 0 | 6050 | 0 | 2017
2023-02-24 | 18 | 0 | 160 | 0 | 53
2023-02-24 | 19 | 0 | 0 | 0 | 0
2023-02-24 | 20 | 0 | 0 | 0 | 0
2023-02-24 | 21 | 0 | 0 | 0 | 0
2023-02-24 | 22 | 0 | 0 | 0 | 0
2023-02-24 | 23 | 0 | 0 | 0 | 0
2023-02-24 | 24 | 0 | 0 | 0 | 0
2023-02-25 | 1 | 0 | 0 | 0 | 0
2023-02-25 | 2 | 0 | 0 | 0 | 0
2023-02-25 | 3 | 0 | 0 | 0 | 0
2023-02-25 | 4 | 0 | 0 | 0 | 0
2023-02-25 | 5 | 0 | 0 | 0 | 0
2023-02-25 | 6 | 0 | 0 | 0 | 0
2023-02-25 | 7 | 0 | 200 | 0 | 67
2023-02-25 | 8 | 0 | 2780 | 0 | 927
2023-02-25 | 9 | 0 | 5900 | 0 | 1967
2023-02-25 | 10 | 0 | 7350 | 0 | 2450
2023-02-25 | 11 | 0 | 8120 | 0 | 2707
2023-02-25 | 12 | 0 | 7870 | 0 | 2623
2023-02-25 | 13 | 0 | 10490 | 0 | 3497
2023-02-25 | 14 | 0 | 11860 | 0 | 3953
2023-02-25 | 15 | 0 | 6000 | 0 | 2000
2023-02-25 | 16 | 0 | 4700 | 0 | 1567
2023-02-25 | 17 | 0 | 2140 | 0 | 713
2023-02-25 | 18 | 0 | 90 | 0 | 30
2023-02-25 | 19 | 0 | 0 | 0 | 0
2023-02-25 | 20 | 0 | 0 | 0 | 0
2023-02-25 | 21 | 0 | 0 | 0 | 0
2023-02-25 | 22 | 0 | 0 | 0 | 0
2023-02-25 | 23 | 0 | 0 | 0 | 0
2023-02-25 | 24 | 0 | 0 | 0 | 0
2023-02-26 | 1 | 0 | 0 | 0 | 0
2023-02-26 | 2 | 0 | 0 | 0 | 0
2023-02-26 | 3 | 0 | 0 | 0 | 0
2023-02-26 | 4 | 0 | 0 | 0 | 0
2023-02-26 | 5 | 0 | 0 | 0 | 0
2023-02-26 | 6 | 0 | 0 | 0 | 0
2023-02-26 | 7 | 0 | 30 | 0 | 10
2023-02-26 | 8 | 0 | 950 | 0 | 317
2023-02-26 | 9 | 0 | 1220 | 0 | 407
2023-02-26 | 10 | 0 | 710 | 0 | 237
2023-02-26 | 11 | 0 | 1040 | 0 | 347
2023-02-26 | 12 | 0 | 510 | 0 | 170
2023-02-26 | 13 | 0 | 240 | 0 | 80
2023-02-26 | 14 | 0 | 440 | 0 | 147
2023-02-26 | 15 | 0 | 520 | 0 | 173
2023-02-26 | 16 | 0 | 840 | 420 | 420
2023-02-26 | 17 | 0 | 480 | 430 | 303
2023-02-26 | 18 | 0 | 0 | 20 | 7
2023-02-26 | 19 | 0 | 0 | 0 | 0
2023-02-26 | 20 | 0 | 0 | 0 | 0
2023-02-26 | 21 | 0 | 0 | 0 | 0
2023-02-26 | 22 | 0 | 0 | 0 | 0
2023-02-26 | 23 | 0 | 0 | 0 | 0
2023-02-26 | 24 | 0 | 0 | 0 | 0
2023-02-27 | 1 | 0 | 0 | 0 | 0
2023-02-27 | 2 | 0 | 0 | 0 | 0
2023-02-27 | 3 | 0 | 0 | 0 | 0
2023-02-27 | 4 | 0 | 0 | 0 | 0
2023-02-27 | 5 | 0 | 0 | 0 | 0
2023-02-27 | 6 | 0 | 0 | 0 | 0
2023-02-27 | 7 | 0 | 0 | 0 | 0
2023-02-27 | 8 | 0 | 250 | 0 | 83
2023-02-27 | 9 | 0 | 1430 | 220 | 550
2023-02-27 | 10 | 0 | 3020 | 890 | 1303
2023-02-27 | 11 | 0 | 8840 | 3130 | 3990
2023-02-27 | 12 | 0 | 27390 | 8840 | 12077
2023-02-27 | 13 | 484595.2988 | 31930 | 10080 | 175535
2023-02-27 | 14 | 674589.7532 | 28320 | 8100 | 237003
2023-02-27 | 15 | 523792.0284 | 16820 | 4940 | 181851
2023-02-27 | 16 | 350319.3259 | 7380 | 2020 | 119906
2023-02-27 | 17 | 0 | 2340 | 620 | 987
2023-02-27 | 18 | 0 | 130 | 30 | 53
2023-02-27 | 19 | 0 | 0 | 0 | 0
2023-02-27 | 20 | 0 | 0 | 0 | 0
2023-02-27 | 21 | 0 | 0 | 0 | 0
2023-02-27 | 22 | 0 | 0 | 0 | 0
2023-02-27 | 23 | 0 | 0 | 0 | 0
2023-02-27 | 24 | 0 | 0 | 0 | 0
2023-02-28 | 1 | 0 | 0 | 0 | 0
2023-02-28 | 2 | 0 | 0 | 0 | 0
2023-02-28 | 3 | 0 | 0 | 0 | 0
2023-02-28 | 4 | 0 | 0 | 0 | 0
2023-02-28 | 5 | 0 | 0 | 0 | 0
2023-02-28 | 6 | 0 | 0 | 0 | 0
2023-02-28 | 7 | 0 | 0 | 0 | 0
2023-02-28 | 8 | 0 | 0 | 0 | 0
2023-02-28 | 9 | 0 | 160 | 40 | 67
2023-02-28 | 10 | 0 | 420 | 40 | 153
2023-02-28 | 11 | 0 | 320 | 40 | 120
2023-02-28 | 12 | 0 | 380 | 30 | 137
2023-02-28 | 13 | 0 | 510 | 20 | 177
2023-02-28 | 14 | 0 | 500 | 0 | 167
2023-02-28 | 15 | 0 | 460 | 0 | 153
2023-02-28 | 16 | 0 | 330 | 0 | 110
2023-02-28 | 17 | 0 | 50 | 0 | 17
2023-02-28 | 18 | 0 | 0 | 0 | 0
2023-02-28 | 19 | 0 | 0 | 0 | 0
2023-02-28 | 20 | 0 | 0 | 0 | 0
2023-02-28 | 21 | 0 | 0 | 0 | 0
2023-02-28 | 22 | 0 | 0 | 0 | 0
2023-02-28 | 23 | 0 | 0 | 0 | 0
2023-02-28 | 24 | 0 | 0 | 0 | 0
2023-03-01 | 1 | 0 | 0 | 0 | 0
2023-03-01 | 2 | 0 | 0 | 0 | 0
2023-03-01 | 3 | 0 | 0 | 0 | 0
2023-03-01 | 4 | 0 | 0 | 0 | 0
2023-03-01 | 5 | 0 | 0 | 0 | 0
2023-03-01 | 6 | 0 | 0 | 0 | 0
2023-03-01 | 7 | 0 | 0 | 0 | 0
2023-03-01 | 8 | 0 | 310 | 0 | 103
2023-03-01 | 9 | 0 | 1210 | 40 | 417
2023-03-01 | 10 | 0 | 3390 | 480 | 1290
2023-03-01 | 11 | 531834.0063 | 13850 | 2770 | 182818
2023-03-01 | 12 | 575391.233 | 16680 | 3600 | 198557
2023-03-01 | 13 | 653016.5672 | 11910 | 3590 | 222839
2023-03-01 | 14 | 790987.9684 | 17920 | 3730 | 270879
2023-03-01 | 15 | 418754.667 | 5800 | 2150 | 142235
2023-03-01 | 16 | 370763.5701 | 4170 | 1670 | 125535
2023-03-01 | 17 | 0 | 1060 | 310 | 457
2023-03-01 | 18 | 0 | 20 | 0 | 7
2023-03-01 | 19 | 0 | 0 | 0 | 0
2023-03-01 | 20 | 0 | 0 | 0 | 0
2023-03-01 | 21 | 0 | 0 | 0 | 0
2023-03-01 | 22 | 0 | 0 | 0 | 0
2023-03-01 | 23 | 0 | 0 | 0 | 0
2023-03-01 | 24 | 0 | 0 | 0 | 0
2023-03-02 | 1 | 0 | 0 | 0 | 0
2023-03-02 | 2 | 0 | 0 | 0 | 0
2023-03-02 | 3 | 0 | 0 | 0 | 0
2023-03-02 | 4 | 0 | 0 | 0 | 0
2023-03-02 | 5 | 0 | 0 | 0 | 0
2023-03-02 | 6 | 0 | 0 | 0 | 0
2023-03-02 | 7 | 0 | 0 | 0 | 0
2023-03-02 | 8 | 0 | 60 | 0 | 20
2023-03-02 | 9 | 0 | 1310 | 0 | 437
2023-03-02 | 10 | 0 | 1330 | 100 | 477
2023-03-02 | 11 | 0 | 2980 | 360 | 1113
2023-03-02 | 12 | 454065.9189 | 5570 | 620 | 153419
2023-03-02 | 13 | 480407.9831 | 5030 | 1580 | 162339
2023-03-02 | 14 | 554858.2673 | 5690 | 1430 | 187326
2023-03-02 | 15 | 561524.8084 | 50000 | 1410 | 204312
2023-03-02 | 16 | 423642.2181 | 2450 | 600 | 142231
2023-03-02 | 17 | 0 | 1310 | 190 | 500
2023-03-02 | 18 | 0 | 50 | 0 | 17
2023-03-02 | 19 | 0 | 0 | 0 | 0
2023-03-02 | 20 | 0 | 0 | 0 | 0
2023-03-02 | 21 | 0 | 0 | 0 | 0
2023-03-02 | 22 | 0 | 0 | 0 | 0
2023-03-02 | 23 | 0 | 0 | 0 | 0
2023-03-02 | 24 | 0 | 0 | 0 | 0
2023-03-03 | 1 | 0 | 0 | 0 | 0
2023-03-03 | 2 | 0 | 0 | 0 | 0
2023-03-03 | 3 | 0 | 0 | 0 | 0
2023-03-03 | 4 | 0 | 0 | 0 | 0
2023-03-03 | 5 | 0 | 0 | 0 | 0
2023-03-03 | 6 | 0 | 0 | 0 | 0
2023-03-03 | 7 | 0 | 270 | 20 | 97
2023-03-03 | 8 | 131664.6636 | 4750 | 440 | 45618
2023-03-03 | 9 | 1110387.5637 | 16840 | 2720 | 376649
2023-03-03 | 10 | 1842038.6314 | 25020 | 8130 | 625063
2023-03-03 | 11 | 2369364.0232 | 28920 | 9530 | 802605
2023-03-03 | 12 | 2386392.1165 | 29390 | 9810 | 808531
2023-03-03 | 13 | 2158433.9142 | 26890 | 10240 | 731855
2023-03-03 | 14 | 2169572.3534 | 28470 | 9230 | 735757
2023-03-03 | 15 | 1785372.8533 | 16970 | 4160 | 602168
2023-03-03 | 16 | 733988.8215 | 5600 | 1680 | 247090
2023-03-03 | 17 | 274302.7508 | 1860 | 640 | 92268
2023-03-03 | 18 | 0 | 70 | 30 | 33
2023-03-03 | 19 | 0 | 0 | 0 | 0
2023-03-03 | 20 | 0 | 0 | 0 | 0
2023-03-03 | 21 | 0 | 0 | 0 | 0
2023-03-03 | 22 | 0 | 0 | 0 | 0
2023-03-03 | 23 | 0 | 0 | 0 | 0
2023-03-03 | 24 | 0 | 0 | 0 | 0
2023-03-04 | 1 | 0 | 0 | 0 | 0
2023-03-04 | 2 | 0 | 0 | 0 | 0
2023-03-04 | 3 | 0 | 0 | 0 | 0
2023-03-04 | 4 | 0 | 0 | 0 | 0
2023-03-04 | 5 | 0 | 0 | 0 | 0
2023-03-04 | 6 | 0 | 0 | 0 | 0
2023-03-04 | 7 | 0 | 0 | 0 | 0
2023-03-04 | 8 | 0 | 0 | 0 | 0
2023-03-04 | 9 | 0 | 0 | 0 | 0
2023-03-04 | 10 | 0 | 30 | 20 | 17
2023-03-04 | 11 | 0 | 260 | 60 | 107
2023-03-04 | 12 | 0 | 860 | 100 | 320
2023-03-04 | 13 | 0 | 1540 | 770 | 770
2023-03-04 | 14 | 0 | 2790 | 1450 | 1413
2023-03-04 | 15 | 0 | 3470 | 1000 | 1490
2023-03-04 | 16 | 0 | 1820 | 560 | 793
2023-03-04 | 17 | 0 | 620 | 160 | 260
2023-03-04 | 18 | 0 | 20 | 0 | 7
2023-03-04 | 19 | 0 | 0 | 0 | 0
2023-03-04 | 20 | 0 | 0 | 0 | 0
2023-03-04 | 21 | 0 | 0 | 0 | 0
2023-03-04 | 22 | 0 | 0 | 0 | 0
2023-03-04 | 23 | 0 | 0 | 0 | 0
2023-03-04 | 24 | 0 | 0 | 0 | 0
2023-03-05 | 1 | 0 | 0 | 0 | 0
2023-03-05 | 2 | 0 | 0 | 0 | 0
2023-03-05 | 3 | 0 | 0 | 0 | 0
2023-03-05 | 4 | 0 | 0 | 0 | 0
2023-03-05 | 5 | 0 | 0 | 0 | 0
2023-03-05 | 6 | 0 | 0 | 0 | 0
2023-03-05 | 7 | 0 | 210 | 0 | 70
2023-03-05 | 8 | 0 | 2180 | 260 | 813
2023-03-05 | 9 | 0 | 5460 | 940 | 2133
2023-03-05 | 10 | 0 | 13560 | 1840 | 5133
2023-03-05 | 11 | 379660.8746 | 24350 | 3540 | 135850
2023-03-05 | 12 | 847653.7466 | 23470 | 6170 | 292431
2023-03-05 | 13 | 1321646.5712 | 23760 | 4050 | 449819
2023-03-05 | 14 | 938319.0274 | 26690 | 5630 | 323546
2023-03-05 | 15 | 908986.1512 | 21720 | 3420 | 311375
2023-03-05 | 16 | 1601687.9082 | 22030 | 4280 | 542666
2023-03-05 | 17 | 564859.8075 | 7490 | 570 | 190973
2023-03-05 | 18 | 0 | 280 | 20 | 100
2023-03-05 | 19 | 0 | 0 | 0 | 0
2023-03-05 | 20 | 0 | 0 | 0 | 0
2023-03-05 | 21 | 0 | 0 | 0 | 0
2023-03-05 | 22 | 0 | 0 | 0 | 0
2023-03-05 | 23 | 0 | 0 | 0 | 0
2023-03-05 | 24 | 0 | 0 | 0 | 0
2023-03-06 | 1 | 0 | 0 | 0 | 0
2023-03-06 | 2 | 0 | 0 | 0 | 0
2023-03-06 | 3 | 0 | 0 | 0 | 0
2023-03-06 | 4 | 0 | 0 | 0 | 0
2023-03-06 | 5 | 0 | 0 | 0 | 0
2023-03-06 | 6 | 0 | 0 | 0 | 0
2023-03-06 | 7 | 0 | 330 | 50 | 127
2023-03-06 | 8 | 338585.3171 | 5220 | 530 | 114778
2023-03-06 | 9 | 1146427.1545 | 17140 | 3050 | 388872
2023-03-06 | 10 | 1866971.612 | 26390 | 8620 | 633994
2023-03-06 | 11 | 2382963.6574 | 32620 | 10530 | 808705
2023-03-06 | 12 | 2524961.4716 | 35360 | 11710 | 857344
2023-03-06 | 13 | 2524961.4716 | 35800 | 120000 | 893587
2023-03-06 | 14 | 2524961.4716 | 34200 | 11600 | 856920
2023-03-06 | 15 | 2333497.7627 | 30730 | 10350 | 791526
2023-03-06 | 16 | 1818945.8847 | 23470 | 7490 | 616635
2023-03-06 | 17 | 1067622.304 | 8180 | 2770 | 359524
2023-03-06 | 18 | 0 | 280 | 160 | 147
2023-03-06 | 19 | 0 | 0 | 0 | 0
2023-03-06 | 20 | 0 | 0 | 0 | 0
2023-03-06 | 21 | 0 | 0 | 0 | 0
2023-03-06 | 22 | 0 | 0 | 0 | 0
2023-03-06 | 23 | 0 | 0 | 0 | 0
2023-03-06 | 24 | 0 | 0 | 0 | 0
2023-03-07 | 1 | 0 | 0 | 0 | 0
2023-03-07 | 2 | 0 | 0 | 0 | 0
2023-03-07 | 3 | 0 | 0 | 0 | 0
2023-03-07 | 4 | 0 | 0 | 0 | 0
2023-03-07 | 5 | 0 | 0 | 0 | 0
2023-03-07 | 6 | 0 | 0 | 0 | 0
2023-03-07 | 7 | 0 | 660 | 40 | 233
2023-03-07 | 8 | 0 | 3580 | 660 | 1413
2023-03-07 | 9 | 572724.6404 | 9960 | 1130 | 194605
2023-03-07 | 10 | 898853.004 | 16130 | 2130 | 305704
2023-03-07 | 11 | 1495624.8999 | 28190 | 4070 | 509295
2023-03-07 | 12 | 1918210.268 | 27560 | 3370 | 649713
2023-03-07 | 13 | 1355512.7382 | 22270 | 2950 | 460244
2023-03-07 | 14 | 1721640.4676 | 14770 | 3200 | 579870
2023-03-07 | 15 | 1059650.5404 | 11760 | 3140 | 358184
2023-03-07 | 16 | 741988.7185 | 6480 | 1790 | 250086
2023-03-07 | 17 | 347216.934 | 1710 | 710 | 116546
2023-03-07 | 18 | 0 | 240 | 80 | 107
2023-03-07 | 19 | 0 | 0 | 0 | 0
2023-03-07 | 20 | 0 | 0 | 0 | 0
2023-03-07 | 21 | 0 | 0 | 0 | 0
2023-03-07 | 22 | 0 | 0 | 0 | 0
2023-03-07 | 23 | 0 | 0 | 0 | 0
2023-03-07 | 24 | 0 | 0 | 0 | 0
2023-03-08 | 1 | 0 | 0 | 0 | 0
2023-03-08 | 2 | 0 | 0 | 0 | 0
2023-03-08 | 3 | 0 | 0 | 0 | 0
2023-03-08 | 4 | 0 | 0 | 0 | 0
2023-03-08 | 5 | 0 | 0 | 0 | 0
2023-03-08 | 6 | 0 | 0 | 0 | 0
2023-03-08 | 7 | 0 | 590 | 40 | 210
2023-03-08 | 8 | 0 | 3520 | 640 | 1387
2023-03-08 | 9 | 479992.6877 | 8060 | 1070 | 163041
2023-03-08 | 10 | 718589.0675 | 14420 | 1730 | 244913
2023-03-08 | 11 | 1371465.683 | 13660 | 2700 | 462609
2023-03-08 | 12 | 1331691.1459 | 18410 | 6830 | 452310
2023-03-08 | 13 | 2331543.4456 | 27090 | 11070 | 789901
2023-03-08 | 14 | 1886971.2353 | 31240 | 10760 | 642990
2023-03-08 | 15 | 2250750.3033 | 28670 | 8820 | 762747
2023-03-08 | 16 | 1723640.4419 | 22550 | 7380 | 584523
2023-03-08 | 17 | 1035203.5761 | 8480 | 2430 | 348705
2023-03-08 | 18 | 0 | 300 | 120 | 140
2023-03-08 | 19 | 0 | 0 | 0 | 0
2023-03-08 | 20 | 0 | 0 | 0 | 0
2023-03-08 | 21 | 0 | 0 | 0 | 0
2023-03-08 | 22 | 0 | 0 | 0 | 0
2023-03-08 | 23 | 0 | 0 | 0 | 0
2023-03-08 | 24 | 0 | 0 | 0 | 0
2023-03-09 | 1 | 0 | 0 | 0 | 0
2023-03-09 | 2 | 0 | 0 | 0 | 0
2023-03-09 | 3 | 0 | 0 | 0 | 0
2023-03-09 | 4 | 0 | 0 | 0 | 0
2023-03-09 | 5 | 0 | 0 | 0 | 0
2023-03-09 | 6 | 0 | 0 | 0 | 0
2023-03-09 | 7 | 0 | 810 | 120 | 310
2023-03-09 | 8 | 329128.325 | 5610 | 590 | 111776
2023-03-09 | 9 | 882208.7646 | 13420 | 1980 | 299203
2023-03-09 | 10 | 1423778.2955 | 13380 | 6510 | 481223
2023-03-09 | 11 | 1796972.6324 | 18640 | 8880 | 608164
2023-03-09 | 12 | 1994969.6064 | 25780 | 10330 | 677027
2023-03-09 | 13 | 2476962.328 | 20850 | 10300 | 836037
2023-03-09 | 14 | 2078968.2865 | 22810 | 8790 | 703523
2023-03-09 | 15 | 1677342.8917 | 25030 | 9120 | 570498
2023-03-09 | 16 | 1602272.9874 | 8490 | 5410 | 538724
2023-03-09 | 17 | 876986.6824 | 4380 | 2840 | 294736
2023-03-09 | 18 | 44055.9313 | 140 | 270 | 14822
2023-03-09 | 19 | 0 | 0 | 0 | 0
2023-03-09 | 20 | 0 | 0 | 0 | 0
2023-03-09 | 21 | 0 | 0 | 0 | 0
2023-03-09 | 22 | 0 | 0 | 0 | 0
2023-03-09 | 23 | 0 | 0 | 0 | 0
2023-03-09 | 24 | 0 | 0 | 0 | 0
2023-03-10 | 1 | 0 | 0 | 0 | 0
2023-03-10 | 2 | 0 | 0 | 0 | 0
2023-03-10 | 3 | 0 | 0 | 0 | 0
2023-03-10 | 4 | 0 | 0 | 0 | 0
2023-03-10 | 5 | 0 | 0 | 0 | 0
2023-03-10 | 6 | 0 | 0 | 0 | 0
2023-03-10 | 7 | 0 | 560 | 60 | 207
2023-03-10 | 8 | 474548.9955 | 6050 | 550 | 160383
2023-03-10 | 9 | 1217848.1817 | 17430 | 3560 | 412946
2023-03-10 | 10 | 1907227.2778 | 25650 | 8430 | 647102
2023-03-10 | 11 | 2378558.3973 | 28540 | 9290 | 805463
2023-03-10 | 12 | 2112167.8352 | 27720 | 10490 | 716793
2023-03-10 | 13 | 2389509.201 | 26040 | 9800 | 808450
2023-03-10 | 14 | 1537573.9336 | 23940 | 9370 | 523628
2023-03-10 | 15 | 2309964.8952 | 23740 | 8850 | 780852
2023-03-10 | 16 | 1666974.6637 | 21330 | 6190 | 564832
2023-03-10 | 17 | 845787.1675 | 6980 | 1760 | 284842
2023-03-10 | 18 | 0 | 330 | 150 | 160
2023-03-10 | 19 | 0 | 0 | 0 | 0
2023-03-10 | 20 | 0 | 0 | 0 | 0
2023-03-10 | 21 | 0 | 0 | 0 | 0
2023-03-10 | 22 | 0 | 0 | 0 | 0
2023-03-10 | 23 | 0 | 0 | 0 | 0
2023-03-10 | 24 | 0 | 0 | 0 | 0
2023-03-11 | 1 | 0 | 0 | 0 | 0
2023-03-11 | 2 | 0 | 0 | 0 | 0
2023-03-11 | 3 | 0 | 0 | 0 | 0
2023-03-11 | 4 | 0 | 0 | 0 | 0
2023-03-11 | 5 | 0 | 0 | 0 | 0
2023-03-11 | 6 | 0 | 0 | 0 | 0
2023-03-11 | 7 | 0 | 330 | 20 | 117
2023-03-11 | 8 | 0 | 2300 | 280 | 860
2023-03-11 | 9 | 468885.4814 | 5600 | 1000 | 158495
2023-03-11 | 10 | 1173349.4997 | 4250 | 3360 | 393653
2023-03-11 | 11 | 517903.5068 | 4420 | 4240 | 175521
2023-03-11 | 12 | 466293.335 | 6570 | 3910 | 158924
2023-03-11 | 13 | 564991.4145 | 8410 | 3870 | 192424
2023-03-11 | 14 | 806171.9537 | 12690 | 4940 | 274601
2023-03-11 | 15 | 990746.4981 | 12370 | 4110 | 335742
2023-03-11 | 16 | 1049917.3403 | 5760 | 3540 | 353072
2023-03-11 | 17 | 367183.7747 | 3260 | 1480 | 123975
2023-03-11 | 18 | 0 | 250 | 210 | 153
2023-03-11 | 19 | 0 | 0 | 0 | 0
2023-03-11 | 20 | 0 | 0 | 0 | 0
2023-03-11 | 21 | 0 | 0 | 0 | 0
2023-03-11 | 22 | 0 | 0 | 0 | 0
2023-03-11 | 23 | 0 | 0 | 0 | 0
2023-03-11 | 24 | 0 | 0 | 0 | 0
2023-03-12 | 1 | 0 | 0 | 0 | 0
2023-03-12 | 2 | 0 | 0 | 0 | 0
2023-03-12 | 4 | 0 | 0 | 0 | 0
2023-03-12 | 5 | 0 | 0 | 0 | 0
2023-03-12 | 6 | 0 | 0 | 0 | 0
2023-03-12 | 7 | 0 | 0 | 0 | 0
2023-03-12 | 8 | 0 | 710 | 80 | 263
2023-03-12 | 9 | 495978.0276 | 6150 | 610 | 167579
2023-03-12 | 10 | 1245738.9832 | 17210 | 3860 | 422270
2023-03-12 | 11 | 1935730.9341 | 25340 | 8440 | 656504
2023-03-12 | 12 | 2395676.136 | 28980 | 10290 | 811649
2023-03-12 | 13 | 2514961.7195 | 29300 | 11160 | 851807
2023-03-12 | 14 | 2514961.7195 | 28400 | 11210 | 851524
2023-03-12 | 15 | 2491584.301 | 28170 | 10740 | 843498
2023-03-12 | 16 | 2252965.6887 | 26170 | 8850 | 762662
2023-03-12 | 17 | 1511910.3193 | 18080 | 4990 | 511660
2023-03-12 | 18 | 709360.0631 | 5340 | 2000 | 238900
2023-03-12 | 19 | 0 | 580 | 240 | 273
2023-03-12 | 20 | 0 | 0 | 0 | 0
2023-03-12 | 21 | 0 | 0 | 0 | 0
2023-03-12 | 22 | 0 | 0 | 0 | 0
2023-03-12 | 23 | 0 | 0 | 0 | 0
2023-03-12 | 24 | 0 | 0 | 0 | 0
2023-03-13 | 1 | 0 | 0 | 0 | 0
2023-03-13 | 2 | 0 | 0 | 0 | 0
2023-03-13 | 3 | 0 | 0 | 0 | 0
2023-03-13 | 4 | 0 | 0 | 0 | 0
2023-03-13 | 5 | 0 | 0 | 0 | 0
2023-03-13 | 6 | 0 | 0 | 0 | 0
2023-03-13 | 7 | 0 | 0 | 0 | 0
2023-03-13 | 8 | 0 | 450 | 80 | 177
2023-03-13 | 9 | 0 | 2190 | 610 | 933
2023-03-13 | 10 | 0 | 3830 | 1530 | 1787
2023-03-13 | 11 | 646456.8377 | 6390 | 1950 | 218266
2023-03-13 | 12 | 850720.346 | 7620 | 2040 | 286793
2023-03-13 | 13 | 646594.4052 | 8070 | 2310 | 218991
2023-03-13 | 14 | 1026779.1748 | 7500 | 2600 | 345626
2023-03-13 | 15 | 463006.1984 | 5310 | 1920 | 156745
2023-03-13 | 16 | 492992.4905 | 4130 | 1250 | 166124
2023-03-13 | 17 | 0 | 2180 | 640 | 940
2023-03-13 | 18 | 0 | 730 | 240 | 323
2023-03-13 | 19 | 0 | 50 | 0 | 17
2023-03-13 | 20 | 0 | 0 | 0 | 0
2023-03-13 | 21 | 0 | 0 | 0 | 0
2023-03-13 | 22 | 0 | 0 | 0 | 0
2023-03-13 | 23 | 0 | 0 | 0 | 0
2023-03-13 | 24 | 0 | 0 | 0 | 0
2023-03-14 | 1 | 0 | 0 | 0 | 0
2023-03-14 | 2 | 0 | 0 | 0 | 0
2023-03-14 | 3 | 0 | 0 | 0 | 0
2023-03-14 | 4 | 0 | 0 | 0 | 0
2023-03-14 | 5 | 0 | 0 | 0 | 0
2023-03-14 | 6 | 0 | 0 | 0 | 0
2023-03-14 | 7 | 0 | 0 | 0 | 0
2023-03-14 | 8 | 0 | 0 | 0 | 0
2023-03-14 | 9 | 0 | 0 | 0 | 0
2023-03-14 | 10 | 0 | 0 | 0 | 0
2023-03-14 | 11 | 0 | 0 | 0 | 0
2023-03-14 | 12 | 0 | 0 | 0 | 0
2023-03-14 | 13 | 0 | 0 | 0 | 0
2023-03-14 | 14 | 0 | 0 | 30 | 10
2023-03-14 | 15 | 0 | 0 | 30 | 10
2023-03-14 | 16 | 0 | 0 | 0 | 0
2023-03-14 | 17 | 0 | 0 | 0 | 0
2023-03-14 | 18 | 0 | 0 | 0 | 0
2023-03-14 | 19 | 0 | 0 | 0 | 0
2023-03-14 | 20 | 0 | 0 | 0 | 0
2023-03-14 | 21 | 0 | 0 | 0 | 0
2023-03-14 | 22 | 0 | 0 | 0 | 0
2023-03-14 | 23 | 0 | 0 | 0 | 0
2023-03-14 | 24 | 0 | 0 | 0 | 0
2023-03-15 | 1 | 0 | 0 | 0 | 0
2023-03-15 | 2 | 0 | 0 | 0 | 0
2023-03-15 | 3 | 0 | 0 | 0 | 0
2023-03-15 | 4 | 0 | 0 | 0 | 0
2023-03-15 | 5 | 0 | 0 | 0 | 0
2023-03-15 | 6 | 0 | 0 | 0 | 0
2023-03-15 | 7 | 0 | 0 | 0 | 0
2023-03-15 | 8 | 0 | 40 | 0 | 13
2023-03-15 | 9 | 0 | 1570 | 0 | 523
2023-03-15 | 10 | 0 | 10820 | 0 | 3607
2023-03-15 | 11 | 764241.6954 | 20700 | 30 | 261657
2023-03-15 | 12 | 604990.7804 | 27350 | 120 | 210820
2023-03-15 | 13 | 834587.3356 | 27240 | 170 | 287332
2023-03-15 | 14 | 1091516.7332 | 25820 | 530 | 372622
2023-03-15 | 15 | 913257.7181 | 27130 | 2100 | 314163
2023-03-15 | 16 | 499392.3903 | 27190 | 4670 | 177084
2023-03-15 | 17 | 494992.4648 | 22750 | 1840 | 173194
2023-03-15 | 18 | 125931.412 | 7240 | 240 | 44470
2023-03-15 | 19 | 0 | 390 | 60 | 150
2023-03-15 | 20 | 0 | 0 | 0 | 0
2023-03-15 | 21 | 0 | 0 | 0 | 0
2023-03-15 | 22 | 0 | 0 | 0 | 0
2023-03-15 | 23 | 0 | 0 | 0 | 0
2023-03-15 | 24 | 0 | 0 | 0 | 0
2023-03-16 | 1 | 0 | 0 | 0 | 0
2023-03-16 | 2 | 0 | 0 | 0 | 0
2023-03-16 | 3 | 0 | 0 | 0 | 0
2023-03-16 | 4 | 0 | 0 | 0 | 0
2023-03-16 | 5 | 0 | 0 | 0 | 0
2023-03-16 | 6 | 0 | 0 | 0 | 0
2023-03-16 | 7 | 0 | 0 | 0 | 0
2023-03-16 | 8 | 0 | 680 | 100 | 260
2023-03-16 | 9 | 501292.3479 | 5770 | 600 | 169221
2023-03-16 | 10 | 1292304.2774 | 19930 | 1480 | 437905
2023-03-16 | 11 | 606140.1963 | 22400 | 4370 | 210970
2023-03-16 | 12 | 2398388.1474 | 22120 | 7940 | 809483
2023-03-16 | 13 | 2494161.8443 | 28700 | 7790 | 843551
2023-03-16 | 14 | 2522777.7958 | 32300 | 1210 | 852096
2023-03-16 | 15 | 815645.4563 | 9820 | 660 | 275375
2023-03-16 | 16 | 565649.271 | 5640 | 660 | 190650
2023-03-16 | 17 | 0 | 1780 | 1200 | 993
2023-03-16 | 18 | 451259.7919 | 5630 | 450 | 152447
2023-03-16 | 19 | 0 | 730 | 30 | 253
2023-03-16 | 20 | 0 | 0 | 0 | 0
2023-03-16 | 21 | 0 | 0 | 0 | 0
2023-03-16 | 22 | 0 | 0 | 0 | 0
2023-03-16 | 23 | 0 | 0 | 0 | 0
2023-03-16 | 24 | 0 | 0 | 0 | 0
2023-03-17 | 1 | 0 | 0 | 0 | 0
2023-03-17 | 2 | 0 | 0 | 0 | 0
2023-03-17 | 3 | 0 | 0 | 0 | 0
2023-03-17 | 4 | 0 | 0 | 0 | 0
2023-03-17 | 5 | 0 | 0 | 0 | 0
2023-03-17 | 6 | 0 | 0 | 0 | 0
2023-03-17 | 7 | 0 | 0 | 0 | 0
2023-03-17 | 8 | 0 | 630 | 250 | 293
2023-03-17 | 9 | 0 | 3190 | 1510 | 1567
2023-03-17 | 10 | 576991.2004 | 7820 | 2830 | 195880
2023-03-17 | 11 | 455526.3817 | 7850 | 3600 | 155659
2023-03-17 | 12 | 1105649.9481 | 10810 | 3880 | 373447
2023-03-17 | 13 | 814066.5889 | 8920 | 3380 | 275456
2023-03-17 | 14 | 1113027.5726 | 9270 | 4270 | 375523
2023-03-17 | 15 | 818187.5348 | 8490 | 1970 | 276216
2023-03-17 | 16 | 637963.2354 | 8790 | 2300 | 216351
2023-03-17 | 17 | 954707.6821 | 8700 | 1250 | 321553
2023-03-17 | 18 | 443926.5728 | 2160 | 570 | 148886
2023-03-17 | 19 | 0 | 60 | 60 | 40
2023-03-17 | 20 | 0 | 0 | 0 | 0
2023-03-17 | 21 | 0 | 0 | 0 | 0
2023-03-17 | 22 | 0 | 0 | 0 | 0
2023-03-17 | 23 | 0 | 0 | 0 | 0
2023-03-17 | 24 | 0 | 0 | 0 | 0
2023-03-18 | 1 | 0 | 0 | 0 | 0
2023-03-18 | 2 | 0 | 0 | 0 | 0
2023-03-18 | 3 | 0 | 0 | 0 | 0
2023-03-18 | 4 | 0 | 0 | 0 | 0
2023-03-18 | 5 | 0 | 0 | 0 | 0
2023-03-18 | 6 | 0 | 0 | 0 | 0
2023-03-18 | 7 | 0 | 0 | 0 | 0
2023-03-18 | 8 | 0 | 360 | 340 | 233
2023-03-18 | 9 | 0 | 3370 | 1380 | 1583
2023-03-18 | 10 | 550632.6556 | 12200 | 6780 | 189871
2023-03-18 | 11 | 1028668.5228 | 15860 | 10850 | 351793
2023-03-18 | 12 | 2305218.2198 | 26950 | 15180 | 782449
2023-03-18 | 13 | 2524949.3122 | 31450 | 16370 | 857590
2023-03-18 | 14 | 2479495.5254 | 31140 | 17360 | 842665
2023-03-18 | 15 | 2414296.627 | 28650 | 16680 | 819876
2023-03-18 | 16 | 1977267.2653 | 24160 | 14890 | 672106
2023-03-18 | 17 | 1512176.9905 | 21650 | 10650 | 514826
2023-03-18 | 18 | 1104405.88 | 10520 | 2670 | 372532
2023-03-18 | 19 | 324995.0409 | 620 | 510 | 108708
2023-03-18 | 20 | 0 | 0 | 0 | 0
2023-03-18 | 21 | 0 | 0 | 0 | 0
2023-03-18 | 22 | 0 | 0 | 0 | 0
2023-03-18 | 23 | 0 | 0 | 0 | 0
2023-03-18 | 24 | 0 | 0 | 0 | 0
2023-03-19 | 1 | 0 | 0 | 0 | 0
2023-03-19 | 2 | 0 | 0 | 0 | 0
2023-03-19 | 3 | 0 | 0 | 0 | 0
2023-03-19 | 4 | 0 | 0 | 0 | 0
2023-03-19 | 5 | 0 | 0 | 0 | 0
2023-03-19 | 6 | 0 | 0 | 0 | 0
2023-03-19 | 7 | 0 | 0 | 0 | 0
2023-03-19 | 8 | 0 | 900 | 30 | 310
2023-03-19 | 9 | 584091.0673 | 6480 | 410 | 196994
2023-03-19 | 10 | 1441030.7407 | 18300 | 5410 | 488247
2023-03-19 | 11 | 344994.7536 | 25910 | 9440 | 126782
2023-03-19 | 12 | 1524083.972 | 29320 | 6910 | 520105
2023-03-19 | 13 | 2045481.6818 | 22920 | 11230 | 693211
2023-03-19 | 14 | 2518961.668 | 20930 | 10050 | 849981
2023-03-19 | 15 | 2471362.3524 | 17190 | 5060 | 831204
2023-03-19 | 16 | 987775.6238 | 10420 | 4910 | 334369
2023-03-19 | 17 | 1706792.1162 | 11550 | 7390 | 575244
2023-03-19 | 18 | 419593.6024 | 9040 | 3600 | 144078
2023-03-19 | 19 | 379651.7551 | 780 | 190 | 126874
2023-03-19 | 20 | 0 | 0 | 0 | 0
2023-03-19 | 21 | 0 | 0 | 0 | 0
2023-03-19 | 22 | 0 | 0 | 0 | 0
2023-03-19 | 23 | 0 | 0 | 0 | 0
2023-03-19 | 24 | 0 | 0 | 0 | 0
2023-03-20 | 1 | 0 | 0 | 0 | 0
2023-03-20 | 2 | 0 | 0 | 0 | 0
2023-03-20 | 3 | 0 | 0 | 0 | 0
2023-03-20 | 4 | 0 | 0 | 0 | 0
2023-03-20 | 5 | 0 | 0 | 0 | 0
2023-03-20 | 6 | 0 | 0 | 0 | 0
2023-03-20 | 7 | 0 | 0 | 0 | 0
2023-03-20 | 8 | 0 | 1290 | 330 | 540
2023-03-20 | 9 | 572391.2716 | 6700 | 1420 | 193504
2023-03-20 | 10 | 1346206.9035 | 17930 | 7900 | 457346
2023-03-20 | 11 | 2054602.1461 | 26460 | 13300 | 698121
2023-03-20 | 12 | 2448962.6884 | 30910 | 15730 | 831868
2023-03-20 | 13 | 2524961.4716 | 32280 | 17220 | 858154
2023-03-20 | 14 | 2524961.4716 | 32090 | 17680 | 858244
2023-03-20 | 15 | 2511311.0542 | 30900 | 16740 | 852984
2023-03-20 | 16 | 2361367.4641 | 27300 | 14940 | 801202
2023-03-20 | 17 | 1836258.2922 | 22160 | 11700 | 623373
2023-03-20 | 18 | 1124982.8339 | 11140 | 5410 | 380511
2023-03-20 | 19 | 349328.0113 | 670 | 650 | 116883
2023-03-20 | 20 | 0 | 0 | 0 | 0
2023-03-20 | 21 | 0 | 0 | 0 | 0
2023-03-20 | 22 | 0 | 0 | 0 | 0
2023-03-20 | 23 | 0 | 0 | 0 | 0
2023-03-20 | 24 | 0 | 0 | 0 | 0
2023-03-21 | 1 | 0 | 0 | 0 | 0
2023-03-21 | 2 | 0 | 0 | 0 | 0
2023-03-21 | 3 | 0 | 0 | 0 | 0
2023-03-21 | 4 | 0 | 0 | 0 | 0
2023-03-21 | 5 | 0 | 0 | 0 | 0
2023-03-21 | 6 | 0 | 0 | 0 | 0
2023-03-21 | 7 | 0 | 20 | 0 | 7
2023-03-21 | 8 | 0 | 1410 | 420 | 610
2023-03-21 | 9 | 595687.449 | 7130 | 2120 | 201646
2023-03-21 | 10 | 1312618.8517 | 9910 | 5200 | 442576
2023-03-21 | 11 | 476859.4205 | 10380 | 6860 | 164700
2023-03-21 | 12 | 1195515.1558 | 23190 | 12720 | 410475
2023-03-21 | 13 | 2508680.1052 | 28550 | 16360 | 851197
2023-03-21 | 14 | 2520101.0704 | 29110 | 15220 | 854810
2023-03-21 | 15 | 2485496.521 | 28120 | 16560 | 843392
2023-03-21 | 16 | 1823543.6678 | 22090 | 14310 | 619981
2023-03-21 | 17 | 1761662.6024 | 20530 | 10330 | 597508
2023-03-21 | 18 | 1049812.3169 | 9810 | 4530 | 354717
2023-03-21 | 19 | 319195.1215 | 890 | 600 | 106895
2023-03-21 | 20 | 0 | 0 | 0 | 0
2023-03-21 | 21 | 0 | 0 | 0 | 0
2023-03-21 | 22 | 0 | 0 | 0 | 0
2023-03-21 | 23 | 0 | 0 | 0 | 0
2023-03-21 | 24 | 0 | 0 | 0 | 0
2023-03-22 | 1 | 0 | 0 | 0 | 0
2023-03-22 | 2 | 0 | 0 | 0 | 0
2023-03-22 | 3 | 0 | 0 | 0 | 0
2023-03-22 | 4 | 0 | 0 | 0 | 0
2023-03-22 | 5 | 0 | 0 | 0 | 0
2023-03-22 | 6 | 0 | 0 | 0 | 0
2023-03-22 | 7 | 0 | 40 | 0 | 13
2023-03-22 | 8 | 0 | 1770 | 520 | 763
2023-03-22 | 9 | 0 | 5150 | 2390 | 2513
2023-03-22 | 10 | 954985.4398 | 14890 | 6100 | 325325
2023-03-22 | 11 | 1283796.3104 | 22500 | 11920 | 439405
2023-03-22 | 12 | 2426163.1966 | 27960 | 14770 | 822964
2023-03-22 | 13 | 2518977.4036 | 28820 | 16060 | 854619
2023-03-22 | 14 | 2515047.3118 | 28030 | 16320 | 853132
2023-03-22 | 15 | 2497291.0881 | 28420 | 15530 | 847080
2023-03-22 | 16 | 2230611.8011 | 25640 | 12880 | 756377
2023-03-22 | 17 | 1775378.3464 | 20290 | 10000 | 601889
2023-03-22 | 18 | 1012984.5142 | 8340 | 3800 | 341708
2023-03-22 | 19 | 0 | 850 | 660 | 503
2023-03-22 | 20 | 0 | 0 | 0 | 0
2023-03-22 | 21 | 0 | 0 | 0 | 0
2023-03-22 | 22 | 0 | 0 | 0 | 0
2023-03-22 | 23 | 0 | 0 | 0 | 0
2023-03-22 | 24 | 0 | 0 | 0 | 0
2023-03-23 | 1 | 0 | 0 | 0 | 0
2023-03-23 | 2 | 0 | 0 | 0 | 0
2023-03-23 | 3 | 0 | 0 | 0 | 0
2023-03-23 | 4 | 0 | 0 | 0 | 0
2023-03-23 | 5 | 0 | 0 | 0 | 0
2023-03-23 | 6 | 0 | 0 | 0 | 0
2023-03-23 | 7 | 0 | 0 | 0 | 0
2023-03-23 | 8 | 0 | 730 | 120 | 283
2023-03-23 | 9 | 0 | 1710 | 550 | 753
2023-03-23 | 10 | 0 | 2080 | 730 | 937
2023-03-23 | 11 | 0 | 2770 | 1490 | 1420
2023-03-23 | 12 | 37532.7617 | 4260 | 2600 | 14798
2023-03-23 | 13 | 645256.8173 | 6610 | 3840 | 218569
2023-03-23 | 14 | 1063555.2406 | 6640 | 1820 | 357338
2023-03-23 | 15 | 25666.276 | 4130 | 590 | 10129
2023-03-23 | 16 | 0 | 1540 | 2160 | 1233
2023-03-23 | 17 | 0 | 8470 | 1430 | 3300
2023-03-23 | 18 | 63377.4176 | 4210 | 370 | 22652
2023-03-23 | 19 | 0 | 670 | 310 | 327
2023-03-23 | 20 | 0 | 0 | 0 | 0
2023-03-23 | 21 | 0 | 0 | 0 | 0
2023-03-23 | 22 | 0 | 0 | 0 | 0
2023-03-23 | 23 | 0 | 0 | 0 | 0
2023-03-23 | 24 | 0 | 0 | 0 | 0
2023-03-24 | 1 | 0 | 0 | 0 | 0
2023-03-24 | 2 | 0 | 0 | 0 | 0
2023-03-24 | 3 | 0 | 0 | 0 | 0
2023-03-24 | 4 | 0 | 0 | 0 | 0
2023-03-24 | 5 | 0 | 0 | 0 | 0
2023-03-24 | 6 | 0 | 0 | 0 | 0
2023-03-24 | 7 | 0 | 0 | 0 | 0
2023-03-24 | 8 | 0 | 1180 | 620 | 600
2023-03-24 | 9 | 0 | 4380 | 1960 | 2113
2023-03-24 | 10 | 519488.7519 | 6780 | 2280 | 176183
2023-03-24 | 11 | 794987.9169 | 9940 | 4500 | 269809
2023-03-24 | 12 | 947237.2532 | 18390 | 6350 | 323992
2023-03-24 | 13 | 2463044.6434 | 30640 | 13300 | 835662
2023-03-24 | 14 | 2524961.4716 | 31090 | 15920 | 857324
2023-03-24 | 15 | 2516716.4803 | 29600 | 13450 | 853255
2023-03-24 | 16 | 1530766.1295 | 19170 | 11860 | 520599
2023-03-24 | 17 | 1125684.6189 | 16720 | 9640 | 384015
2023-03-24 | 18 | 1066050.4103 | 9820 | 4630 | 360167
2023-03-24 | 19 | 443793.267 | 1290 | 610 | 148564
2023-03-24 | 20 | 0 | 0 | 0 | 0
2023-03-24 | 21 | 0 | 0 | 0 | 0
2023-03-24 | 22 | 0 | 0 | 0 | 0
2023-03-24 | 23 | 0 | 0 | 0 | 0
2023-03-24 | 24 | 0 | 0 | 0 | 0
2023-03-25 | 1 | 0 | 0 | 0 | 0
2023-03-25 | 2 | 0 | 0 | 0 | 0
2023-03-25 | 3 | 0 | 0 | 0 | 0
2023-03-25 | 4 | 0 | 0 | 0 | 0
2023-03-25 | 5 | 0 | 0 | 0 | 0
2023-03-25 | 6 | 0 | 0 | 0 | 0
2023-03-25 | 7 | 0 | 80 | 0 | 27
2023-03-25 | 8 | 0 | 2100 | 600 | 900
2023-03-25 | 9 | 0 | 4870 | 1840 | 2237
2023-03-25 | 10 | 458415.8361 | 6580 | 3210 | 156069
2023-03-25 | 11 | 673233.0322 | 7460 | 3300 | 227998
2023-03-25 | 12 | 529780.6859 | 6000 | 2780 | 179520
2023-03-25 | 13 | 639115.8104 | 6060 | 2830 | 216002
2023-03-25 | 14 | 490548.104 | 5520 | 1720 | 165929
2023-03-25 | 15 | 0 | 1370 | 410 | 593
2023-03-25 | 16 | 0 | 520 | 130 | 217
2023-03-25 | 17 | 0 | 550 | 50 | 200
2023-03-25 | 18 | 0 | 200 | 0 | 67
2023-03-25 | 19 | 0 | 20 | 0 | 7
2023-03-25 | 20 | 0 | 0 | 0 | 0
2023-03-25 | 21 | 0 | 0 | 0 | 0
2023-03-25 | 22 | 0 | 0 | 0 | 0
2023-03-25 | 23 | 0 | 0 | 0 | 0
2023-03-25 | 24 | 0 | 0 | 0 | 0
2023-03-26 | 1 | 0 | 0 | 0 | 0
2023-03-26 | 2 | 0 | 0 | 0 | 0
2023-03-26 | 3 | 0 | 0 | 0 | 0
2023-03-26 | 4 | 0 | 0 | 0 | 0
2023-03-26 | 5 | 0 | 0 | 0 | 0
2023-03-26 | 6 | 0 | 0 | 0 | 0
2023-03-26 | 7 | 0 | 20 | 0 | 7
2023-03-26 | 8 | 0 | 1610 | 0 | 537
2023-03-26 | 9 | 452193.1112 | 6990 | 310 | 153164
2023-03-26 | 10 | 1443701.8633 | 17550 | 1780 | 487677
2023-03-26 | 11 | 1162982.2254 | 21990 | 3870 | 396281
2023-03-26 | 12 | 1280487.7758 | 15450 | 2710 | 432883
2023-03-26 | 13 | 732814.908 | 13090 | 2480 | 249462
2023-03-26 | 14 | 1267247.4384 | 23700 | 2830 | 431259
2023-03-26 | 15 | 1494310.6174 | 19340 | 2840 | 505497
2023-03-26 | 16 | 2294965.0288 | 16710 | 5840 | 772505
2023-03-26 | 17 | 1925756.6929 | 13200 | 8430 | 649129
2023-03-26 | 18 | 1168929.5769 | 10770 | 5330 | 395010
2023-03-26 | 19 | 373153.7163 | 1220 | 740 | 125038
2023-03-26 | 20 | 0 | 0 | 0 | 0
2023-03-26 | 21 | 0 | 0 | 0 | 0
2023-03-26 | 22 | 0 | 0 | 0 | 0
2023-03-26 | 23 | 0 | 0 | 0 | 0
2023-03-26 | 24 | 0 | 0 | 0 | 0
2023-03-27 | 1 | 0 | 0 | 0 | 0
2023-03-27 | 2 | 0 | 0 | 0 | 0
2023-03-27 | 3 | 0 | 0 | 0 | 0
2023-03-27 | 4 | 0 | 0 | 0 | 0
2023-03-27 | 5 | 0 | 0 | 0 | 0
2023-03-27 | 6 | 0 | 0 | 0 | 0
2023-03-27 | 7 | 0 | 60 | 0 | 20
2023-03-27 | 8 | 0 | 1580 | 370 | 650
2023-03-27 | 9 | 642465.9491 | 7220 | 1630 | 217105
2023-03-27 | 10 | 1413245.2011 | 17600 | 8420 | 479755
2023-03-27 | 11 | 2040506.1245 | 25240 | 12650 | 692799
2023-03-27 | 12 | 2448931.4556 | 27790 | 12060 | 829594
2023-03-27 | 13 | 2512814.5218 | 26910 | 11190 | 850305
2023-03-27 | 14 | 1666974.6637 | 25170 | 8880 | 567008
2023-03-27 | 15 | 1572975.9932 | 16300 | 4770 | 531349
2023-03-27 | 16 | 793070.1375 | 6530 | 5120 | 268240
2023-03-27 | 17 | 224477.0974 | 2330 | 2790 | 76532
2023-03-27 | 18 | 0 | 770 | 820 | 530
2023-03-27 | 19 | 0 | 100 | 140 | 80
2023-03-27 | 20 | 0 | 0 | 0 | 0
2023-03-27 | 21 | 0 | 0 | 0 | 0
2023-03-27 | 22 | 0 | 0 | 0 | 0
2023-03-27 | 23 | 0 | 0 | 0 | 0
2023-03-27 | 24 | 0 | 0 | 0 | 0
2023-03-28 | 1 | 0 | 0 | 0 | 0
2023-03-28 | 2 | 0 | 0 | 0 | 0
2023-03-28 | 3 | 0 | 0 | 0 | 0
2023-03-28 | 4 | 0 | 0 | 0 | 0
2023-03-28 | 5 | 0 | 0 | 0 | 0
2023-03-28 | 6 | 0 | 0 | 0 | 0
2023-03-28 | 7 | 0 | 0 | 0 | 0
2023-03-28 | 8 | 0 | 410 | 40 | 150
2023-03-28 | 9 | 0 | 1800 | 750 | 850
2023-03-28 | 10 | 0 | 4250 | 5100 | 3117
2023-03-28 | 11 | 91065.2801 | 4190 | 11380 | 35545
2023-03-28 | 12 | 529058.6352 | 4580 | 5230 | 179623
2023-03-28 | 13 | 1653741.9558 | 19860 | 4700 | 559434
2023-03-28 | 14 | 791565.7163 | 11350 | 5000 | 269305
2023-03-28 | 15 | 1850484.7288 | 7370 | 5610 | 621155
2023-03-28 | 16 | 1248224.2584 | 14210 | 8240 | 423558
2023-03-28 | 17 | 766988.337 | 8480 | 8980 | 261483
2023-03-28 | 18 | 458776.8018 | 4370 | 3820 | 155656
2023-03-28 | 19 | 394594.0137 | 1670 | 950 | 132405
2023-03-28 | 20 | 0 | 0 | 0 | 0
2023-03-28 | 21 | 0 | 0 | 0 | 0
2023-03-28 | 22 | 0 | 0 | 0 | 0
2023-03-28 | 23 | 0 | 0 | 0 | 0
2023-03-28 | 24 | 0 | 0 | 0 | 0
2023-03-29 | 1 | 0 | 0 | 0 | 0
2023-03-29 | 2 | 0 | 0 | 0 | 0
2023-03-29 | 3 | 0 | 0 | 0 | 0
2023-03-29 | 4 | 0 | 0 | 0 | 0
2023-03-29 | 5 | 0 | 0 | 0 | 0
2023-03-29 | 6 | 0 | 0 | 0 | 0
2023-03-29 | 7 | 0 | 90 | 20 | 37
2023-03-29 | 8 | 0 | 1690 | 680 | 790
2023-03-29 | 9 | 726385.8318 | 7600 | 1910 | 245299
2023-03-29 | 10 | 1476551.4135 | 18050 | 8680 | 501094
2023-03-29 | 11 | 2136185.8845 | 25300 | 12820 | 724769
2023-03-29 | 12 | 2476448.0591 | 27680 | 15070 | 839733
2023-03-29 | 13 | 2521498.2033 | 28040 | 16340 | 855293
2023-03-29 | 14 | 2516446.352 | 27200 | 16670 | 853439
2023-03-29 | 15 | 2501934.5284 | 26900 | 15760 | 848198
2023-03-29 | 16 | 2337334.8713 | 24360 | 11540 | 791078
2023-03-29 | 17 | 1776973.0091 | 18540 | 10050 | 601854
2023-03-29 | 18 | 1006935.8349 | 10590 | 3540 | 340355
2023-03-29 | 19 | 80093.123 | 1020 | 790 | 27301
2023-03-29 | 20 | 0 | 0 | 0 | 0
2023-03-29 | 21 | 0 | 0 | 0 | 0
2023-03-29 | 22 | 0 | 0 | 0 | 0
2023-03-29 | 23 | 0 | 0 | 0 | 0
2023-03-29 | 24 | 0 | 0 | 0 | 0
2023-03-30 | 1 | 0 | 0 | 0 | 0
2023-03-30 | 2 | 0 | 0 | 0 | 0
2023-03-30 | 3 | 0 | 0 | 0 | 0
2023-03-30 | 4 | 0 | 0 | 0 | 0
2023-03-30 | 5 | 0 | 0 | 0 | 0
2023-03-30 | 6 | 0 | 0 | 0 | 0
2023-03-30 | 7 | 0 | 70 | 0 | 23
2023-03-30 | 8 | 0 | 1600 | 330 | 643
2023-03-30 | 9 | 367426.8425 | 8460 | 1230 | 125706
2023-03-30 | 10 | 1692062.8548 | 19350 | 7240 | 572884
2023-03-30 | 11 | 2236417.7704 | 28290 | 14000 | 759569
2023-03-30 | 12 | 2528016.5672 | 33280 | 16250 | 859182
2023-03-30 | 13 | 2534961.462 | 35310 | 17270 | 862514
2023-03-30 | 14 | 2534961.462 | 35170 | 17770 | 862634
2023-03-30 | 15 | 2529644.9661 | 34420 | 16480 | 860182
2023-03-30 | 16 | 2427162.8857 | 30200 | 11370 | 822911
2023-03-30 | 17 | 1956465.4827 | 24000 | 10610 | 663692
2023-03-30 | 18 | 1228981.3757 | 13980 | 6040 | 416334
2023-03-30 | 19 | 428993.4635 | 1630 | 860 | 143828
2023-03-30 | 20 | 0 | 0 | 0 | 0
2023-03-30 | 21 | 0 | 0 | 0 | 0
2023-03-30 | 22 | 0 | 0 | 0 | 0
2023-03-30 | 23 | 0 | 0 | 0 | 0
2023-03-30 | 24 | 0 | 0 | 0 | 0
2023-03-31 | 1 | 0 | 0 | 0 | 0
2023-03-31 | 2 | 0 | 0 | 0 | 0
2023-03-31 | 3 | 0 | 0 | 0 | 0
2023-03-31 | 4 | 0 | 0 | 0 | 0
2023-03-31 | 5 | 0 | 0 | 0 | 0
2023-03-31 | 6 | 0 | 0 | 0 | 0
2023-03-31 | 7 | 0 | 130 | 70 | 67
2023-03-31 | 8 | 0 | 2620 | 1040 | 1220
2023-03-31 | 9 | 618457.2577 | 7990 | 2390 | 209612
2023-03-31 | 10 | 1471039.5336 | 17330 | 8620 | 498997
2023-03-31 | 11 | 2100101.4709 | 25240 | 11440 | 712260
2023-03-31 | 12 | 2445185.1845 | 27780 | 12080 | 828348
2023-03-31 | 13 | 2524134.8743 | 29040 | 11400 | 854858
2023-03-31 | 14 | 2506917.2382 | 27320 | 6360 | 846866
2023-03-31 | 15 | 1926051.7359 | 24810 | 3240 | 651367
2023-03-31 | 16 | 693322.7777 | 8820 | 1740 | 234628
2023-03-31 | 17 | 64999.0067 | 2290 | 550 | 22613
2023-03-31 | 18 | 0 | 670 | 230 | 300
2023-03-31 | 19 | 0 | 70 | 50 | 40
2023-03-31 | 20 | 0 | 0 | 0 | 0
2023-03-31 | 21 | 0 | 0 | 0 | 0
2023-03-31 | 22 | 0 | 0 | 0 | 0
2023-03-31 | 23 | 0 | 0 | 0 | 0
2023-03-31 | 24 | 0 | 0 | 0 | 0
| 109499 |  | 47282290 |  | 1373330839

## Losses
System Losses by Company
| Loss Percentages | Retail Sales (kWh) | Losses (kWh) | Weighted Losses
(4/1/22-3/31/23)
Eversource
Rate R | 7.75% | 3311528424.5 | 256643452.8988
Rate G | 7.75% | 1590829758 | 123289306.245
Rate GV | 6.31% | 1589119757 | 100273456.6667
Rate LG | 4.42% | 1143679981 | 50550655.1602
Rate OL/EOL | 7.72% | 23190214.2 | 1790284.5362
|  | 7658348134.7 | 532547155.5069 | 6.954%
Liberty Utilities
Rate G-1 Customers | 3.8% | 349387416 | 13276721.808
All Other Customers | 6.9% | 528416342 | 36460727.598
|  | 877803758 | 49737449.406 | 5.666%
Unitil
Residential D | 6.468% | 498953493 | 32272312
General G2 | 6.392% | 326958580 | 20899192
General G1 | 4.591% | 323067585 | 14832033
Outdoor Lighting OL | 6.468% | 6120268 | 395859
|  | 1155099926 | 68399396 | 5.922%
Total |  | 9691251818.7 | 650684000.9129 | 6.714%
Total Loss Factor | 1.0671
Loss Percentages based on recent line loss studies by utility
Retail Sales provide by utilities

## whlsecost_hourly_4002_202204
C | Hourly Wholesale Load Cost Report
C | Filename: whlsecost_hourly_4002_202204.csv
C | Report for: 04 2022
C | Report generated: 04/05/2023 12:37:40 EDT
H | Location ID | Local Date | Local Hour | OnOffPeak | RTLMP | Capacity | First Contingency | Second Contingency | Regulation | Forward Reserves | Real-Time Reserves | Inadvertent | Marginal Loss Rev Fund | Auction Rev Rights | Real-Time Demand Reduction Cost | Price Responsive Demand Cost | ISO Sched 2 | ISO Sched 3 | NEPOOL Exp | Total Cost | RTLO | Total Ancillary & NCPC
H | Number | Date | Number | String | Number | Number | Number | Number | Number | Number | Number | Number | Number | Number | Number | Number | Number | Number | Number | Number | Number
D | 4002 | 2022-04-01 | 1 | OFF | 42.9 | 6.41 | 0.24 | 0.04 | 0.07 | 0 | 0 | -0.01 | -0.04 | -0.2 | 0 |  | 0.4 | 0.35 | 0.23 | 50.39 | 971.1 | 0.35
D | 4002 | 2022-04-01 | 2 | OFF | 42.15 | 6.41 | 0.24 | 0.04 | 0.05 | 0 | 0 | 0.01 | -0.13 | -0.2 | 0 |  | 0.4 | 0.35 | 0.23 | 49.55 | 937.485 | 0.33
D | 4002 | 2022-04-01 | 3 | OFF | 41.34 | 6.41 | 0.24 | 0.04 | 0.13 | 0 | 0 | 0.01 | -0.15 | -0.2 | 0 |  | 0.4 | 0.35 | 0.23 | 48.8 | 919.85 | 0.41
D | 4002 | 2022-04-01 | 4 | OFF | 38.79 | 6.41 | 0.24 | 0.04 | 0.13 | 0 | 0 | 0 | -0.14 | -0.2 | 0 |  | 0.4 | 0.35 | 0.23 | 46.25 | 915.324 | 0.41
D | 4002 | 2022-04-01 | 5 | OFF | 41 | 6.41 | 0.24 | 0.04 | 0.08 | 0 | 0 | 0.01 | -0.12 | -0.2 | 0 |  | 0.4 | 0.35 | 0.23 | 48.44 | 947.726 | 0.36
D | 4002 | 2022-04-01 | 6 | OFF | 41.87 | 6.41 | 0.24 | 0.04 | 0.07 | 0 | 0 | 0.03 | -0.16 | -0.2 | 0 |  | 0.4 | 0.35 | 0.23 | 49.28 | 1035.287 | 0.35
D | 4002 | 2022-04-01 | 7 | OFF | 44.67 | 6.41 | 0.24 | 0.04 | 0.15 | 0 | 0.03 | -0.01 | -0.08 | -0.2 | 0 |  | 0.4 | 0.35 | 0.23 | 52.23 | 1177.495 | 0.46
D | 4002 | 2022-04-01 | 8 | ON | 72.54 | 6.41 | 0.24 | 0.04 | 0.15 | 0.3 | 0.3 | 0.06 | -0.26 | -0.2 | 0 |  | 0.4 | 0.35 | 0.23 | 80.56 | 1269.363 | 1.03
D | 4002 | 2022-04-01 | 9 | ON | 73.74 | 6.41 | 0.24 | 0.04 | 0.25 | 0.29 | 0.14 | -0.14 | -0.24 | -0.2 | 0 |  | 0.4 | 0.35 | 0.23 | 81.51 | 1314.785 | 0.96
D | 4002 | 2022-04-01 | 10 | ON | 66.17 | 6.41 | 0.24 | 0.04 | 0.38 | 0.3 | 0.66 | -0.05 | -0.14 | -0.2 | 0 |  | 0.4 | 0.35 | 0.23 | 74.79 | 1328.371 | 1.62
D | 4002 | 2022-04-01 | 11 | ON | 48.21 | 6.41 | 0.24 | 0.04 | 0.18 | 0.31 | 0.12 | -0.08 | -0.2 | -0.2 | 0 |  | 0.4 | 0.35 | 0.23 | 56.01 | 1306.662 | 0.89
D | 4002 | 2022-04-01 | 12 | ON | 65.79 | 6.41 | 0.24 | 0.04 | 0.11 | 0.3 | 0.31 | -0.06 | -0.09 | -0.2 | 0 |  | 0.4 | 0.35 | 0.23 | 73.83 | 1288.477 | 1
D | 4002 | 2022-04-01 | 13 | ON | 66.35 | 6.41 | 0.24 | 0.04 | 0.64 | 0.3 | 0.29 | 0.07 | -0.13 | -0.2 | 0 |  | 0.4 | 0.35 | 0.23 | 74.99 | 1289.022 | 1.51
D | 4002 | 2022-04-01 | 14 | ON | 51.35 | 6.41 | 0.24 | 0.04 | 0.26 | 0.31 | 0.23 | -0.02 | -0.15 | -0.2 | 0 |  | 0.4 | 0.35 | 0.23 | 59.45 | 1287.514 | 1.08
D | 4002 | 2022-04-01 | 15 | ON | 47.85 | 6.41 | 0.24 | 0.04 | 0.07 | 0.3 | 0.11 | 0.02 | -0.23 | -0.2 | 0 |  | 0.4 | 0.35 | 0.23 | 55.59 | 1266.983 | 0.76
D | 4002 | 2022-04-01 | 16 | ON | 43.88 | 6.41 | 0.24 | 0.04 | 0.05 | 0.29 | 0 | 0.13 | -0.21 | -0.2 | 0 |  | 0.4 | 0.35 | 0.23 | 51.61 | 1237.189 | 0.62
D | 4002 | 2022-04-01 | 17 | ON | 43.26 | 6.41 | 0.24 | 0.04 | 0.04 | 0.29 | 0 | -0.04 | -0.22 | -0.2 | 0 |  | 0.4 | 0.35 | 0.23 | 50.8 | 1224.894 | 0.61
D | 4002 | 2022-04-01 | 18 | ON | 47.75 | 6.41 | 0.24 | 0.04 | 0.07 | 0.28 | 0.05 | 0.16 | -0.23 | -0.2 | 0 |  | 0.4 | 0.35 | 0.23 | 55.55 | 1251.274 | 0.68
D | 4002 | 2022-04-01 | 19 | ON | 43.88 | 6.41 | 0.24 | 0.04 | 0.06 | 0.27 | 0 | 0.04 | -0.25 | -0.2 | 0 |  | 0.4 | 0.35 | 0.23 | 51.47 | 1277.599 | 0.61
D | 4002 | 2022-04-01 | 20 | ON | 45.92 | 6.41 | 0.24 | 0.04 | 0.06 | 0.27 | 0 | 0.01 | -0.39 | -0.2 | 0 |  | 0.4 | 0.35 | 0.23 | 53.34 | 1310.353 | 0.61
D | 4002 | 2022-04-01 | 21 | ON | 45.37 | 6.41 | 0.24 | 0.04 | 0.06 | 0.29 | 0 | 0.02 | -0.35 | -0.2 | 0 |  | 0.4 | 0.35 | 0.23 | 52.86 | 1286.303 | 0.63
D | 4002 | 2022-04-01 | 22 | ON | 42.44 | 6.41 | 0.24 | 0.04 | 0.08 | 0.3 | 0 | 0.03 | -0.32 | -0.2 | 0 |  | 0.4 | 0.35 | 0.23 | 50 | 1217.701 | 0.66
D | 4002 | 2022-04-01 | 23 | ON | 43.17 | 6.41 | 0.24 | 0.04 | 0.39 | 0.32 | 0 | -0.04 | -0.31 | -0.2 | 0 |  | 0.4 | 0.35 | 0.23 | 51 | 1132.903 | 0.99
D | 4002 | 2022-04-01 | 24 | OFF | 42.64 | 6.41 | 0.24 | 0.04 | 0.11 | 0 | 0 | 0.02 | -0.32 | -0.2 | 0 |  | 0.4 | 0.35 | 0.23 | 49.92 | 1051.287 | 0.39
D | 4002 | 2022-04-02 | 1 | OFF | 42.97 | 6.41 | 0.28 | 0.04 | 0 | 0 | 0 | -0.04 | -0.37 | -0.2 | 0 |  | 0.4 | 0.35 | 0.23 | 50.07 | 997.742 | 0.32
D | 4002 | 2022-04-02 | 2 | OFF | 42.75 | 6.41 | 0.28 | 0.04 | 0.05 | 0 | 0 | 0 | -0.44 | -0.2 | 0 |  | 0.4 | 0.35 | 0.23 | 49.87 | 969.748 | 0.37
D | 4002 | 2022-04-02 | 3 | OFF | 42.49 | 6.41 | 0.28 | 0.04 | 0.04 | 0 | 0 | 0.01 | -0.47 | -0.2 | 0 |  | 0.4 | 0.35 | 0.23 | 49.58 | 957.355 | 0.36
D | 4002 | 2022-04-02 | 4 | OFF | 41.57 | 6.41 | 0.28 | 0.04 | 0.05 | 0 | 0 | -0.02 | -0.44 | -0.2 | 0 |  | 0.4 | 0.35 | 0.23 | 48.67 | 956.871 | 0.37
D | 4002 | 2022-04-02 | 5 | OFF | 41.39 | 6.41 | 0.28 | 0.04 | 0.11 | 0 | 0 | 0.05 | -0.42 | -0.2 | 0 |  | 0.4 | 0.35 | 0.23 | 48.64 | 975.182 | 0.43
D | 4002 | 2022-04-02 | 6 | OFF | 41.83 | 6.41 | 0.28 | 0.04 | 0.08 | 0 | 0 | 0 | -0.42 | -0.2 | 0 |  | 0.4 | 0.35 | 0.23 | 49 | 1022.154 | 0.4
D | 4002 | 2022-04-02 | 7 | OFF | 43.01 | 6.41 | 0.28 | 0.04 | 0.16 | 0 | 0 | 0.02 | -0.57 | -0.2 | 0 |  | 0.4 | 0.35 | 0.23 | 50.13 | 1096.757 | 0.48
D | 4002 | 2022-04-02 | 8 | OFF | 42.89 | 6.41 | 0.28 | 0.04 | 0.15 | 0 | 0 | 0.05 | -0.64 | -0.2 | 0 |  | 0.4 | 0.35 | 0.23 | 49.96 | 1171.04 | 0.47
D | 4002 | 2022-04-02 | 9 | OFF | 35.56 | 6.41 | 0.28 | 0.04 | 0.31 | 0 | 0 | 0.03 | -0.51 | -0.2 | 0 |  | 0.4 | 0.35 | 0.23 | 42.9 | 1211.356 | 0.63
D | 4002 | 2022-04-02 | 10 | OFF | 9.89 | 6.41 | 0.28 | 0.04 | 0.27 | 0 | 0 | 0.04 | -0.04 | -0.2 | 0 |  | 0.4 | 0.35 | 0.23 | 17.67 | 1215.997 | 0.59
D | 4002 | 2022-04-02 | 11 | OFF | -3.75 | 6.41 | 0.28 | 0.04 | 0.63 | 0 | 0 | 0 | -0.33 | -0.2 | 0 |  | 0.4 | 0.35 | 0.23 | 4.06 | 1197.776 | 0.95
D | 4002 | 2022-04-02 | 12 | OFF | 31.5 | 6.41 | 0.28 | 0.04 | 0.15 | 0 | 0 | 0.01 | -0.46 | -0.2 | 0 |  | 0.4 | 0.35 | 0.23 | 38.71 | 1169.465 | 0.47
D | 4002 | 2022-04-02 | 13 | OFF | 6.18 | 6.41 | 0.28 | 0.04 | 0.39 | 0 | 0 | 0.03 | -0.31 | -0.2 | 0 |  | 0.4 | 0.35 | 0.23 | 13.8 | 1137.008 | 0.71
D | 4002 | 2022-04-02 | 14 | OFF | -13.01 | 6.41 | 0.28 | 0.04 | 0.19 | 0 | 0 | 0.02 | -0.3 | -0.2 | 0 |  | 0.4 | 0.35 | 0.23 | -5.59 | 1104.174 | 0.51
D | 4002 | 2022-04-02 | 15 | OFF | -7.86 | 6.41 | 0.28 | 0.04 | 0.34 | 0 | 0 | 0.02 | -0.31 | -0.2 | 0 |  | 0.4 | 0.35 | 0.23 | -0.3 | 1072.77 | 0.66
D | 4002 | 2022-04-02 | 16 | OFF | 6.49 | 6.41 | 0.28 | 0.04 | 0.28 | 0 | 0 | 0.01 | -0.34 | -0.2 | 0 |  | 0.4 | 0.35 | 0.23 | 13.95 | 1068.523 | 0.6
D | 4002 | 2022-04-02 | 17 | OFF | -49.33 | 6.41 | 0.28 | 0.04 | 0.01 | 0 | 0 | -0.04 | -0.15 | -0.2 | 0 |  | 0.4 | 0.35 | 0.23 | -42 | 1097.857 | 0.33
D | 4002 | 2022-04-02 | 18 | OFF | 29.42 | 6.41 | 0.28 | 0.04 | 0.07 | 0 | 0 | 0.03 | -0.09 | -0.2 | 0 |  | 0.4 | 0.35 | 0.23 | 36.94 | 1162.703 | 0.39
D | 4002 | 2022-04-02 | 19 | OFF | 42.2 | 6.41 | 0.28 | 0.04 | 0.05 | 0 | 0 | -0.05 | -0.5 | -0.2 | 0 |  | 0.4 | 0.35 | 0.23 | 49.21 | 1205.095 | 0.37
D | 4002 | 2022-04-02 | 20 | OFF | 39.57 | 6.41 | 0.28 | 0.04 | 0.05 | 0 | 0 | 0.02 | -0.75 | -0.2 | 0 |  | 0.4 | 0.35 | 0.23 | 46.4 | 1242.2 | 0.37
D | 4002 | 2022-04-02 | 21 | OFF | 39.95 | 6.41 | 0.28 | 0.04 | 0.09 | 0 | 0 | -0.02 | -0.69 | -0.2 | 0 |  | 0.4 | 0.35 | 0.23 | 46.84 | 1227.19 | 0.41
D | 4002 | 2022-04-02 | 22 | OFF | 42.62 | 6.41 | 0.28 | 0.04 | 0.16 | 0 | 0 | -0.04 | -0.61 | -0.2 | 0 |  | 0.4 | 0.35 | 0.23 | 49.64 | 1168.806 | 0.48
D | 4002 | 2022-04-02 | 23 | OFF | 41.99 | 6.41 | 0.28 | 0.04 | 0.18 | 0 | 0 | 0 | -0.46 | -0.2 | 0 |  | 0.4 | 0.35 | 0.23 | 49.22 | 1094.092 | 0.5
D | 4002 | 2022-04-02 | 24 | OFF | 38.72 | 6.41 | 0.28 | 0.04 | 0.16 | 0 | 0 | 0 | -0.38 | -0.2 | 0 |  | 0.4 | 0.35 | 0.23 | 46.01 | 1025.509 | 0.48
D | 4002 | 2022-04-03 | 1 | OFF | 38.86 | 6.41 | 0.47 | 0.06 | 0.02 | 0 | 0 | -0.03 | -0.2 | -0.2 | 0 |  | 0.4 | 0.35 | 0.23 | 46.37 | 979.761 | 0.55
D | 4002 | 2022-04-03 | 2 | OFF | 39.67 | 6.41 | 0.47 | 0.06 | 0.08 | 0 | 0 | -0.02 | -0.17 | -0.2 | 0 |  | 0.4 | 0.35 | 0.23 | 47.28 | 957.942 | 0.61
D | 4002 | 2022-04-03 | 3 | OFF | 40.78 | 6.41 | 0.47 | 0.06 | 0.1 | 0 | 0 | 0.04 | -0.14 | -0.2 | 0 |  | 0.4 | 0.35 | 0.23 | 48.5 | 948.108 | 0.63
D | 4002 | 2022-04-03 | 4 | OFF | 38.26 | 6.41 | 0.47 | 0.06 | 0.08 | 0 | 0 | -0.04 | -0.15 | -0.2 | 0 |  | 0.4 | 0.35 | 0.23 | 45.87 | 949.757 | 0.61
D | 4002 | 2022-04-03 | 5 | OFF | 39.08 | 6.41 | 0.47 | 0.06 | 0.02 | 0 | 0 | 0.01 | -0.14 | -0.2 | 0 |  | 0.4 | 0.35 | 0.23 | 46.69 | 965.175 | 0.55
D | 4002 | 2022-04-03 | 6 | OFF | 36.83 | 6.41 | 0.47 | 0.06 | 0 | 0 | 0 | 0.06 | -0.13 | -0.2 | 0 |  | 0.4 | 0.35 | 0.23 | 44.48 | 999.44 | 0.53
D | 4002 | 2022-04-03 | 7 | OFF | 36.87 | 6.41 | 0.47 | 0.06 | 0.1 | 0 | 0 | 0.01 | -0.14 | -0.2 | 0 |  | 0.4 | 0.35 | 0.23 | 44.56 | 1053.146 | 0.63
D | 4002 | 2022-04-03 | 8 | OFF | 35.88 | 6.41 | 0.47 | 0.06 | 0.11 | 0 | 0 | -0.01 | -0.22 | -0.2 | 0 |  | 0.4 | 0.35 | 0.23 | 43.48 | 1122.669 | 0.64
D | 4002 | 2022-04-03 | 9 | OFF | 36.77 | 6.41 | 0.47 | 0.06 | 0.06 | 0 | 0 | 0 | -0.27 | -0.2 | 0 |  | 0.4 | 0.35 | 0.23 | 44.28 | 1190.099 | 0.59
D | 4002 | 2022-04-03 | 10 | OFF | 35.54 | 6.41 | 0.47 | 0.06 | 0.06 | 0 | 0 | 0.01 | -0.3 | -0.2 | 0 |  | 0.4 | 0.35 | 0.23 | 43.03 | 1218.836 | 0.59
D | 4002 | 2022-04-03 | 11 | OFF | 39.54 | 6.41 | 0.47 | 0.06 | 0.08 | 0 | 0 | 0.02 | -0.26 | -0.2 | 0 |  | 0.4 | 0.35 | 0.23 | 47.1 | 1203.632 | 0.61
D | 4002 | 2022-04-03 | 12 | OFF | 39.02 | 6.41 | 0.47 | 0.06 | 0.08 | 0 | 0 | 0.03 | -0.26 | -0.2 | 0 |  | 0.4 | 0.35 | 0.23 | 46.59 | 1191.549 | 0.61
D | 4002 | 2022-04-03 | 13 | OFF | 38.29 | 6.41 | 0.47 | 0.06 | 0.08 | 0 | 0 | -0.07 | -0.26 | -0.2 | 0 |  | 0.4 | 0.35 | 0.23 | 45.76 | 1194.931 | 0.61
D | 4002 | 2022-04-03 | 14 | OFF | 43.52 | 6.41 | 0.47 | 0.06 | 0.06 | 0 | 0 | 0.04 | -0.25 | -0.2 | 0 |  | 0.4 | 0.35 | 0.23 | 51.09 | 1161.645 | 0.59
D | 4002 | 2022-04-03 | 15 | OFF | 48.02 | 6.41 | 0.47 | 0.06 | 0.07 | 0 | 0.05 | -0.07 | -0.2 | -0.2 | 0 |  | 0.4 | 0.35 | 0.23 | 55.59 | 1136.259 | 0.65
D | 4002 | 2022-04-03 | 16 | OFF | 57.7 | 6.41 | 0.47 | 0.06 | 0.15 | 0 | 0.73 | 0.01 | -0.22 | -0.2 | 0 |  | 0.4 | 0.35 | 0.23 | 66.09 | 1162.863 | 1.41
D | 4002 | 2022-04-03 | 17 | OFF | 60.28 | 6.41 | 0.47 | 0.06 | 0.15 | 0 | 0.13 | 0 | -0.18 | -0.2 | 0 |  | 0.4 | 0.35 | 0.23 | 68.1 | 1212.662 | 0.81
D | 4002 | 2022-04-03 | 18 | OFF | 76.3 | 6.41 | 0.47 | 0.06 | 0.11 | 0 | 0.01 | 0.11 | -0.41 | -0.2 | 0 |  | 0.4 | 0.35 | 0.23 | 83.84 | 1278.481 | 0.65
D | 4002 | 2022-04-03 | 19 | OFF | 89.82 | 6.41 | 0.47 | 0.06 | 0.68 | 0 | 0.45 | -0.04 | -0.34 | -0.2 | 0 |  | 0.4 | 0.35 | 0.23 | 98.29 | 1305.742 | 1.66
D | 4002 | 2022-04-03 | 20 | OFF | 77.17 | 6.41 | 0.47 | 0.06 | 0.24 | 0 | 0 | 0.05 | -0.31 | -0.2 | 0 |  | 0.4 | 0.35 | 0.23 | 84.87 | 1315.171 | 0.77
D | 4002 | 2022-04-03 | 21 | OFF | 76.58 | 6.41 | 0.47 | 0.06 | 0.36 | 0 | 0 | 0.05 | -0.35 | -0.2 | 0 |  | 0.4 | 0.35 | 0.23 | 84.36 | 1263.375 | 0.89
D | 4002 | 2022-04-03 | 22 | OFF | 73.15 | 6.41 | 0.47 | 0.06 | 0.35 | 0 | 0.9 | -0.01 | -0.32 | -0.2 | 0 |  | 0.4 | 0.35 | 0.23 | 81.79 | 1172.684 | 1.78
D | 4002 | 2022-04-03 | 23 | OFF | 81.66 | 6.41 | 0.47 | 0.06 | 0.67 | 0 | 0.41 | -0.07 | -0.07 | -0.2 | 0 |  | 0.4 | 0.35 | 0.23 | 90.32 | 1076.731 | 1.61
D | 4002 | 2022-04-03 | 24 | OFF | 46.45 | 6.41 | 0.47 | 0.06 | 0.16 | 0 | 0.04 | -0.03 | -0.2 | -0.2 | 0 |  | 0.4 | 0.35 | 0.23 | 54.14 | 1003.419 | 0.73
D | 4002 | 2022-04-04 | 1 | OFF | 45.97 | 6.41 | 0.34 | 0.06 | 0.01 | 0 | 0 | 0.07 | -0.15 | -0.2 | 0 |  | 0.4 | 0.35 | 0.23 | 53.49 | 964.7 | 0.41
D | 4002 | 2022-04-04 | 2 | OFF | 44.84 | 6.41 | 0.34 | 0.06 | 0.06 | 0 | 0 | 0 | -0.1 | -0.2 | 0 |  | 0.4 | 0.35 | 0.23 | 52.39 | 942.987 | 0.46
D | 4002 | 2022-04-04 | 3 | OFF | 43.83 | 6.41 | 0.34 | 0.06 | 0.13 | 0 | 0 | 0 | -0.08 | -0.2 | 0 |  | 0.4 | 0.35 | 0.23 | 51.47 | 937.247 | 0.53
D | 4002 | 2022-04-04 | 4 | OFF | 43.55 | 6.41 | 0.34 | 0.06 | 0.12 | 0 | 0 | 0.06 | -0.09 | -0.2 | 0 |  | 0.4 | 0.35 | 0.23 | 51.23 | 946.042 | 0.52
D | 4002 | 2022-04-04 | 5 | OFF | 44.4 | 6.41 | 0.34 | 0.06 | 0.13 | 0 | 0 | 0.01 | -0.11 | -0.2 | 0 |  | 0.4 | 0.35 | 0.23 | 52.02 | 990.489 | 0.53
D | 4002 | 2022-04-04 | 6 | OFF | 54.41 | 6.41 | 0.34 | 0.06 | 0.1 | 0 | 0.19 | 0.11 | -0.16 | -0.2 | 0 |  | 0.4 | 0.35 | 0.23 | 62.24 | 1090.819 | 0.69
D | 4002 | 2022-04-04 | 7 | OFF | 76.23 | 6.41 | 0.34 | 0.06 | 0.49 | 0 | 0.13 | 0.12 | -0.01 | -0.2 | 0 |  | 0.4 | 0.35 | 0.23 | 84.55 | 1247.127 | 1.02
D | 4002 | 2022-04-04 | 8 | ON | 68.31 | 6.41 | 0.34 | 0.06 | 1.56 | 0.31 | 0.07 | 0.02 | -0.49 | -0.2 | 0 |  | 0.4 | 0.35 | 0.23 | 77.37 | 1327.596 | 2.34
D | 4002 | 2022-04-04 | 9 | ON | 51.69 | 6.41 | 0.34 | 0.06 | 0.29 | 0.31 | 0 | 0.06 | -0.38 | -0.2 | 0 |  | 0.4 | 0.35 | 0.23 | 59.56 | 1322.757 | 1
D | 4002 | 2022-04-04 | 10 | ON | 43.88 | 6.41 | 0.34 | 0.06 | 0.15 | 0.33 | 0 | 0.09 | -0.21 | -0.2 | 0 |  | 0.4 | 0.35 | 0.23 | 51.83 | 1288.757 | 0.88
D | 4002 | 2022-04-04 | 11 | ON | 40.62 | 6.41 | 0.34 | 0.06 | 0.08 | 0.34 | 0 | -0.03 | -0.37 | -0.2 | 0 |  | 0.4 | 0.35 | 0.23 | 48.23 | 1265.111 | 0.82
D | 4002 | 2022-04-04 | 12 | ON | 40.09 | 6.41 | 0.34 | 0.06 | 0.06 | 0.35 | 0 | 0.09 | -0.33 | -0.2 | 0 |  | 0.4 | 0.35 | 0.23 | 47.85 | 1242.152 | 0.81
D | 4002 | 2022-04-04 | 13 | ON | 39.68 | 6.41 | 0.34 | 0.06 | 0.08 | 0.36 | 0 | 0 | -0.32 | -0.2 | 0 |  | 0.4 | 0.35 | 0.23 | 47.39 | 1214.544 | 0.84
D | 4002 | 2022-04-04 | 14 | ON | 33.23 | 6.41 | 0.34 | 0.06 | 0.09 | 0.37 | 0 | 0.04 | -0.32 | -0.2 | 0 |  | 0.4 | 0.35 | 0.23 | 41 | 1195.461 | 0.86
D | 4002 | 2022-04-04 | 15 | ON | 0.92 | 6.41 | 0.34 | 0.06 | 0.01 | 0.36 | 0 | 0.01 | -0.29 | -0.2 | 0 |  | 0.4 | 0.35 | 0.23 | 8.6 | 1171.23 | 0.77
D | 4002 | 2022-04-04 | 16 | ON | -30.22 | 6.41 | 0.34 | 0.06 | 0.29 | 0.37 | 0 | 0 | -0.19 | -0.2 | 0 |  | 0.4 | 0.35 | 0.23 | -22.16 | 1163.544 | 1.06
D | 4002 | 2022-04-04 | 17 | ON | 30.59 | 6.41 | 0.34 | 0.06 | 0.07 | 0.35 | 0 | -0.02 | -0.05 | -0.2 | 0 |  | 0.4 | 0.35 | 0.23 | 38.53 | 1196.625 | 0.82
D | 4002 | 2022-04-04 | 18 | ON | 42.38 | 6.41 | 0.34 | 0.06 | 0.07 | 0.33 | 0 | 0 | -0.37 | -0.2 | 0 |  | 0.4 | 0.35 | 0.23 | 50 | 1272.854 | 0.8
D | 4002 | 2022-04-04 | 19 | ON | 48.03 | 6.41 | 0.34 | 0.06 | 0.08 | 0.31 | 0 | -0.03 | -0.44 | -0.2 | 0 |  | 0.4 | 0.35 | 0.23 | 55.54 | 1319.618 | 0.79
D | 4002 | 2022-04-04 | 20 | ON | 49.51 | 6.41 | 0.34 | 0.06 | 0.11 | 0.3 | 0.01 | -0.01 | -0.54 | -0.2 | 0 |  | 0.4 | 0.35 | 0.23 | 56.97 | 1344.059 | 0.82
D | 4002 | 2022-04-04 | 21 | ON | 60.24 | 6.41 | 0.34 | 0.06 | 0.22 | 0.3 | 0 | 0.03 | -0.36 | -0.2 | 0 |  | 0.4 | 0.35 | 0.23 | 68.02 | 1307.612 | 0.92
D | 4002 | 2022-04-04 | 22 | ON | 52.48 | 6.41 | 0.34 | 0.06 | 0.31 | 0.32 | 0 | -0.04 | -0.32 | -0.2 | 0 |  | 0.4 | 0.35 | 0.23 | 60.34 | 1217.866 | 1.03
D | 4002 | 2022-04-04 | 23 | ON | 55.84 | 6.41 | 0.34 | 0.06 | 0.22 | 0.35 | 0.24 | -0.11 | -0.32 | -0.2 | 0 |  | 0.4 | 0.35 | 0.23 | 63.81 | 1110.653 | 1.21
D | 4002 | 2022-04-04 | 24 | OFF | 49.8 | 6.41 | 0.34 | 0.06 | 0.12 | 0 | 0 | 0.01 | -0.14 | -0.2 | 0 |  | 0.4 | 0.35 | 0.23 | 57.38 | 1029.359 | 0.52
D | 4002 | 2022-04-05 | 1 | OFF | 53.41 | 6.41 | 0.36 | 0.09 | 0.03 | 0 | 0.48 | -0.02 | -0.17 | -0.2 | 0 |  | 0.4 | 0.35 | 0.23 | 61.37 | 974.164 | 0.96
D | 4002 | 2022-04-05 | 2 | OFF | 43.85 | 6.41 | 0.36 | 0.09 | 0.05 | 0 | 0 | 0.01 | -0.23 | -0.2 | 0 |  | 0.4 | 0.35 | 0.23 | 51.32 | 950.385 | 0.5
D | 4002 | 2022-04-05 | 3 | OFF | 43.56 | 6.41 | 0.36 | 0.09 | 0.11 | 0 | 0 | 0.12 | -0.24 | -0.2 | 0 |  | 0.4 | 0.35 | 0.23 | 51.19 | 943.641 | 0.56
D | 4002 | 2022-04-05 | 4 | OFF | 44.74 | 6.41 | 0.36 | 0.09 | 0.1 | 0 | 0 | -0.05 | -0.21 | -0.2 | 0 |  | 0.4 | 0.35 | 0.23 | 52.22 | 953.395 | 0.55
D | 4002 | 2022-04-05 | 5 | OFF | 49.42 | 6.41 | 0.36 | 0.09 | 0.11 | 0 | 0 | 0.03 | -0.15 | -0.2 | 0 |  | 0.4 | 0.35 | 0.23 | 57.05 | 996.041 | 0.56
D | 4002 | 2022-04-05 | 6 | OFF | 58.55 | 6.41 | 0.36 | 0.09 | 0.15 | 0 | 0.41 | 0.16 | 0.04 | -0.2 | 0 |  | 0.4 | 0.35 | 0.23 | 66.95 | 1101.792 | 1.01
D | 4002 | 2022-04-05 | 7 | OFF | 85.9 | 6.41 | 0.36 | 0.09 | 0.4 | 0 | 0.16 | 0.13 | -0.18 | -0.2 | 0 |  | 0.4 | 0.35 | 0.23 | 94.05 | 1257.751 | 1.01
D | 4002 | 2022-04-05 | 8 | ON | 85.63 | 6.41 | 0.36 | 0.09 | 1.74 | 0.31 | 0.06 | 0.03 | -0.26 | -0.2 | 0 |  | 0.4 | 0.35 | 0.23 | 95.15 | 1324.775 | 2.56
D | 4002 | 2022-04-05 | 9 | ON | 69.99 | 6.41 | 0.36 | 0.09 | 0.22 | 0.32 | 0.05 | 0.05 | 0.04 | -0.2 | 0 |  | 0.4 | 0.35 | 0.23 | 78.31 | 1300.828 | 1.04
D | 4002 | 2022-04-05 | 10 | ON | 44.4 | 6.41 | 0.36 | 0.09 | 0.11 | 0.34 | 0 | 0 | -0.2 | -0.2 | 0 |  | 0.4 | 0.35 | 0.23 | 52.29 | 1259.371 | 0.9
D | 4002 | 2022-04-05 | 11 | ON | 36.51 | 6.41 | 0.36 | 0.09 | 0.12 | 0.35 | 0 | 0.07 | -0.31 | -0.2 | 0 |  | 0.4 | 0.35 | 0.23 | 44.38 | 1230.302 | 0.92
D | 4002 | 2022-04-05 | 12 | ON | 38.87 | 6.41 | 0.36 | 0.09 | 0.09 | 0.36 | 0 | 0 | -0.24 | -0.2 | 0 |  | 0.4 | 0.35 | 0.23 | 46.72 | 1214.262 | 0.9
D | 4002 | 2022-04-05 | 13 | ON | 42.72 | 6.41 | 0.36 | 0.09 | 0.07 | 0.36 | 0 | 0.02 | -0.23 | -0.2 | 0 |  | 0.4 | 0.35 | 0.23 | 50.58 | 1195.085 | 0.88
D | 4002 | 2022-04-05 | 14 | ON | 40.28 | 6.41 | 0.36 | 0.09 | 0.07 | 0.37 | 0 | 0.05 | -0.24 | -0.2 | 0 |  | 0.4 | 0.35 | 0.23 | 48.17 | 1179.383 | 0.89
D | 4002 | 2022-04-05 | 15 | ON | 37.38 | 6.41 | 0.36 | 0.09 | 0.12 | 0.37 | 0 | 0.08 | -0.29 | -0.2 | 0 |  | 0.4 | 0.35 | 0.23 | 45.3 | 1172.535 | 0.94
D | 4002 | 2022-04-05 | 16 | ON | 13.46 | 6.41 | 0.36 | 0.09 | 0.48 | 0.37 | 0 | 0 | -0.23 | -0.2 | 0 |  | 0.4 | 0.35 | 0.23 | 21.72 | 1188.533 | 1.3
D | 4002 | 2022-04-05 | 17 | ON | 40.04 | 6.41 | 0.36 | 0.09 | 0.08 | 0.35 | 0 | -0.01 | -0.31 | -0.2 | 0 |  | 0.4 | 0.35 | 0.23 | 47.79 | 1212.222 | 0.88
D | 4002 | 2022-04-05 | 18 | ON | 43.2 | 6.41 | 0.36 | 0.09 | 0.07 | 0.33 | 0 | 0.02 | -0.38 | -0.2 | 0 |  | 0.4 | 0.35 | 0.23 | 50.88 | 1256.062 | 0.85
D | 4002 | 2022-04-05 | 19 | ON | 63.99 | 6.41 | 0.36 | 0.09 | 0.13 | 0.32 | 0.21 | 0.01 | -0.35 | -0.2 | 0 |  | 0.4 | 0.35 | 0.23 | 71.95 | 1286.328 | 1.11
D | 4002 | 2022-04-05 | 20 | ON | 91.32 | 6.41 | 0.36 | 0.09 | 0.32 | 0.31 | 0.72 | 0.02 | -0.38 | -0.2 | 0 |  | 0.4 | 0.35 | 0.23 | 99.95 | 1311.748 | 1.8
D | 4002 | 2022-04-05 | 21 | ON | 82.87 | 6.41 | 0.36 | 0.09 | 0.35 | 0.31 | 0.46 | -0.1 | -0.36 | -0.2 | 0 |  | 0.4 | 0.35 | 0.23 | 91.17 | 1286.342 | 1.57
D | 4002 | 2022-04-05 | 22 | ON | 77.51 | 6.41 | 0.36 | 0.09 | 0.5 | 0.33 | 0.54 | -0.06 | -0.19 | -0.2 | 0 |  | 0.4 | 0.35 | 0.23 | 86.27 | 1196.99 | 1.82
D | 4002 | 2022-04-05 | 23 | ON | 63.97 | 6.41 | 0.36 | 0.09 | 0.67 | 0.36 | 0.22 | -0.06 | 0.06 | -0.2 | 0 |  | 0.4 | 0.35 | 0.23 | 72.86 | 1090.542 | 1.7
D | 4002 | 2022-04-05 | 24 | OFF | 59.73 | 6.41 | 0.36 | 0.09 | 0.41 | 0 | 0.52 | 0.03 | 0.03 | -0.2 | 0 |  | 0.4 | 0.35 | 0.23 | 68.36 | 1004.992 | 1.38
D | 4002 | 2022-04-06 | 1 | OFF | 44.19 | 6.41 | 0.35 | 0.05 | 0.09 | 0 | 0 | -0.02 | -0.13 | -0.2 | 0 |  | 0.4 | 0.35 | 0.23 | 51.72 | 955.551 | 0.49
D | 4002 | 2022-04-06 | 2 | OFF | 44.56 | 6.41 | 0.35 | 0.05 | 0.12 | 0 | 0 | 0.01 | -0.15 | -0.2 | 0 |  | 0.4 | 0.35 | 0.23 | 52.13 | 933.362 | 0.52
D | 4002 | 2022-04-06 | 3 | OFF | 45.47 | 6.41 | 0.35 | 0.05 | 0.09 | 0 | 0 | 0 | -0.15 | -0.2 | 0 |  | 0.4 | 0.35 | 0.23 | 53 | 923.006 | 0.49
D | 4002 | 2022-04-06 | 4 | OFF | 45.26 | 6.41 | 0.35 | 0.05 | 0.07 | 0 | 0 | 0.04 | -0.16 | -0.2 | 0 |  | 0.4 | 0.35 | 0.23 | 52.8 | 932.299 | 0.47
D | 4002 | 2022-04-06 | 5 | OFF | 47.71 | 6.41 | 0.35 | 0.05 | 0.08 | 0 | 0 | 0.07 | -0.13 | -0.2 | 0 |  | 0.4 | 0.35 | 0.23 | 55.32 | 974.605 | 0.48
D | 4002 | 2022-04-06 | 6 | OFF | 44.38 | 6.41 | 0.35 | 0.05 | 0.11 | 0 | 0 | 0.08 | -0.11 | -0.2 | 0 |  | 0.4 | 0.35 | 0.23 | 52.05 | 1071.242 | 0.51
D | 4002 | 2022-04-06 | 7 | OFF | 68.52 | 6.41 | 0.35 | 0.05 | 0.32 | 0 | 0.15 | 0.1 | -0.14 | -0.2 | 0 |  | 0.4 | 0.35 | 0.23 | 76.54 | 1221.384 | 0.87
D | 4002 | 2022-04-06 | 8 | ON | 68.84 | 6.41 | 0.35 | 0.05 | 0.31 | 0.31 | 0.03 | 0 | -0.34 | -0.2 | 0 |  | 0.4 | 0.35 | 0.23 | 76.74 | 1298.647 | 1.05
D | 4002 | 2022-04-06 | 9 | ON | 69.48 | 6.41 | 0.35 | 0.05 | 0.32 | 0.31 | 0.01 | 0.01 | -0.38 | -0.2 | 0 |  | 0.4 | 0.35 | 0.23 | 77.34 | 1297.035 | 1.04
D | 4002 | 2022-04-06 | 10 | ON | 60.69 | 6.41 | 0.35 | 0.05 | 0.24 | 0.31 | 0.04 | 0 | -0.41 | -0.2 | 0 |  | 0.4 | 0.35 | 0.23 | 68.46 | 1292.392 | 0.99
D | 4002 | 2022-04-06 | 11 | ON | 52.37 | 6.41 | 0.35 | 0.05 | 0.1 | 0.31 | 0 | -0.03 | -0.42 | -0.2 | 0 |  | 0.4 | 0.35 | 0.23 | 59.92 | 1298.429 | 0.81
D | 4002 | 2022-04-06 | 12 | ON | 52.37 | 6.41 | 0.35 | 0.05 | 0.07 | 0.31 | 0 | 0.06 | -0.49 | -0.2 | 0 |  | 0.4 | 0.35 | 0.23 | 59.91 | 1300.682 | 0.78
D | 4002 | 2022-04-06 | 13 | ON | 50.97 | 6.41 | 0.35 | 0.05 | 0.08 | 0.31 | 0 | 0.03 | -0.48 | -0.2 | 0 |  | 0.4 | 0.35 | 0.23 | 58.5 | 1281.744 | 0.79
D | 4002 | 2022-04-06 | 14 | ON | 50.74 | 6.41 | 0.35 | 0.05 | 0.07 | 0.31 | 0 | 0.01 | -0.42 | -0.2 | 0 |  | 0.4 | 0.35 | 0.23 | 58.3 | 1275.727 | 0.78
D | 4002 | 2022-04-06 | 15 | ON | 50.39 | 6.41 | 0.35 | 0.05 | 0.07 | 0.32 | 0 | 0.01 | -0.34 | -0.2 | 0 |  | 0.4 | 0.35 | 0.23 | 58.04 | 1262.743 | 0.79
D | 4002 | 2022-04-06 | 16 | ON | 49.67 | 6.41 | 0.35 | 0.05 | 0.07 | 0.31 | 0 | 0.01 | -0.35 | -0.2 | 0 |  | 0.4 | 0.35 | 0.23 | 57.3 | 1258.542 | 0.78
D | 4002 | 2022-04-06 | 17 | ON | 51.38 | 6.41 | 0.35 | 0.05 | 0.08 | 0.3 | 0 | 0.04 | -0.35 | -0.2 | 0 |  | 0.4 | 0.35 | 0.23 | 59.04 | 1271.825 | 0.78
D | 4002 | 2022-04-06 | 18 | ON | 66.76 | 6.41 | 0.35 | 0.05 | 0.14 | 0.29 | 0.04 | 0 | -0.34 | -0.2 | 0 |  | 0.4 | 0.35 | 0.23 | 74.48 | 1308.741 | 0.87
D | 4002 | 2022-04-06 | 19 | ON | 65.22 | 6.41 | 0.35 | 0.05 | 0.16 | 0.29 | 0.02 | 0.09 | -0.48 | -0.2 | 0 |  | 0.4 | 0.35 | 0.23 | 72.89 | 1325.151 | 0.87
D | 4002 | 2022-04-06 | 20 | ON | 81.75 | 6.41 | 0.35 | 0.05 | 0.18 | 0.29 | 0.46 | -0.07 | -0.47 | -0.2 | 0 |  | 0.4 | 0.35 | 0.23 | 89.73 | 1343.144 | 1.33
D | 4002 | 2022-04-06 | 21 | ON | 68.58 | 6.41 | 0.35 | 0.05 | 0.2 | 0.3 | 0.02 | 0.05 | -0.28 | -0.2 | 0 |  | 0.4 | 0.35 | 0.23 | 76.46 | 1295.245 | 0.92
D | 4002 | 2022-04-06 | 22 | ON | 59.03 | 6.41 | 0.35 | 0.05 | 0.39 | 0.32 | 0.09 | 0.04 | -0.17 | -0.2 | 0 |  | 0.4 | 0.35 | 0.23 | 67.29 | 1201.222 | 1.2
D | 4002 | 2022-04-06 | 23 | ON | 63.24 | 6.41 | 0.35 | 0.05 | 0.22 | 0.35 | 0.39 | -0.1 | -0.25 | -0.2 | 0 |  | 0.4 | 0.35 | 0.23 | 71.44 | 1096.161 | 1.36
D | 4002 | 2022-04-06 | 24 | OFF | 47.42 | 6.41 | 0.35 | 0.05 | 0.13 | 0 | 0 | -0.07 | -0.14 | -0.2 | 0 |  | 0.4 | 0.35 | 0.23 | 54.93 | 1015.683 | 0.53
D | 4002 | 2022-04-07 | 1 | OFF | 45.19 | 6.41 | 0.08 | 0.03 | 0.02 | 0 | 0 | 0.08 | -0.1 | -0.2 | 0 |  | 0.4 | 0.35 | 0.23 | 52.49 | 965.266 | 0.13
D | 4002 | 2022-04-07 | 2 | OFF | 48.02 | 6.41 | 0.08 | 0.03 | 0.08 | 0 | 0 | -0.01 | -0.14 | -0.2 | 0 |  | 0.4 | 0.35 | 0.23 | 55.25 | 938.343 | 0.19
D | 4002 | 2022-04-07 | 3 | OFF | 46.87 | 6.41 | 0.08 | 0.03 | 0.11 | 0 | 0 | 0.03 | -0.15 | -0.2 | 0 |  | 0.4 | 0.35 | 0.23 | 54.16 | 930.324 | 0.22
D | 4002 | 2022-04-07 | 4 | OFF | 46.6 | 6.41 | 0.08 | 0.03 | 0.1 | 0 | 0 | -0.01 | -0.13 | -0.2 | 0 |  | 0.4 | 0.35 | 0.23 | 53.86 | 938.383 | 0.21
D | 4002 | 2022-04-07 | 5 | OFF | 49.25 | 6.41 | 0.08 | 0.03 | 0.14 | 0 | 0 | 0.06 | -0.13 | -0.2 | 0 |  | 0.4 | 0.35 | 0.23 | 56.62 | 975.006 | 0.25
D | 4002 | 2022-04-07 | 6 | OFF | 50.13 | 6.41 | 0.08 | 0.03 | 0.25 | 0 | 0 | 0.2 | -0.18 | -0.2 | 0 |  | 0.4 | 0.35 | 0.23 | 57.7 | 1076.995 | 0.36
D | 4002 | 2022-04-07 | 7 | OFF | 54.96 | 6.41 | 0.08 | 0.03 | 0.19 | 0 | 0 | 0.02 | -0.28 | -0.2 | 0 |  | 0.4 | 0.35 | 0.23 | 62.19 | 1221.866 | 0.3
D | 4002 | 2022-04-07 | 8 | ON | 51.61 | 6.41 | 0.08 | 0.03 | 0.1 | 0.31 | 0 | 0.02 | -0.39 | -0.2 | 0 |  | 0.4 | 0.35 | 0.23 | 58.95 | 1305.624 | 0.52
D | 4002 | 2022-04-07 | 9 | ON | 52.88 | 6.41 | 0.08 | 0.03 | 0.12 | 0.29 | 0 | 0.02 | -0.37 | -0.2 | 0 |  | 0.4 | 0.35 | 0.23 | 60.24 | 1320.654 | 0.52
D | 4002 | 2022-04-07 | 10 | ON | 52.57 | 6.41 | 0.08 | 0.03 | 0.05 | 0.29 | 0 | -0.01 | -0.48 | -0.2 | 0 |  | 0.4 | 0.35 | 0.23 | 59.72 | 1336.888 | 0.45
D | 4002 | 2022-04-07 | 11 | ON | 55.67 | 6.41 | 0.08 | 0.03 | 0.07 | 0.29 | 0 | -0.04 | -0.53 | -0.2 | 0 |  | 0.4 | 0.35 | 0.23 | 62.76 | 1349.888 | 0.47
D | 4002 | 2022-04-07 | 12 | ON | 56.67 | 6.41 | 0.08 | 0.03 | 0.07 | 0.31 | 0 | -0.02 | -0.48 | -0.2 | 0 |  | 0.4 | 0.35 | 0.23 | 63.85 | 1353.968 | 0.49
D | 4002 | 2022-04-07 | 13 | ON | 55.55 | 6.41 | 0.08 | 0.03 | 0.07 | 0.31 | 0 | 0.02 | -0.49 | -0.2 | 0 |  | 0.4 | 0.35 | 0.23 | 62.76 | 1343.922 | 0.49
D | 4002 | 2022-04-07 | 14 | ON | 55.39 | 6.41 | 0.08 | 0.03 | 0.07 | 0.31 | 0 | 0.01 | -0.47 | -0.2 | 0 |  | 0.4 | 0.35 | 0.23 | 62.61 | 1319.12 | 0.49
D | 4002 | 2022-04-07 | 15 | ON | 57 | 6.41 | 0.08 | 0.03 | 0.08 | 0.31 | 0 | 0.03 | -0.46 | -0.2 | 0 |  | 0.4 | 0.35 | 0.23 | 64.26 | 1314.933 | 0.5
D | 4002 | 2022-04-07 | 16 | ON | 61.79 | 6.41 | 0.08 | 0.03 | 0.08 | 0.31 | 0 | -0.01 | -0.48 | -0.2 | 0 |  | 0.4 | 0.35 | 0.23 | 68.99 | 1306.832 | 0.5
D | 4002 | 2022-04-07 | 17 | ON | 65.01 | 6.41 | 0.08 | 0.03 | 0.16 | 0.3 | 0 | -0.03 | -0.48 | -0.2 | 0 |  | 0.4 | 0.35 | 0.23 | 72.26 | 1321.35 | 0.57
D | 4002 | 2022-04-07 | 18 | ON | 68.55 | 6.41 | 0.08 | 0.03 | 0.16 | 0.28 | 0 | 0.05 | -0.57 | -0.2 | 0 |  | 0.4 | 0.35 | 0.23 | 75.77 | 1374.975 | 0.55
D | 4002 | 2022-04-07 | 19 | ON | 69.88 | 6.41 | 0.08 | 0.03 | 0.22 | 0.28 | 0 | 0.03 | -0.59 | -0.2 | 0 |  | 0.4 | 0.35 | 0.23 | 77.12 | 1385.863 | 0.61
D | 4002 | 2022-04-07 | 20 | ON | 67.86 | 6.41 | 0.08 | 0.03 | 0.17 | 0.29 | 0 | 0.04 | -0.59 | -0.2 | 0 |  | 0.4 | 0.35 | 0.23 | 75.07 | 1387.442 | 0.57
D | 4002 | 2022-04-07 | 21 | ON | 70.65 | 6.41 | 0.08 | 0.03 | 0.18 | 0.3 | 0.02 | 0.03 | -0.48 | -0.2 | 0 |  | 0.4 | 0.35 | 0.23 | 78 | 1332.516 | 0.61
D | 4002 | 2022-04-07 | 22 | ON | 72.84 | 6.41 | 0.08 | 0.03 | 0.53 | 0.32 | 0.2 | 0.01 | -0.32 | -0.2 | 0 |  | 0.4 | 0.35 | 0.23 | 80.88 | 1241.164 | 1.16
D | 4002 | 2022-04-07 | 23 | ON | 69.54 | 6.41 | 0.08 | 0.03 | 0.48 | 0.35 | 0.11 | -0.1 | -0.07 | -0.2 | 0 |  | 0.4 | 0.35 | 0.23 | 77.61 | 1134.137 | 1.05
D | 4002 | 2022-04-07 | 24 | OFF | 52.22 | 6.41 | 0.08 | 0.03 | 0.11 | 0 | 0 | -0.05 | -0.18 | -0.2 | 0 |  | 0.4 | 0.35 | 0.23 | 59.4 | 1049.528 | 0.22
D | 4002 | 2022-04-08 | 1 | OFF | 51.25 | 6.41 | 0.12 | 0.06 | 0.01 | 0 | 0 | 0 | -0.16 | -0.2 | 0 |  | 0.4 | 0.35 | 0.23 | 58.47 | 996.545 | 0.19
D | 4002 | 2022-04-08 | 2 | OFF | 48.16 | 6.41 | 0.12 | 0.06 | 0 | 0 | 0 | -0.12 | -0.17 | -0.2 | 0 |  | 0.4 | 0.35 | 0.23 | 55.24 | 968.05 | 0.18
D | 4002 | 2022-04-08 | 3 | OFF | 44.69 | 6.41 | 0.12 | 0.06 | 0 | 0 | 0 | -0.02 | -0.16 | -0.2 | 0 |  | 0.4 | 0.35 | 0.23 | 51.88 | 953.963 | 0.18
D | 4002 | 2022-04-08 | 4 | OFF | 45.23 | 6.41 | 0.12 | 0.06 | 0.06 | 0 | 0 | 0.02 | -0.16 | -0.2 | 0 |  | 0.4 | 0.35 | 0.23 | 52.52 | 956.768 | 0.24
D | 4002 | 2022-04-08 | 5 | OFF | 51.97 | 6.41 | 0.12 | 0.06 | 0.08 | 0 | 0 | 0.02 | -0.16 | -0.2 | 0 |  | 0.4 | 0.35 | 0.23 | 59.28 | 989.778 | 0.26
D | 4002 | 2022-04-08 | 6 | OFF | 53.93 | 6.41 | 0.12 | 0.06 | 0.06 | 0 | 0 | 0.15 | -0.14 | -0.2 | 0 |  | 0.4 | 0.35 | 0.23 | 61.37 | 1072.345 | 0.24
D | 4002 | 2022-04-08 | 7 | OFF | 63.53 | 6.41 | 0.12 | 0.06 | 0.19 | 0 | 0.03 | 0.03 | -0.11 | -0.2 | 0 |  | 0.4 | 0.35 | 0.23 | 71.04 | 1223.24 | 0.4
D | 4002 | 2022-04-08 | 8 | ON | 77.8 | 6.41 | 0.12 | 0.06 | 0.23 | 0.21 | 0.01 | 0.01 | -0.35 | -0.2 | 0 |  | 0.4 | 0.35 | 0.23 | 85.28 | 1320.271 | 0.63
D | 4002 | 2022-04-08 | 9 | ON | 82.09 | 6.41 | 0.12 | 0.06 | 0.11 | 0.29 | 0.07 | -0.08 | -0.34 | -0.2 | 0 |  | 0.4 | 0.35 | 0.23 | 89.51 | 1353.647 | 0.65
D | 4002 | 2022-04-08 | 10 | ON | 61.63 | 6.41 | 0.12 | 0.06 | 0.15 | 0.3 | 0.01 | 0.02 | -0.35 | -0.2 | 0 |  | 0.4 | 0.35 | 0.23 | 69.13 | 1361.491 | 0.64
D | 4002 | 2022-04-08 | 11 | ON | 52.1 | 6.41 | 0.12 | 0.06 | 0.09 | 0.3 | 0 | 0.06 | -0.28 | -0.2 | 0 |  | 0.4 | 0.35 | 0.23 | 59.64 | 1356.412 | 0.57
D | 4002 | 2022-04-08 | 12 | ON | 47.22 | 6.41 | 0.12 | 0.06 | 0.08 | 0.31 | 0 | 0.04 | -0.27 | -0.2 | 0 |  | 0.4 | 0.35 | 0.23 | 54.75 | 1335.374 | 0.57
D | 4002 | 2022-04-08 | 13 | ON | 46.26 | 6.41 | 0.12 | 0.06 | 0.06 | 0.32 | 0 | 0.05 | -0.24 | -0.2 | 0 |  | 0.4 | 0.35 | 0.23 | 53.82 | 1302.349 | 0.56
D | 4002 | 2022-04-08 | 14 | ON | 46.01 | 6.41 | 0.12 | 0.06 | 0.06 | 0.33 | 0 | 0.06 | -0.23 | -0.2 | 0 |  | 0.4 | 0.35 | 0.23 | 53.6 | 1273.626 | 0.57
D | 4002 | 2022-04-08 | 15 | ON | 48.18 | 6.41 | 0.12 | 0.06 | 0.05 | 0.34 | 0 | -0.05 | -0.23 | -0.2 | 0 |  | 0.4 | 0.35 | 0.23 | 55.66 | 1237.99 | 0.57
D | 4002 | 2022-04-08 | 16 | ON | 49.67 | 6.41 | 0.12 | 0.06 | 0.05 | 0.25 | 0 | 0.07 | -0.26 | -0.2 | 0 |  | 0.4 | 0.35 | 0.23 | 57.15 | 1216.569 | 0.48
D | 4002 | 2022-04-08 | 17 | ON | 48.24 | 6.41 | 0.12 | 0.06 | 0.06 | 0.35 | 0 | 0.01 | -0.28 | -0.2 | 0 |  | 0.4 | 0.35 | 0.23 | 55.75 | 1212.648 | 0.59
D | 4002 | 2022-04-08 | 18 | ON | 50.52 | 6.41 | 0.12 | 0.06 | 0.58 | 0.34 | 0 | 0.03 | -0.3 | -0.2 | 0 |  | 0.4 | 0.35 | 0.23 | 58.54 | 1228.76 | 1.1
D | 4002 | 2022-04-08 | 19 | ON | 58.67 | 6.41 | 0.12 | 0.06 | 0.13 | 0.33 | 0 | 0.11 | -0.24 | -0.2 | 0 |  | 0.4 | 0.35 | 0.23 | 66.37 | 1241.305 | 0.64
D | 4002 | 2022-04-08 | 20 | ON | 72.71 | 6.41 | 0.12 | 0.06 | 0.01 | 0.32 | 0.11 | -0.09 | -0.15 | -0.2 | 0 |  | 0.4 | 0.35 | 0.23 | 80.28 | 1260.527 | 0.62
D | 4002 | 2022-04-08 | 21 | ON | 100.26 | 6.41 | 0.12 | 0.06 | 0 | 0.32 | 0.46 | 0.1 | 0.01 | -0.2 | 0 |  | 0.4 | 0.35 | 0.23 | 108.52 | 1244.592 | 0.96
D | 4002 | 2022-04-08 | 22 | ON | 82.06 | 6.41 | 0.12 | 0.06 | 0.29 | 0.34 | 0.57 | 0.06 | -0.17 | -0.2 | 0 |  | 0.4 | 0.35 | 0.23 | 90.52 | 1171.937 | 1.38
D | 4002 | 2022-04-08 | 23 | ON | 60.19 | 6.41 | 0.12 | 0.06 | 0.15 | 0.36 | 0.33 | 0.02 | -0.01 | -0.2 | 0 |  | 0.4 | 0.35 | 0.23 | 68.41 | 1086.089 | 1.02
D | 4002 | 2022-04-08 | 24 | OFF | 54.48 | 6.41 | 0.12 | 0.06 | 0.08 | 0 | 0 | 0.03 | -0.15 | -0.2 | 0 |  | 0.4 | 0.35 | 0.23 | 61.81 | 1009.204 | 0.26
D | 4002 | 2022-04-09 | 1 | OFF | 63.55 | 6.41 | 0.63 | 0.09 | 0.03 | 0 | 0.31 | 0.1 | -0.16 | -0.2 | 0 |  | 0.4 | 0.35 | 0.23 | 71.74 | 958.212 | 1.06
D | 4002 | 2022-04-09 | 2 | OFF | 58.43 | 6.41 | 0.63 | 0.09 | 0.08 | 0 | 0 | 0.23 | -0.18 | -0.2 | 0 |  | 0.4 | 0.35 | 0.23 | 66.47 | 930.069 | 0.8
D | 4002 | 2022-04-09 | 3 | OFF | 58.33 | 6.41 | 0.63 | 0.09 | 0.14 | 0 | 0 | 0.17 | -0.17 | -0.2 | 0 |  | 0.4 | 0.35 | 0.23 | 66.38 | 918.338 | 0.86
D | 4002 | 2022-04-09 | 4 | OFF | 54.23 | 6.41 | 0.63 | 0.09 | 0.11 | 0 | 0 | 0.2 | -0.15 | -0.2 | 0 |  | 0.4 | 0.35 | 0.23 | 62.3 | 917.227 | 0.83
D | 4002 | 2022-04-09 | 5 | OFF | 57.55 | 6.41 | 0.63 | 0.09 | 0.12 | 0 | 0 | 0.15 | -0.12 | -0.2 | 0 |  | 0.4 | 0.35 | 0.23 | 65.61 | 934.709 | 0.84
D | 4002 | 2022-04-09 | 6 | OFF | 59.67 | 6.41 | 0.63 | 0.09 | 0.02 | 0 | 0 | 0.17 | -0.1 | -0.2 | 0 |  | 0.4 | 0.35 | 0.23 | 67.67 | 975.877 | 0.74
D | 4002 | 2022-04-09 | 7 | OFF | 97.01 | 6.41 | 0.63 | 0.09 | 0.52 | 0 | 1.63 | 0.3 | 0.08 | -0.2 | 0 |  | 0.4 | 0.35 | 0.23 | 107.45 | 1036.898 | 2.87
D | 4002 | 2022-04-09 | 8 | OFF | 79.72 | 6.41 | 0.63 | 0.09 | 0.61 | 0 | 1.06 | 0 | -0.33 | -0.2 | 0 |  | 0.4 | 0.35 | 0.23 | 88.97 | 1114.753 | 2.39
D | 4002 | 2022-04-09 | 9 | OFF | 83.47 | 6.41 | 0.63 | 0.09 | 0.39 | 0 | 0 | -0.01 | -0.17 | -0.2 | 0 |  | 0.4 | 0.35 | 0.23 | 91.59 | 1187.354 | 1.11
D | 4002 | 2022-04-09 | 10 | OFF | 95.27 | 6.41 | 0.63 | 0.09 | 0.04 | 0 | 0 | -0.11 | -0.25 | -0.2 | 0 |  | 0.4 | 0.35 | 0.23 | 102.86 | 1235.353 | 0.76
D | 4002 | 2022-04-09 | 11 | OFF | 68.12 | 6.41 | 0.63 | 0.09 | 0 | 0 | 0.03 | 0.07 | -0.23 | -0.2 | 0 |  | 0.4 | 0.35 | 0.23 | 75.9 | 1248.28 | 0.75
D | 4002 | 2022-04-09 | 12 | OFF | 70.59 | 6.41 | 0.63 | 0.09 | 0.85 | 0 | 0.07 | 0.07 | -0.14 | -0.2 | 0 |  | 0.4 | 0.35 | 0.23 | 79.35 | 1248.867 | 1.64
D | 4002 | 2022-04-09 | 13 | OFF | 79.96 | 6.41 | 0.63 | 0.09 | 0.23 | 0 | 0.3 | -0.05 | -0.23 | -0.2 | 0 |  | 0.4 | 0.35 | 0.23 | 88.12 | 1226.896 | 1.25
D | 4002 | 2022-04-09 | 14 | OFF | 68.23 | 6.41 | 0.63 | 0.09 | 0.14 | 0 | 0.01 | -0.01 | -0.24 | -0.2 | 0 |  | 0.4 | 0.35 | 0.23 | 76.04 | 1222.204 | 0.87
D | 4002 | 2022-04-09 | 15 | OFF | 62.13 | 6.41 | 0.63 | 0.09 | 0.04 | 0 | 0.2 | 0.13 | -0.13 | -0.2 | 0 |  | 0.4 | 0.35 | 0.23 | 70.28 | 1236.096 | 0.96
D | 4002 | 2022-04-09 | 16 | OFF | 53.53 | 6.41 | 0.63 | 0.09 | 0.08 | 0 | 0.02 | -0.01 | -0.14 | -0.2 | 0 |  | 0.4 | 0.35 | 0.23 | 61.39 | 1227.542 | 0.82
D | 4002 | 2022-04-09 | 17 | OFF | 53.42 | 6.41 | 0.63 | 0.09 | 0.1 | 0 | 0.01 | 0 | -0.19 | -0.2 | 0 |  | 0.4 | 0.35 | 0.23 | 61.25 | 1228.744 | 0.83
D | 4002 | 2022-04-09 | 18 | OFF | 67.57 | 6.41 | 0.63 | 0.09 | 0.79 | 0 | 0.19 | 0.07 | -0.05 | -0.2 | 0 |  | 0.4 | 0.35 | 0.23 | 76.48 | 1230.523 | 1.7
D | 4002 | 2022-04-09 | 19 | OFF | 72.35 | 6.41 | 0.63 | 0.09 | 0.12 | 0 | 0 | -0.11 | -0.2 | -0.2 | 0 |  | 0.4 | 0.35 | 0.23 | 80.07 | 1229.152 | 0.84
D | 4002 | 2022-04-09 | 20 | OFF | 81.61 | 6.41 | 0.63 | 0.09 | 0.87 | 0 | 0.02 | 0.01 | -0.34 | -0.2 | 0 |  | 0.4 | 0.35 | 0.23 | 90.08 | 1240.535 | 1.61
D | 4002 | 2022-04-09 | 21 | OFF | 104.73 | 6.41 | 0.63 | 0.09 | 0.43 | 0 | 0.07 | -0.07 | -0.19 | -0.2 | 0 |  | 0.4 | 0.35 | 0.23 | 112.88 | 1224.181 | 1.22
D | 4002 | 2022-04-09 | 22 | OFF | 76.34 | 6.41 | 0.63 | 0.09 | 0.4 | 0 | 0.28 | -0.11 | -0.13 | -0.2 | 0 |  | 0.4 | 0.35 | 0.23 | 84.69 | 1160.933 | 1.4
D | 4002 | 2022-04-09 | 23 | OFF | 57.25 | 6.41 | 0.63 | 0.09 | 0.32 | 0 | 0.06 | -0.14 | -0.14 | -0.2 | 0 |  | 0.4 | 0.35 | 0.23 | 65.26 | 1085.623 | 1.1
D | 4002 | 2022-04-09 | 24 | OFF | 58.15 | 6.41 | 0.63 | 0.09 | 0.19 | 0 | 0.22 | -0.05 | -0.14 | -0.2 | 0 |  | 0.4 | 0.35 | 0.23 | 66.28 | 1016.297 | 1.13
D | 4002 | 2022-04-10 | 1 | OFF | 60.41 | 6.41 | 0.18 | 0.05 | 0.01 | 0 | 0.43 | -0.07 | -0.04 | -0.2 | 0 |  | 0.4 | 0.35 | 0.23 | 68.16 | 967.886 | 0.67
D | 4002 | 2022-04-10 | 2 | OFF | 54.59 | 6.41 | 0.18 | 0.05 | 0 | 0 | 0 | 0 | -0.15 | -0.2 | 0 |  | 0.4 | 0.35 | 0.23 | 61.86 | 940.735 | 0.23
D | 4002 | 2022-04-10 | 3 | OFF | 52.8 | 6.41 | 0.18 | 0.05 | 0 | 0 | 0 | 0.07 | -0.2 | -0.2 | 0 |  | 0.4 | 0.35 | 0.23 | 60.09 | 925.247 | 0.23
D | 4002 | 2022-04-10 | 4 | OFF | 54.51 | 6.41 | 0.18 | 0.05 | 0 | 0 | 0 | -0.06 | -0.2 | -0.2 | 0 |  | 0.4 | 0.35 | 0.23 | 61.67 | 920.298 | 0.23
D | 4002 | 2022-04-10 | 5 | OFF | 54.43 | 6.41 | 0.18 | 0.05 | 0 | 0 | 0 | -0.08 | -0.19 | -0.2 | 0 |  | 0.4 | 0.35 | 0.23 | 61.58 | 936.971 | 0.23
D | 4002 | 2022-04-10 | 6 | OFF | 52.86 | 6.41 | 0.18 | 0.05 | 0 | 0 | 0 | 0.07 | -0.18 | -0.2 | 0 |  | 0.4 | 0.35 | 0.23 | 60.17 | 970.98 | 0.23
D | 4002 | 2022-04-10 | 7 | OFF | 50.61 | 6.41 | 0.18 | 0.05 | 0.1 | 0 | 0 | 0.12 | -0.18 | -0.2 | 0 |  | 0.4 | 0.35 | 0.23 | 58.07 | 1021.802 | 0.33
D | 4002 | 2022-04-10 | 8 | OFF | 48.02 | 6.41 | 0.18 | 0.05 | 0.17 | 0 | 0 | 0.02 | -0.23 | -0.2 | 0 |  | 0.4 | 0.35 | 0.23 | 55.4 | 1076.782 | 0.4
D | 4002 | 2022-04-10 | 9 | OFF | 48.15 | 6.41 | 0.18 | 0.05 | 0.09 | 0 | 0 | 0.03 | -0.17 | -0.2 | 0 |  | 0.4 | 0.35 | 0.23 | 55.52 | 1120.309 | 0.32
D | 4002 | 2022-04-10 | 10 | OFF | 44.95 | 6.41 | 0.18 | 0.05 | 0.11 | 0 | 0 | 0.1 | -0.14 | -0.2 | 0 |  | 0.4 | 0.35 | 0.23 | 52.44 | 1146.424 | 0.34
D | 4002 | 2022-04-10 | 11 | OFF | 44.27 | 6.41 | 0.18 | 0.05 | 0.07 | 0 | 0 | -0.06 | -0.14 | -0.2 | 0 |  | 0.4 | 0.35 | 0.23 | 51.56 | 1163.23 | 0.3
D | 4002 | 2022-04-10 | 12 | OFF | 51.66 | 6.41 | 0.18 | 0.05 | 0.1 | 0 | 0 | -0.05 | -0.1 | -0.2 | 0 |  | 0.4 | 0.35 | 0.23 | 59.03 | 1161.485 | 0.33
D | 4002 | 2022-04-10 | 13 | OFF | 51.47 | 6.41 | 0.18 | 0.05 | 0.07 | 0 | 0 | 0.09 | -0.13 | -0.2 | 0 |  | 0.4 | 0.35 | 0.23 | 58.92 | 1155.369 | 0.3
D | 4002 | 2022-04-10 | 14 | OFF | 51.41 | 6.41 | 0.18 | 0.05 | 0.06 | 0 | 0 | 0 | -0.13 | -0.2 | 0 |  | 0.4 | 0.35 | 0.23 | 58.76 | 1140.184 | 0.29
D | 4002 | 2022-04-10 | 15 | OFF | 50.78 | 6.41 | 0.18 | 0.05 | 0.06 | 0 | 0 | -0.02 | -0.12 | -0.2 | 0 |  | 0.4 | 0.35 | 0.23 | 58.12 | 1136.438 | 0.29
D | 4002 | 2022-04-10 | 16 | OFF | 53.06 | 6.41 | 0.18 | 0.05 | 0.07 | 0 | 0 | 0.05 | -0.13 | -0.2 | 0 |  | 0.4 | 0.35 | 0.23 | 60.47 | 1150.126 | 0.3
D | 4002 | 2022-04-10 | 17 | OFF | 64.66 | 6.41 | 0.18 | 0.05 | 0.15 | 0 | 0.39 | 0.02 | -0.04 | -0.2 | 0 |  | 0.4 | 0.35 | 0.23 | 72.6 | 1180.129 | 0.77
D | 4002 | 2022-04-10 | 18 | OFF | 69.49 | 6.41 | 0.18 | 0.05 | 0.66 | 0 | 0.35 | -0.19 | -0.15 | -0.2 | 0 |  | 0.4 | 0.35 | 0.23 | 77.58 | 1226.857 | 1.24
D | 4002 | 2022-04-10 | 19 | OFF | 89.57 | 6.41 | 0.18 | 0.05 | 0.09 | 0 | 0.1 | 0.15 | -0.42 | -0.2 | 0 |  | 0.4 | 0.35 | 0.23 | 96.91 | 1255.438 | 0.42
D | 4002 | 2022-04-10 | 20 | OFF | 92.2 | 6.41 | 0.18 | 0.05 | 0.76 | 0 | 0.16 | -0.18 | -0.44 | -0.2 | 0 |  | 0.4 | 0.35 | 0.23 | 99.92 | 1286.313 | 1.15
D | 4002 | 2022-04-10 | 21 | OFF | 98.62 | 6.41 | 0.18 | 0.05 | 0 | 0 | 0.02 | 0.12 | -0.43 | -0.2 | 0 |  | 0.4 | 0.35 | 0.23 | 105.75 | 1257.314 | 0.25
D | 4002 | 2022-04-10 | 22 | OFF | 77.38 | 6.41 | 0.18 | 0.05 | 0.47 | 0 | 0.35 | -0.04 | -0.22 | -0.2 | 0 |  | 0.4 | 0.35 | 0.23 | 85.36 | 1174.157 | 1.05
D | 4002 | 2022-04-10 | 23 | OFF | 57.85 | 6.41 | 0.18 | 0.05 | 0.34 | 0 | 0.24 | -0.12 | -0.24 | -0.2 | 0 |  | 0.4 | 0.35 | 0.23 | 65.49 | 1075.37 | 0.81
D | 4002 | 2022-04-10 | 24 | OFF | 49 | 6.41 | 0.18 | 0.05 | 0.14 | 0 | 0 | -0.04 | -0.29 | -0.2 | 0 |  | 0.4 | 0.35 | 0.23 | 56.23 | 996.446 | 0.37
D | 4002 | 2022-04-11 | 1 | OFF | 49.01 | 6.41 | 0.2 | 0.07 | 0.08 | 0 | 0 | -0.05 | -0.3 | -0.2 | 0 |  | 0.4 | 0.35 | 0.23 | 56.2 | 950.774 | 0.35
D | 4002 | 2022-04-11 | 2 | OFF | 47.33 | 6.41 | 0.2 | 0.07 | 0.01 | 0 | 0 | -0.07 | -0.3 | -0.2 | 0 |  | 0.4 | 0.35 | 0.23 | 54.43 | 927.847 | 0.28
D | 4002 | 2022-04-11 | 3 | OFF | 47.22 | 6.41 | 0.2 | 0.07 | 0 | 0 | 0 | -0.05 | -0.29 | -0.2 | 0 |  | 0.4 | 0.35 | 0.23 | 54.34 | 924.308 | 0.27
D | 4002 | 2022-04-11 | 4 | OFF | 50.31 | 6.41 | 0.2 | 0.07 | 0 | 0 | 0 | 0.12 | -0.27 | -0.2 | 0 |  | 0.4 | 0.35 | 0.23 | 57.62 | 937.35 | 0.27
D | 4002 | 2022-04-11 | 5 | OFF | 50.87 | 6.41 | 0.2 | 0.07 | 0.05 | 0 | 0 | 0.06 | -0.27 | -0.2 | 0 |  | 0.4 | 0.35 | 0.23 | 58.17 | 983.711 | 0.32
D | 4002 | 2022-04-11 | 6 | OFF | 62.6 | 6.41 | 0.2 | 0.07 | 0.08 | 0 | 0.33 | 0 | -0.01 | -0.2 | 0 |  | 0.4 | 0.35 | 0.23 | 70.46 | 1089.907 | 0.68
D | 4002 | 2022-04-11 | 7 | OFF | 96.54 | 6.41 | 0.2 | 0.07 | 0.37 | 0 | 0.07 | 0.01 | -0.49 | -0.2 | 0 |  | 0.4 | 0.35 | 0.23 | 103.96 | 1239.197 | 0.71
D | 4002 | 2022-04-11 | 8 | ON | 88.55 | 6.41 | 0.2 | 0.07 | 0.37 | 0.31 | 0.01 | 0.1 | -0.37 | -0.2 | 0 |  | 0.4 | 0.35 | 0.23 | 96.43 | 1306.301 | 0.96
D | 4002 | 2022-04-11 | 9 | ON | 64.48 | 6.41 | 0.2 | 0.07 | 0.41 | 0.33 | 0.04 | 0.05 | -0.13 | -0.2 | 0 |  | 0.4 | 0.35 | 0.23 | 72.64 | 1295.005 | 1.05
D | 4002 | 2022-04-11 | 10 | ON | 48.78 | 6.41 | 0.2 | 0.07 | 0.24 | 0.35 | 0 | 0.07 | -0.24 | -0.2 | 0 |  | 0.4 | 0.35 | 0.23 | 56.66 | 1268.799 | 0.86
D | 4002 | 2022-04-11 | 11 | ON | 41.67 | 6.41 | 0.2 | 0.07 | 0.12 | 0.36 | 0 | 0.07 | -0.14 | -0.2 | 0 |  | 0.4 | 0.35 | 0.23 | 49.54 | 1249.437 | 0.75
D | 4002 | 2022-04-11 | 12 | ON | 40.94 | 6.41 | 0.2 | 0.07 | 0.1 | 0.37 | 0 | 0.08 | -0.23 | -0.2 | 0 |  | 0.4 | 0.35 | 0.23 | 48.72 | 1210.692 | 0.74
D | 4002 | 2022-04-11 | 13 | ON | 43.3 | 6.41 | 0.2 | 0.07 | 0.06 | 0.38 | 0 | 0.03 | -0.09 | -0.2 | 0 |  | 0.4 | 0.35 | 0.23 | 51.14 | 1192.486 | 0.71
D | 4002 | 2022-04-11 | 14 | ON | 44.19 | 6.41 | 0.2 | 0.07 | 0.05 | 0.38 | 0 | 0 | -0.02 | -0.2 | 0 |  | 0.4 | 0.35 | 0.23 | 52.06 | 1168.862 | 0.7
D | 4002 | 2022-04-11 | 15 | ON | 44.49 | 6.41 | 0.2 | 0.07 | 0.06 | 0.39 | 0 | -0.06 | -0.16 | -0.2 | 0 |  | 0.4 | 0.35 | 0.23 | 52.18 | 1146.996 | 0.72
D | 4002 | 2022-04-11 | 16 | ON | 46.77 | 6.41 | 0.2 | 0.07 | 0.06 | 0.38 | 0 | 0.02 | -0.18 | -0.2 | 0 |  | 0.4 | 0.35 | 0.23 | 54.51 | 1152.791 | 0.71
D | 4002 | 2022-04-11 | 17 | ON | 47.92 | 6.41 | 0.2 | 0.07 | 0.07 | 0.36 | 0 | -0.02 | -0.22 | -0.2 | 0 |  | 0.4 | 0.35 | 0.23 | 55.57 | 1180.529 | 0.7
D | 4002 | 2022-04-11 | 18 | ON | 57.03 | 6.41 | 0.2 | 0.07 | 0.16 | 0.34 | 0.04 | -0.06 | -0.05 | -0.2 | 0 |  | 0.4 | 0.35 | 0.23 | 64.92 | 1230.177 | 0.81
D | 4002 | 2022-04-11 | 19 | ON | 85.5 | 6.41 | 0.2 | 0.07 | 0.34 | 0.31 | 0.34 | 0.04 | -0.32 | -0.2 | 0 |  | 0.4 | 0.35 | 0.23 | 93.67 | 1265.033 | 1.26
D | 4002 | 2022-04-11 | 20 | ON | 100.7 | 6.41 | 0.2 | 0.07 | 1.03 | 0.31 | 0.17 | -0.07 | -0.34 | -0.2 | 0 |  | 0.4 | 0.35 | 0.23 | 109.26 | 1288.592 | 1.78
D | 4002 | 2022-04-11 | 21 | ON | 100.09 | 6.41 | 0.2 | 0.07 | 0 | 0.31 | 0.14 | -0.07 | -0.27 | -0.2 | 0 |  | 0.4 | 0.35 | 0.23 | 107.66 | 1268.076 | 0.72
D | 4002 | 2022-04-11 | 22 | ON | 84.44 | 6.41 | 0.2 | 0.07 | 0.51 | 0.33 | 0.12 | -0.02 | -0.13 | -0.2 | 0 |  | 0.4 | 0.35 | 0.23 | 92.71 | 1173.582 | 1.23
D | 4002 | 2022-04-11 | 23 | ON | 73.78 | 6.41 | 0.2 | 0.07 | 0.78 | 0.36 | 0.47 | -0.12 | 0.02 | -0.2 | 0 |  | 0.4 | 0.35 | 0.23 | 82.75 | 1064.54 | 1.88
D | 4002 | 2022-04-11 | 24 | OFF | 53.38 | 6.41 | 0.2 | 0.07 | 0.23 | 0 | 0 | -0.06 | -0.15 | -0.2 | 0 |  | 0.4 | 0.35 | 0.23 | 60.86 | 975.098 | 0.5
D | 4002 | 2022-04-12 | 1 | OFF | 49.1 | 6.41 | 0.25 | 0.08 | 0.01 | 0 | 0 | 0.03 | 0.02 | -0.2 | 0 |  | 0.4 | 0.35 | 0.23 | 56.68 | 922.977 | 0.34
D | 4002 | 2022-04-12 | 2 | OFF | 47.23 | 6.41 | 0.25 | 0.08 | 0 | 0 | 0 | -0.04 | -0.05 | -0.2 | 0 |  | 0.4 | 0.35 | 0.23 | 54.66 | 893.346 | 0.33
D | 4002 | 2022-04-12 | 3 | OFF | 48.27 | 6.41 | 0.25 | 0.08 | 0 | 0 | 0 | -0.03 | -0.05 | -0.2 | 0 |  | 0.4 | 0.35 | 0.23 | 55.71 | 880.124 | 0.33
D | 4002 | 2022-04-12 | 4 | OFF | 48.12 | 6.41 | 0.25 | 0.08 | 0 | 0 | 0 | 0.08 | -0.05 | -0.2 | 0 |  | 0.4 | 0.35 | 0.23 | 55.67 | 885.876 | 0.33
D | 4002 | 2022-04-12 | 5 | OFF | 48.34 | 6.41 | 0.25 | 0.08 | 0 | 0 | 0 | 0.03 | -0.07 | -0.2 | 0 |  | 0.4 | 0.35 | 0.23 | 55.82 | 925.549 | 0.33
D | 4002 | 2022-04-12 | 6 | OFF | 53.22 | 6.41 | 0.25 | 0.08 | 0.21 | 0 | 0 | 0.07 | -0.04 | -0.2 | 0 |  | 0.4 | 0.35 | 0.23 | 60.98 | 1019.205 | 0.54
D | 4002 | 2022-04-12 | 7 | OFF | 71.81 | 6.41 | 0.25 | 0.08 | 0.32 | 0 | 0.04 | -0.04 | 0 | -0.2 | 0 |  | 0.4 | 0.35 | 0.23 | 79.65 | 1170.584 | 0.69
D | 4002 | 2022-04-12 | 8 | ON | 100.49 | 6.41 | 0.25 | 0.08 | 0.72 | 0.31 | 0.2 | -0.18 | -0.18 | -0.2 | 0 |  | 0.4 | 0.35 | 0.23 | 108.88 | 1267.521 | 1.56
D | 4002 | 2022-04-12 | 9 | ON | 101.68 | 6.41 | 0.25 | 0.08 | 0.55 | 0.3 | 0.22 | -0.23 | -0.36 | -0.2 | 0 |  | 0.4 | 0.35 | 0.23 | 109.68 | 1311.268 | 1.4
D | 4002 | 2022-04-12 | 10 | ON | 99.5 | 6.41 | 0.25 | 0.08 | 0.26 | 0.31 | 0.18 | -0.12 | -0.24 | -0.2 | 0 |  | 0.4 | 0.35 | 0.23 | 107.41 | 1335.907 | 1.08
D | 4002 | 2022-04-12 | 11 | ON | 112.68 | 6.41 | 0.25 | 0.08 | 0.19 | 0.31 | 0.51 | -0.03 | -0.19 | -0.2 | 0 |  | 0.4 | 0.35 | 0.23 | 120.99 | 1332.406 | 1.34
D | 4002 | 2022-04-12 | 12 | ON | 105.88 | 6.41 | 0.25 | 0.08 | 0.87 | 0.32 | 0.17 | 0.15 | -0.06 | -0.2 | 0 |  | 0.4 | 0.35 | 0.23 | 114.85 | 1314.648 | 1.69
D | 4002 | 2022-04-12 | 13 | ON | 56.54 | 6.41 | 0.25 | 0.08 | 0.14 | 0.34 | 0.11 | 0.14 | 0 | -0.2 | 0 |  | 0.4 | 0.35 | 0.23 | 64.79 | 1261.188 | 0.92
D | 4002 | 2022-04-12 | 14 | ON | 48.05 | 6.41 | 0.25 | 0.08 | 0.11 | 0.36 | 0 | 0.1 | -0.11 | -0.2 | 0 |  | 0.4 | 0.35 | 0.23 | 56.03 | 1222.394 | 0.8
D | 4002 | 2022-04-12 | 15 | ON | 47.68 | 6.41 | 0.25 | 0.08 | 0.12 | 0.37 | 0 | -0.07 | -0.15 | -0.2 | 0 |  | 0.4 | 0.35 | 0.23 | 55.47 | 1200.934 | 0.82
D | 4002 | 2022-04-12 | 16 | ON | 47.79 | 6.41 | 0.25 | 0.08 | 0.12 | 0.37 | 0 | 0 | -0.13 | -0.2 | 0 |  | 0.4 | 0.35 | 0.23 | 55.67 | 1184.291 | 0.82
D | 4002 | 2022-04-12 | 17 | ON | 48.33 | 6.41 | 0.25 | 0.08 | 0.12 | 0.34 | 0 | 0.02 | -0.14 | -0.2 | 0 |  | 0.4 | 0.35 | 0.23 | 56.19 | 1200.569 | 0.79
D | 4002 | 2022-04-12 | 18 | ON | 65.38 | 6.41 | 0.25 | 0.08 | 0.56 | 0.32 | 0.29 | -0.11 | 0.24 | -0.2 | 0 |  | 0.4 | 0.35 | 0.23 | 74.2 | 1248.524 | 1.5
D | 4002 | 2022-04-12 | 19 | ON | 85.41 | 6.41 | 0.25 | 0.08 | 0.08 | 0.32 | 0.04 | 0.01 | -0.21 | -0.2 | 0 |  | 0.4 | 0.35 | 0.23 | 93.17 | 1278.823 | 0.77
D | 4002 | 2022-04-12 | 20 | ON | 94.79 | 6.41 | 0.25 | 0.08 | 0.14 | 0.31 | 0.06 | 0.08 | -0.37 | -0.2 | 0 |  | 0.4 | 0.35 | 0.23 | 102.53 | 1298.846 | 0.84
D | 4002 | 2022-04-12 | 21 | ON | 83.19 | 6.41 | 0.25 | 0.08 | 0.25 | 0.31 | 0.13 | 0 | -0.23 | -0.2 | 0 |  | 0.4 | 0.35 | 0.23 | 91.17 | 1271.528 | 1.02
D | 4002 | 2022-04-12 | 22 | ON | 74.46 | 6.41 | 0.25 | 0.08 | 0.31 | 0.33 | 0.3 | -0.05 | -0.16 | -0.2 | 0 |  | 0.4 | 0.35 | 0.23 | 82.71 | 1174.149 | 1.27
D | 4002 | 2022-04-12 | 23 | ON | 65.74 | 6.41 | 0.25 | 0.08 | 0.5 | 0.37 | 0.45 | -0.04 | 0.1 | -0.2 | 0 |  | 0.4 | 0.35 | 0.23 | 74.64 | 1062.803 | 1.65
D | 4002 | 2022-04-12 | 24 | OFF | 52.75 | 6.41 | 0.25 | 0.08 | 0.12 | 0 | 0 | 0 | -0.12 | -0.2 | 0 |  | 0.4 | 0.35 | 0.23 | 60.27 | 977.255 | 0.45
D | 4002 | 2022-04-13 | 1 | OFF | 52.08 | 6.41 | 0.15 | 0.02 | 0.18 | 0 | 0 | -0.06 | -0.18 | -0.2 | 0 |  | 0.4 | 0.35 | 0.23 | 59.38 | 929.063 | 0.35
D | 4002 | 2022-04-13 | 2 | OFF | 51.13 | 6.41 | 0.15 | 0.02 | 0.16 | 0 | 0 | -0.02 | -0.26 | -0.2 | 0 |  | 0.4 | 0.35 | 0.23 | 58.37 | 902.982 | 0.33
D | 4002 | 2022-04-13 | 3 | OFF | 50.77 | 6.41 | 0.15 | 0.02 | 0.1 | 0 | 0 | -0.03 | -0.2 | -0.2 | 0 |  | 0.4 | 0.35 | 0.23 | 58 | 892.211 | 0.27
D | 4002 | 2022-04-13 | 4 | OFF | 50.87 | 6.41 | 0.15 | 0.02 | 0.12 | 0 | 0 | 0 | -0.19 | -0.2 | 0 |  | 0.4 | 0.35 | 0.23 | 58.16 | 898.681 | 0.29
D | 4002 | 2022-04-13 | 5 | OFF | 51.21 | 6.41 | 0.15 | 0.02 | 0.09 | 0 | 0 | 0.01 | -0.12 | -0.2 | 0 |  | 0.4 | 0.35 | 0.23 | 58.55 | 937.398 | 0.26
D | 4002 | 2022-04-13 | 6 | OFF | 53.64 | 6.41 | 0.15 | 0.02 | 0.16 | 0 | 0 | 0.03 | -0.05 | -0.2 | 0 |  | 0.4 | 0.35 | 0.23 | 61.14 | 1035.357 | 0.33
D | 4002 | 2022-04-13 | 7 | OFF | 67.88 | 6.41 | 0.15 | 0.02 | 0.24 | 0 | 0.12 | 0.03 | 0.04 | -0.2 | 0 |  | 0.4 | 0.35 | 0.23 | 75.67 | 1183.679 | 0.53
D | 4002 | 2022-04-13 | 8 | ON | 66.93 | 6.41 | 0.15 | 0.02 | 0.28 | 0.33 | 0.07 | 0.08 | -0.23 | -0.2 | 0 |  | 0.4 | 0.35 | 0.23 | 74.82 | 1264.746 | 0.85
D | 4002 | 2022-04-13 | 9 | ON | 53.23 | 6.41 | 0.15 | 0.02 | 0.21 | 0.33 | 0 | 0.04 | -0.19 | -0.2 | 0 |  | 0.4 | 0.35 | 0.23 | 60.98 | 1276.885 | 0.71
D | 4002 | 2022-04-13 | 10 | ON | 47.74 | 6.41 | 0.15 | 0.02 | 0.1 | 0.34 | 0 | 0.07 | -0.13 | -0.2 | 0 |  | 0.4 | 0.35 | 0.23 | 55.48 | 1256.142 | 0.61
D | 4002 | 2022-04-13 | 11 | ON | 46.38 | 6.41 | 0.15 | 0.02 | 0.13 | 0.34 | 0 | -0.07 | -0.13 | -0.2 | 0 |  | 0.4 | 0.35 | 0.23 | 54.01 | 1240.665 | 0.64
D | 4002 | 2022-04-13 | 12 | ON | 46.96 | 6.41 | 0.15 | 0.02 | 0.13 | 0.35 | 0 | -0.02 | -0.12 | -0.2 | 0 |  | 0.4 | 0.35 | 0.23 | 54.66 | 1275.84 | 0.65
D | 4002 | 2022-04-13 | 13 | ON | 45.05 | 6.41 | 0.15 | 0.02 | 0.11 | 0.36 | 0 | 0.04 | -0.12 | -0.2 | 0 |  | 0.4 | 0.35 | 0.23 | 52.8 | 1296.109 | 0.64
D | 4002 | 2022-04-13 | 14 | ON | 48.05 | 6.41 | 0.15 | 0.02 | 0.06 | 0.35 | 0 | 0.02 | -0.12 | -0.2 | 0 |  | 0.4 | 0.35 | 0.23 | 55.72 | 1290.727 | 0.58
D | 4002 | 2022-04-13 | 15 | ON | 43.13 | 6.41 | 0.15 | 0.02 | 0.12 | 0.36 | 0 | 0.07 | -0.13 | -0.2 | 0 |  | 0.4 | 0.35 | 0.23 | 50.91 | 1269.133 | 0.65
D | 4002 | 2022-04-13 | 16 | ON | 46.11 | 6.41 | 0.15 | 0.02 | 0.13 | 0.36 | 0 | 0.02 | -0.13 | -0.2 | 0 |  | 0.4 | 0.35 | 0.23 | 53.85 | 1256.341 | 0.66
D | 4002 | 2022-04-13 | 17 | ON | 49.62 | 6.41 | 0.15 | 0.02 | 0.11 | 0.33 | 0 | 0.06 | -0.15 | -0.2 | 0 |  | 0.4 | 0.35 | 0.23 | 57.33 | 1260.044 | 0.61
D | 4002 | 2022-04-13 | 18 | ON | 60.49 | 6.41 | 0.15 | 0.02 | 0.12 | 0.32 | 0.01 | 0.1 | -0.05 | -0.2 | 0 |  | 0.4 | 0.35 | 0.23 | 68.35 | 1280.84 | 0.62
D | 4002 | 2022-04-13 | 19 | ON | 74.34 | 6.41 | 0.15 | 0.02 | 0.02 | 0.31 | 0.08 | 0.04 | -0.22 | -0.2 | 0 |  | 0.4 | 0.35 | 0.23 | 81.93 | 1287.476 | 0.58
D | 4002 | 2022-04-13 | 20 | ON | 83.34 | 6.41 | 0.15 | 0.02 | 0 | 0.3 | 0.25 | 0.03 | -0.19 | -0.2 | 0 |  | 0.4 | 0.35 | 0.23 | 91.09 | 1303.148 | 0.72
D | 4002 | 2022-04-13 | 21 | ON | 80.58 | 6.41 | 0.15 | 0.02 | 0 | 0.3 | 0.14 | -0.06 | -0.13 | -0.2 | 0 |  | 0.4 | 0.35 | 0.23 | 88.19 | 1280.193 | 0.61
D | 4002 | 2022-04-13 | 22 | ON | 63.13 | 6.41 | 0.15 | 0.02 | 0.33 | 0.32 | 0.1 | 0 | -0.07 | -0.2 | 0 |  | 0.4 | 0.35 | 0.23 | 71.17 | 1185.573 | 0.92
D | 4002 | 2022-04-13 | 23 | ON | 49.82 | 6.41 | 0.15 | 0.02 | 0.29 | 0.37 | 0 | 0.02 | -0.09 | -0.2 | 0 |  | 0.4 | 0.35 | 0.23 | 57.77 | 1076.346 | 0.83
D | 4002 | 2022-04-13 | 24 | OFF | 47.47 | 6.41 | 0.15 | 0.02 | 0.67 | 0 | 0 | -0.04 | -0.04 | -0.2 | 0 |  | 0.4 | 0.35 | 0.23 | 55.42 | 986.887 | 0.84
D | 4002 | 2022-04-14 | 1 | OFF | 48.5 | 6.41 | 0.09 | 0.01 | 0.06 | 0 | 0 | -0.03 | -0.01 | -0.2 | 0 |  | 0.4 | 0.35 | 0.23 | 55.81 | 932.95 | 0.16
D | 4002 | 2022-04-14 | 2 | OFF | 49.9 | 6.41 | 0.09 | 0.01 | 0 | 0 | 0 | 0.01 | -0.09 | -0.2 | 0 |  | 0.4 | 0.35 | 0.23 | 57.11 | 904.26 | 0.1
D | 4002 | 2022-04-14 | 3 | OFF | 49.3 | 6.41 | 0.09 | 0.01 | 0 | 0 | 0 | 0.04 | -0.07 | -0.2 | 0 |  | 0.4 | 0.35 | 0.23 | 56.56 | 888.871 | 0.1
D | 4002 | 2022-04-14 | 4 | OFF | 48.93 | 6.41 | 0.09 | 0.01 | 0 | 0 | 0 | 0.03 | -0.04 | -0.2 | 0 |  | 0.4 | 0.35 | 0.23 | 56.21 | 896.19 | 0.1
D | 4002 | 2022-04-14 | 5 | OFF | 48.32 | 6.41 | 0.09 | 0.01 | 0.16 | 0 | 0 | -0.02 | -0.03 | -0.2 | 0 |  | 0.4 | 0.35 | 0.23 | 55.72 | 924.958 | 0.26
D | 4002 | 2022-04-14 | 6 | OFF | 48.95 | 6.41 | 0.09 | 0.01 | 0.15 | 0 | 0 | 0.07 | -0.05 | -0.2 | 0 |  | 0.4 | 0.35 | 0.23 | 56.41 | 1020.754 | 0.25
D | 4002 | 2022-04-14 | 7 | OFF | 50.12 | 6.41 | 0.09 | 0.01 | 0.13 | 0 | 0 | 0.02 | -0.11 | -0.2 | 0 |  | 0.4 | 0.35 | 0.23 | 57.45 | 1167.174 | 0.23
D | 4002 | 2022-04-14 | 8 | ON | 56.64 | 6.41 | 0.09 | 0.01 | 0.1 | 0.34 | 0.03 | -0.03 | -0.19 | -0.2 | 0 |  | 0.4 | 0.35 | 0.23 | 64.18 | 1261.346 | 0.57
D | 4002 | 2022-04-14 | 9 | ON | 55.88 | 6.41 | 0.09 | 0.01 | 0.16 | 0.34 | 0.04 | -0.05 | -0.19 | -0.2 | 0 |  | 0.4 | 0.35 | 0.23 | 63.47 | 1302.193 | 0.64
D | 4002 | 2022-04-14 | 10 | ON | 52.8 | 6.41 | 0.09 | 0.01 | 0.19 | 0.34 | 0 | 0.02 | -0.21 | -0.2 | 0 |  | 0.4 | 0.35 | 0.23 | 60.43 | 1325.103 | 0.63
D | 4002 | 2022-04-14 | 11 | ON | 52.05 | 6.41 | 0.09 | 0.01 | 0.08 | 0.34 | 0 | 0.02 | -0.16 | -0.2 | 0 |  | 0.4 | 0.35 | 0.23 | 59.62 | 1338.576 | 0.52
D | 4002 | 2022-04-14 | 12 | ON | 50.45 | 6.41 | 0.09 | 0.01 | 0.73 | 0.34 | 0 | -0.02 | -0.15 | -0.2 | 0 |  | 0.4 | 0.35 | 0.23 | 58.64 | 1336.258 | 1.17
D | 4002 | 2022-04-14 | 13 | ON | 47.9 | 6.41 | 0.09 | 0.01 | 0.07 | 0.35 | 0 | 0.03 | -0.23 | -0.2 | 0 |  | 0.4 | 0.35 | 0.23 | 55.41 | 1323.105 | 0.52
D | 4002 | 2022-04-14 | 14 | ON | 46.03 | 6.41 | 0.09 | 0.01 | 0.11 | 0.35 | 0 | 0.04 | -0.21 | -0.2 | 0 |  | 0.4 | 0.35 | 0.23 | 53.61 | 1309.818 | 0.56
D | 4002 | 2022-04-14 | 15 | ON | 44.07 | 6.41 | 0.09 | 0.01 | 0.11 | 0.32 | 0 | -0.02 | -0.22 | -0.2 | 0 |  | 0.4 | 0.35 | 0.23 | 51.55 | 1288.565 | 0.53
D | 4002 | 2022-04-14 | 16 | ON | 46.74 | 6.41 | 0.09 | 0.01 | 0.13 | 0.35 | 0 | -0.03 | -0.21 | -0.2 | 0 |  | 0.4 | 0.35 | 0.23 | 54.27 | 1280.834 | 0.58
D | 4002 | 2022-04-14 | 17 | ON | 50.8 | 6.41 | 0.09 | 0.01 | 0.07 | 0.33 | 0 | -0.04 | -0.24 | -0.2 | 0 |  | 0.4 | 0.35 | 0.23 | 58.21 | 1297.579 | 0.5
D | 4002 | 2022-04-14 | 18 | ON | 54.74 | 6.41 | 0.09 | 0.01 | 0.62 | 0.32 | 0 | 0.01 | -0.25 | -0.2 | 0 |  | 0.4 | 0.35 | 0.23 | 62.73 | 1342.831 | 1.04
D | 4002 | 2022-04-14 | 19 | ON | 55.17 | 6.41 | 0.09 | 0.01 | 0.91 | 0.31 | 0 | 0.08 | -0.29 | -0.2 | 0 |  | 0.4 | 0.35 | 0.23 | 63.47 | 1362.19 | 1.32
D | 4002 | 2022-04-14 | 20 | ON | 54.19 | 6.41 | 0.09 | 0.01 | 0.01 | 0.31 | 0 | -0.05 | -0.32 | -0.2 | 0 |  | 0.4 | 0.35 | 0.23 | 61.43 | 1348.032 | 0.42
D | 4002 | 2022-04-14 | 21 | ON | 54.22 | 6.41 | 0.09 | 0.01 | 0 | 0.32 | 0 | -0.05 | -0.31 | -0.2 | 0 |  | 0.4 | 0.35 | 0.23 | 61.47 | 1296.036 | 0.42
D | 4002 | 2022-04-14 | 22 | ON | 51.2 | 6.41 | 0.09 | 0.01 | 0.09 | 0.34 | 0 | -0.01 | -0.21 | -0.2 | 0 |  | 0.4 | 0.35 | 0.23 | 58.7 | 1201.015 | 0.53
D | 4002 | 2022-04-14 | 23 | ON | 49.27 | 6.41 | 0.09 | 0.01 | 0.09 | 0.37 | 0 | -0.05 | -0.12 | -0.2 | 0 |  | 0.4 | 0.35 | 0.23 | 56.85 | 1095.052 | 0.56
D | 4002 | 2022-04-14 | 24 | OFF | 48.15 | 6.41 | 0.09 | 0.01 | 0.07 | 0 | 0 | -0.05 | -0.1 | -0.2 | 0 |  | 0.4 | 0.35 | 0.23 | 55.36 | 1007.063 | 0.17
D | 4002 | 2022-04-15 | 1 | OFF | 50.13 | 6.41 | 0.51 | 0.06 | 0.08 | 0 | 0 | -0.12 | -0.1 | -0.2 | 0 |  | 0.4 | 0.35 | 0.23 | 57.75 | 949.819 | 0.65
D | 4002 | 2022-04-15 | 2 | OFF | 49.76 | 6.41 | 0.51 | 0.06 | 0.13 | 0 | 0 | 0 | -0.17 | -0.2 | 0 |  | 0.4 | 0.35 | 0.23 | 57.48 | 920.227 | 0.7
D | 4002 | 2022-04-15 | 3 | OFF | 49.55 | 6.41 | 0.51 | 0.06 | 0.02 | 0 | 0 | 0.03 | -0.02 | -0.2 | 0 |  | 0.4 | 0.35 | 0.23 | 57.34 | 903.714 | 0.59
D | 4002 | 2022-04-15 | 4 | OFF | 48.38 | 6.41 | 0.51 | 0.06 | 0 | 0 | 0 | 0 | 0 | -0.2 | 0 |  | 0.4 | 0.35 | 0.23 | 56.14 | 906.315 | 0.57
D | 4002 | 2022-04-15 | 5 | OFF | 48.49 | 6.41 | 0.51 | 0.06 | 0 | 0 | 0 | 0.02 | -0.03 | -0.2 | 0 |  | 0.4 | 0.35 | 0.23 | 56.24 | 938.869 | 0.57
D | 4002 | 2022-04-15 | 6 | OFF | 55.29 | 6.41 | 0.51 | 0.06 | 0.12 | 0 | 0.16 | -0.02 | 0 | -0.2 | 0 |  | 0.4 | 0.35 | 0.23 | 63.31 | 1029.488 | 0.85
D | 4002 | 2022-04-15 | 7 | OFF | 73.53 | 6.41 | 0.51 | 0.06 | 0.37 | 0 | 0.15 | 0.11 | -0.12 | -0.2 | 0 |  | 0.4 | 0.35 | 0.23 | 81.8 | 1165.459 | 1.09
D | 4002 | 2022-04-15 | 8 | ON | 71.56 | 6.41 | 0.51 | 0.06 | 0.16 | 0.36 | 0 | 0.03 | -0.14 | -0.2 | 0 |  | 0.4 | 0.35 | 0.23 | 79.73 | 1236.502 | 1.09
D | 4002 | 2022-04-15 | 9 | ON | 53.18 | 6.41 | 0.51 | 0.06 | 0.8 | 0.36 | 0 | -0.02 | -0.16 | -0.2 | 0 |  | 0.4 | 0.35 | 0.23 | 61.92 | 1220.715 | 1.73
D | 4002 | 2022-04-15 | 10 | ON | 38.45 | 6.41 | 0.51 | 0.06 | 0.37 | 0.38 | 0 | -0.01 | -0.01 | -0.2 | 0 |  | 0.4 | 0.35 | 0.23 | 46.94 | 1196.122 | 1.32
D | 4002 | 2022-04-15 | 11 | ON | 40.8 | 6.41 | 0.51 | 0.06 | 0.13 | 0.39 | 0 | -0.03 | -0.19 | -0.2 | 0 |  | 0.4 | 0.35 | 0.23 | 48.86 | 1179.039 | 1.09
D | 4002 | 2022-04-15 | 12 | ON | 44.38 | 6.41 | 0.51 | 0.06 | 0.1 | 0.4 | 0 | 0.02 | -0.05 | -0.2 | 0 |  | 0.4 | 0.35 | 0.23 | 52.61 | 1164.152 | 1.07
D | 4002 | 2022-04-15 | 13 | ON | 43.78 | 6.41 | 0.51 | 0.06 | 0.02 | 0.4 | 0 | -0.07 | -0.15 | -0.2 | 0 |  | 0.4 | 0.35 | 0.23 | 51.74 | 1134.319 | 0.99
D | 4002 | 2022-04-15 | 14 | ON | 44.59 | 6.41 | 0.51 | 0.06 | 0.06 | 0.4 | 0 | 0.01 | -0.19 | -0.2 | 0 |  | 0.4 | 0.35 | 0.23 | 52.63 | 1123.798 | 1.03
D | 4002 | 2022-04-15 | 15 | ON | 41.17 | 6.41 | 0.51 | 0.06 | 0.15 | 0.41 | 0 | -0.06 | -0.18 | -0.2 | 0 |  | 0.4 | 0.35 | 0.23 | 49.25 | 1100.235 | 1.13
D | 4002 | 2022-04-15 | 16 | ON | 43.52 | 6.41 | 0.51 | 0.06 | 0.07 | 0.4 | 0 | 0.02 | -0.22 | -0.2 | 0 |  | 0.4 | 0.35 | 0.23 | 51.55 | 1097.621 | 1.04
D | 4002 | 2022-04-15 | 17 | ON | 47.65 | 6.41 | 0.51 | 0.06 | 0.04 | 0.38 | 0 | -0.01 | -0.21 | -0.2 | 0 |  | 0.4 | 0.35 | 0.23 | 55.61 | 1124.373 | 0.99
D | 4002 | 2022-04-15 | 18 | ON | 57.86 | 6.41 | 0.51 | 0.06 | 0 | 0.36 | 0.13 | -0.07 | -0.1 | -0.2 | 0 |  | 0.4 | 0.35 | 0.23 | 65.94 | 1171.378 | 1.06
D | 4002 | 2022-04-15 | 19 | ON | 75.19 | 6.41 | 0.51 | 0.06 | 0.86 | 0.35 | 0.27 | -0.06 | -0.13 | -0.2 | 0 |  | 0.4 | 0.35 | 0.23 | 84.24 | 1189.625 | 2.05
D | 4002 | 2022-04-15 | 20 | ON | 79.73 | 6.41 | 0.51 | 0.06 | 0.17 | 0.34 | 0.15 | 0.06 | -0.32 | -0.2 | 0 |  | 0.4 | 0.35 | 0.23 | 87.89 | 1204.43 | 1.23
D | 4002 | 2022-04-15 | 21 | ON | 77.24 | 6.41 | 0.51 | 0.06 | 0 | 0.34 | 0 | 0.01 | -0.3 | -0.2 | 0 |  | 0.4 | 0.35 | 0.23 | 85.05 | 1198.091 | 0.91
D | 4002 | 2022-04-15 | 22 | ON | 66.03 | 6.41 | 0.51 | 0.06 | 0.19 | 0.36 | 0.18 | 0.03 | -0.13 | -0.2 | 0 |  | 0.4 | 0.35 | 0.23 | 74.42 | 1131.158 | 1.3
D | 4002 | 2022-04-15 | 23 | ON | 54.14 | 6.41 | 0.51 | 0.06 | 0.15 | 0.38 | 0 | 0.03 | -0.28 | -0.2 | 0 |  | 0.4 | 0.35 | 0.23 | 62.18 | 1041.594 | 1.1
D | 4002 | 2022-04-15 | 24 | OFF | 51.92 | 6.41 | 0.51 | 0.06 | 0.12 | 0 | 0 | -0.02 | -0.21 | -0.2 | 0 |  | 0.4 | 0.35 | 0.23 | 59.57 | 956.782 | 0.69
D | 4002 | 2022-04-16 | 1 | OFF | 54.72 | 6.41 | 1.72 | 0.06 | 0.07 | 0 | 0.07 | -0.02 | -0.19 | -0.2 | 0 |  | 0.4 | 0.35 | 0.23 | 63.62 | 897.465 | 1.92
D | 4002 | 2022-04-16 | 2 | OFF | 78.99 | 6.41 | 1.72 | 0.06 | 1.11 | 0 | 0 | -0.01 | 0.25 | -0.2 | 0 |  | 0.4 | 0.35 | 0.23 | 89.31 | 863.455 | 2.89
D | 4002 | 2022-04-16 | 3 | OFF | 56.64 | 6.41 | 1.72 | 0.06 | 0.26 | 0 | 0 | 0.04 | -0.11 | -0.2 | 0 |  | 0.4 | 0.35 | 0.23 | 65.8 | 846.285 | 2.04
D | 4002 | 2022-04-16 | 4 | OFF | 50.73 | 6.41 | 1.72 | 0.06 | 0.13 | 0 | 0 | 0.04 | 0.07 | -0.2 | 0 |  | 0.4 | 0.35 | 0.23 | 59.94 | 843.11 | 1.91
D | 4002 | 2022-04-16 | 5 | OFF | 51.95 | 6.41 | 1.72 | 0.06 | 0.06 | 0 | 0 | 0.07 | -0.15 | -0.2 | 0 |  | 0.4 | 0.35 | 0.23 | 60.9 | 853.944 | 1.84
D | 4002 | 2022-04-16 | 6 | OFF | 44.36 | 6.41 | 1.72 | 0.06 | 0.15 | 0 | 0 | 0.03 | -0.22 | -0.2 | 0 |  | 0.4 | 0.35 | 0.23 | 53.29 | 889.015 | 1.93
D | 4002 | 2022-04-16 | 7 | OFF | 49.85 | 6.41 | 1.72 | 0.06 | 0.51 | 0 | 0 | 0.01 | -0.23 | -0.2 | 0 |  | 0.4 | 0.35 | 0.23 | 59.11 | 948.889 | 2.29
D | 4002 | 2022-04-16 | 8 | OFF | 51.62 | 6.41 | 1.72 | 0.06 | 0.34 | 0 | 0 | -0.04 | -0.22 | -0.2 | 0 |  | 0.4 | 0.35 | 0.23 | 60.67 | 1026.477 | 2.12
D | 4002 | 2022-04-16 | 9 | OFF | 53.94 | 6.41 | 1.72 | 0.06 | 0.18 | 0 | 0 | -0.01 | -0.18 | -0.2 | 0 |  | 0.4 | 0.35 | 0.23 | 62.9 | 1102.196 | 1.96
D | 4002 | 2022-04-16 | 10 | OFF | 54.04 | 6.41 | 1.72 | 0.06 | 0.04 | 0 | 0 | -0.02 | -0.23 | -0.2 | 0 |  | 0.4 | 0.35 | 0.23 | 62.8 | 1142.13 | 1.82
D | 4002 | 2022-04-16 | 11 | OFF | 55.72 | 6.41 | 1.72 | 0.06 | 0.52 | 0 | 0 | 0.01 | -0.22 | -0.2 | 0 |  | 0.4 | 0.35 | 0.23 | 65 | 1167.961 | 2.3
D | 4002 | 2022-04-16 | 12 | OFF | 51.32 | 6.41 | 1.72 | 0.06 | 0.2 | 0 | 0 | -0.01 | -0.23 | -0.2 | 0 |  | 0.4 | 0.35 | 0.23 | 60.25 | 1176.003 | 1.98
D | 4002 | 2022-04-16 | 13 | OFF | 46.46 | 6.41 | 1.72 | 0.06 | 0.19 | 0 | 0 | 0.07 | -0.19 | -0.2 | 0 |  | 0.4 | 0.35 | 0.23 | 55.5 | 1175.883 | 1.97
D | 4002 | 2022-04-16 | 14 | OFF | 43.25 | 6.41 | 1.72 | 0.06 | 0.26 | 0 | 0 | -0.03 | -0.21 | -0.2 | 0 |  | 0.4 | 0.35 | 0.23 | 52.24 | 1158.153 | 2.04
D | 4002 | 2022-04-16 | 15 | OFF | 47.26 | 6.41 | 1.72 | 0.06 | 0.07 | 0 | 0 | 0.01 | -0.2 | -0.2 | 0 |  | 0.4 | 0.35 | 0.23 | 56.11 | 1119.954 | 1.85
D | 4002 | 2022-04-16 | 16 | OFF | 51.92 | 6.41 | 1.72 | 0.06 | 0.07 | 0 | 0 | -0.02 | -0.15 | -0.2 | 0 |  | 0.4 | 0.35 | 0.23 | 60.79 | 1141.426 | 1.85
D | 4002 | 2022-04-16 | 17 | OFF | 60.81 | 6.41 | 1.72 | 0.06 | 0.06 | 0 | 0.02 | 0.06 | -0.01 | -0.2 | 0 |  | 0.4 | 0.35 | 0.23 | 69.91 | 1179.855 | 1.86
D | 4002 | 2022-04-16 | 18 | OFF | 82.61 | 6.41 | 1.72 | 0.06 | 0.02 | 0 | 0.02 | 0.05 | -0.08 | -0.2 | 0 |  | 0.4 | 0.35 | 0.23 | 91.59 | 1227.911 | 1.82
D | 4002 | 2022-04-16 | 19 | OFF | 89.5 | 6.41 | 1.72 | 0.06 | 0 | 0 | 0 | 0.16 | -0.07 | -0.2 | 0 |  | 0.4 | 0.35 | 0.23 | 98.56 | 1239.921 | 1.78
D | 4002 | 2022-04-16 | 20 | OFF | 92.68 | 6.41 | 1.72 | 0.06 | 0 | 0 | 0.05 | 0.04 | -0.13 | -0.2 | 0 |  | 0.4 | 0.35 | 0.23 | 101.61 | 1228.906 | 1.83
D | 4002 | 2022-04-16 | 21 | OFF | 82.13 | 6.41 | 1.72 | 0.06 | 0 | 0 | 0.13 | 0.06 | -0.14 | -0.2 | 0 |  | 0.4 | 0.35 | 0.23 | 91.15 | 1189.828 | 1.91
D | 4002 | 2022-04-16 | 22 | OFF | 65.72 | 6.41 | 1.72 | 0.06 | 0.11 | 0 | 0.04 | 0.07 | 0.02 | -0.2 | 0 |  | 0.4 | 0.35 | 0.23 | 74.93 | 1121.177 | 1.93
D | 4002 | 2022-04-16 | 23 | OFF | 60.97 | 6.41 | 1.72 | 0.06 | 0.12 | 0 | 0.1 | -0.12 | -0.14 | -0.2 | 0 |  | 0.4 | 0.35 | 0.23 | 69.9 | 1040.499 | 2
D | 4002 | 2022-04-16 | 24 | OFF | 65.86 | 6.41 | 1.72 | 0.06 | 0.13 | 0 | 0.49 | -0.1 | -0.05 | -0.2 | 0 |  | 0.4 | 0.35 | 0.23 | 75.3 | 964.186 | 2.4
D | 4002 | 2022-04-17 | 1 | OFF | 71.64 | 6.41 | 0.55 | 0.03 | 0.03 | 0 | 1.19 | -0.14 | -0.03 | -0.2 | 0 |  | 0.4 | 0.35 | 0.23 | 80.46 | 908.924 | 1.8
D | 4002 | 2022-04-17 | 2 | OFF | 55.99 | 6.41 | 0.55 | 0.03 | 0 | 0 | 0 | -0.05 | -0.22 | -0.2 | 0 |  | 0.4 | 0.35 | 0.23 | 63.49 | 879.362 | 0.58
D | 4002 | 2022-04-17 | 3 | OFF | 51.15 | 6.41 | 0.55 | 0.03 | 0 | 0 | 0 | 0.05 | -0.25 | -0.2 | 0 |  | 0.4 | 0.35 | 0.23 | 58.72 | 863.614 | 0.58
D | 4002 | 2022-04-17 | 4 | OFF | 50.25 | 6.41 | 0.55 | 0.03 | 0 | 0 | 0 | 0 | -0.25 | -0.2 | 0 |  | 0.4 | 0.35 | 0.23 | 57.77 | 862.64 | 0.58
D | 4002 | 2022-04-17 | 5 | OFF | 54.52 | 6.41 | 0.55 | 0.03 | 0 | 0 | 0 | 0.06 | -0.25 | -0.2 | 0 |  | 0.4 | 0.35 | 0.23 | 62.1 | 876.127 | 0.58
D | 4002 | 2022-04-17 | 6 | OFF | 50.18 | 6.41 | 0.55 | 0.03 | 0 | 0 | 0 | 0.07 | -0.22 | -0.2 | 0 |  | 0.4 | 0.35 | 0.23 | 57.8 | 910.637 | 0.58
D | 4002 | 2022-04-17 | 7 | OFF | 48.92 | 6.41 | 0.55 | 0.03 | 0.2 | 0 | 0 | 0.02 | -0.24 | -0.2 | 0 |  | 0.4 | 0.35 | 0.23 | 56.67 | 965.676 | 0.78
D | 4002 | 2022-04-17 | 8 | OFF | 48.61 | 6.41 | 0.55 | 0.03 | 0.18 | 0 | 0 | 0.02 | -0.26 | -0.2 | 0 |  | 0.4 | 0.35 | 0.23 | 56.32 | 1036.652 | 0.76
D | 4002 | 2022-04-17 | 9 | OFF | 46.09 | 6.41 | 0.55 | 0.03 | 0.76 | 0 | 0 | 0.09 | -0.28 | -0.2 | 0 |  | 0.4 | 0.35 | 0.23 | 54.43 | 1102.873 | 1.34
D | 4002 | 2022-04-17 | 10 | OFF | 44.46 | 6.41 | 0.55 | 0.03 | 0.47 | 0 | 0 | 0.02 | -0.31 | -0.2 | 0 |  | 0.4 | 0.35 | 0.23 | 52.41 | 1151.07 | 1.05
D | 4002 | 2022-04-17 | 11 | OFF | 49.34 | 6.41 | 0.55 | 0.03 | 0.04 | 0 | 0 | -0.13 | -0.25 | -0.2 | 0 |  | 0.4 | 0.35 | 0.23 | 56.77 | 1172.124 | 0.62
D | 4002 | 2022-04-17 | 12 | OFF | 53.75 | 6.41 | 0.55 | 0.03 | 0.08 | 0 | 0 | 0 | -0.26 | -0.2 | 0 |  | 0.4 | 0.35 | 0.23 | 61.34 | 1171.847 | 0.66
D | 4002 | 2022-04-17 | 13 | OFF | 52.56 | 6.41 | 0.55 | 0.03 | 0 | 0 | 0 | 0.09 | -0.27 | -0.2 | 0 |  | 0.4 | 0.35 | 0.23 | 60.15 | 1142.996 | 0.58
D | 4002 | 2022-04-17 | 14 | OFF | 49.78 | 6.41 | 0.55 | 0.03 | 0.05 | 0 | 0 | 0.06 | -0.27 | -0.2 | 0 |  | 0.4 | 0.35 | 0.23 | 57.39 | 1095.135 | 0.63
D | 4002 | 2022-04-17 | 15 | OFF | 48.79 | 6.41 | 0.55 | 0.03 | 0.07 | 0 | 0 | 0 | -0.29 | -0.2 | 0 |  | 0.4 | 0.35 | 0.23 | 56.34 | 1059.876 | 0.65
D | 4002 | 2022-04-17 | 16 | OFF | 47.81 | 6.41 | 0.55 | 0.03 | 0.05 | 0 | 0 | -0.03 | -0.3 | -0.2 | 0 |  | 0.4 | 0.35 | 0.23 | 55.3 | 1042.058 | 0.63
D | 4002 | 2022-04-17 | 17 | OFF | 47.95 | 6.41 | 0.55 | 0.03 | 0.08 | 0 | 0 | -0.02 | -0.31 | -0.2 | 0 |  | 0.4 | 0.35 | 0.23 | 55.47 | 1060.286 | 0.66
D | 4002 | 2022-04-17 | 18 | OFF | 51.72 | 6.41 | 0.55 | 0.03 | 0.05 | 0 | 0 | -0.1 | -0.33 | -0.2 | 0 |  | 0.4 | 0.35 | 0.23 | 59.11 | 1111.657 | 0.63
D | 4002 | 2022-04-17 | 19 | OFF | 52.06 | 6.41 | 0.55 | 0.03 | 0.05 | 0 | 0 | -0.04 | -0.39 | -0.2 | 0 |  | 0.4 | 0.35 | 0.23 | 59.45 | 1155.938 | 0.63
D | 4002 | 2022-04-17 | 20 | OFF | 56.76 | 6.41 | 0.55 | 0.03 | 0 | 0 | 0 | -0.08 | -0.53 | -0.2 | 0 |  | 0.4 | 0.35 | 0.23 | 63.92 | 1204.463 | 0.58
D | 4002 | 2022-04-17 | 21 | OFF | 58.11 | 6.41 | 0.55 | 0.03 | 0 | 0 | 0 | 0.09 | -0.54 | -0.2 | 0 |  | 0.4 | 0.35 | 0.23 | 65.43 | 1214.149 | 0.58
D | 4002 | 2022-04-17 | 22 | OFF | 56.07 | 6.41 | 0.55 | 0.03 | 0.11 | 0 | 0 | -0.06 | -0.47 | -0.2 | 0 |  | 0.4 | 0.35 | 0.23 | 63.42 | 1146.633 | 0.69
D | 4002 | 2022-04-17 | 23 | OFF | 58.26 | 6.41 | 0.55 | 0.03 | 0.17 | 0 | 0 | -0.04 | -0.4 | -0.2 | 0 |  | 0.4 | 0.35 | 0.23 | 65.76 | 1055.253 | 0.75
D | 4002 | 2022-04-17 | 24 | OFF | 57.04 | 6.41 | 0.55 | 0.03 | 0.12 | 0 | 0.16 | -0.13 | -0.35 | -0.2 | 0 |  | 0.4 | 0.35 | 0.23 | 64.61 | 981.606 | 0.86
D | 4002 | 2022-04-18 | 1 | OFF | 52.71 | 6.41 | 0.44 | 0.05 | 0.08 | 0 | 0 | -0.06 | -0.4 | -0.2 | 0 |  | 0.4 | 0.35 | 0.23 | 60.01 | 938.911 | 0.57
D | 4002 | 2022-04-18 | 2 | OFF | 51.69 | 6.41 | 0.44 | 0.05 | 0.06 | 0 | 0 | -0.04 | -0.43 | -0.2 | 0 |  | 0.4 | 0.35 | 0.23 | 58.96 | 919.949 | 0.55
D | 4002 | 2022-04-18 | 3 | OFF | 51.64 | 6.41 | 0.44 | 0.05 | 0.11 | 0 | 0 | -0.03 | -0.43 | -0.2 | 0 |  | 0.4 | 0.35 | 0.23 | 58.97 | 916.043 | 0.6
D | 4002 | 2022-04-18 | 4 | OFF | 53.31 | 6.41 | 0.44 | 0.05 | 0.09 | 0 | 0 | -0.04 | -0.38 | -0.2 | 0 |  | 0.4 | 0.35 | 0.23 | 60.66 | 930.222 | 0.58
D | 4002 | 2022-04-18 | 5 | OFF | 58.84 | 6.41 | 0.44 | 0.05 | 0.12 | 0 | 0 | 0.02 | -0.37 | -0.2 | 0 |  | 0.4 | 0.35 | 0.23 | 66.29 | 975.498 | 0.61
D | 4002 | 2022-04-18 | 6 | OFF | 55.1 | 6.41 | 0.44 | 0.05 | 0.08 | 0 | 0 | 0.17 | -0.44 | -0.2 | 0 |  | 0.4 | 0.35 | 0.23 | 62.59 | 1083.965 | 0.57
D | 4002 | 2022-04-18 | 7 | OFF | 63.55 | 6.41 | 0.44 | 0.05 | 0.35 | 0 | 0.24 | 0.13 | -0.55 | -0.2 | 0 |  | 0.4 | 0.35 | 0.23 | 71.4 | 1227.866 | 1.08
D | 4002 | 2022-04-18 | 8 | ON | 58.7 | 6.41 | 0.44 | 0.05 | 0.15 | 0.3 | 0 | -0.01 | -0.39 | -0.2 | 0 |  | 0.4 | 0.35 | 0.23 | 66.43 | 1296.736 | 0.94
D | 4002 | 2022-04-18 | 9 | ON | 53.81 | 6.41 | 0.44 | 0.05 | 0.23 | 0.31 | 0 | -0.01 | -0.38 | -0.2 | 0 |  | 0.4 | 0.35 | 0.23 | 61.64 | 1285.892 | 1.03
D | 4002 | 2022-04-18 | 10 | ON | 43.56 | 6.41 | 0.44 | 0.05 | 0.14 | 0.32 | 0 | -0.02 | -0.3 | -0.2 | 0 |  | 0.4 | 0.35 | 0.23 | 51.38 | 1254.831 | 0.95
D | 4002 | 2022-04-18 | 11 | ON | 47.88 | 6.41 | 0.44 | 0.05 | 0.02 | 0.33 | 0 | 0.05 | -0.3 | -0.2 | 0 |  | 0.4 | 0.35 | 0.23 | 55.66 | 1234.065 | 0.84
D | 4002 | 2022-04-18 | 12 | ON | 41.49 | 6.41 | 0.44 | 0.05 | 0.17 | 0.34 | 0 | 0.05 | -0.29 | -0.2 | 0 |  | 0.4 | 0.35 | 0.23 | 49.44 | 1214.563 | 1
D | 4002 | 2022-04-18 | 13 | ON | 10.62 | 6.41 | 0.44 | 0.05 | 0.01 | 0.35 | 0 | 0.09 | -0.34 | -0.2 | 0 |  | 0.4 | 0.35 | 0.23 | 18.41 | 1193.818 | 0.85
D | 4002 | 2022-04-18 | 14 | ON | 33.61 | 6.41 | 0.44 | 0.05 | 0.05 | 0.35 | 0 | -0.02 | -0.18 | -0.2 | 0 |  | 0.4 | 0.35 | 0.23 | 41.49 | 1175.536 | 0.89
D | 4002 | 2022-04-18 | 15 | ON | 34.84 | 6.41 | 0.44 | 0.05 | 0.17 | 0.35 | 0 | -0.02 | -0.16 | -0.2 | 0 |  | 0.4 | 0.35 | 0.23 | 42.86 | 1154.082 | 1.01
D | 4002 | 2022-04-18 | 16 | ON | 50.24 | 6.41 | 0.44 | 0.05 | 0.06 | 0.33 | 0 | -0.03 | -0.18 | -0.2 | 0 |  | 0.4 | 0.35 | 0.23 | 58.1 | 1153.183 | 0.88
D | 4002 | 2022-04-18 | 17 | ON | 55.54 | 6.41 | 0.44 | 0.05 | 0.08 | 0.31 | 0 | 0.03 | -0.3 | -0.2 | 0 |  | 0.4 | 0.35 | 0.23 | 63.34 | 1185.884 | 0.88
D | 4002 | 2022-04-18 | 18 | ON | 70.28 | 6.41 | 0.44 | 0.05 | 0.24 | 0.3 | 0 | 0.08 | -0.06 | -0.2 | 0 |  | 0.4 | 0.35 | 0.23 | 78.52 | 1249.432 | 1.03
D | 4002 | 2022-04-18 | 19 | ON | 90.84 | 6.41 | 0.44 | 0.05 | 0.28 | 0.29 | 0.13 | 0.04 | -0.29 | -0.2 | 0 |  | 0.4 | 0.35 | 0.23 | 98.97 | 1294.172 | 1.19
D | 4002 | 2022-04-18 | 20 | ON | 104.09 | 6.41 | 0.44 | 0.05 | 0.45 | 0.28 | 0.16 | 0.16 | -0.42 | -0.2 | 0 |  | 0.4 | 0.35 | 0.23 | 112.4 | 1322.773 | 1.38
D | 4002 | 2022-04-18 | 21 | ON | 73.94 | 6.41 | 0.44 | 0.05 | 0.07 | 0.28 | 0 | 0.05 | -0.35 | -0.2 | 0 |  | 0.4 | 0.35 | 0.23 | 81.67 | 1296.186 | 0.84
D | 4002 | 2022-04-18 | 22 | ON | 70.4 | 6.41 | 0.44 | 0.05 | 0.39 | 0.3 | 0 | -0.03 | -0.23 | -0.2 | 0 |  | 0.4 | 0.35 | 0.23 | 78.51 | 1199.065 | 1.18
D | 4002 | 2022-04-18 | 23 | ON | 66.01 | 6.41 | 0.44 | 0.05 | 0.27 | 0.33 | 0 | -0.13 | -0.4 | -0.2 | 0 |  | 0.4 | 0.35 | 0.23 | 73.76 | 1087.485 | 1.09
D | 4002 | 2022-04-18 | 24 | OFF | 65.52 | 6.41 | 0.44 | 0.05 | 0.15 | 0 | 0.01 | 0.01 | -0.18 | -0.2 | 0 |  | 0.4 | 0.35 | 0.23 | 73.19 | 1001.135 | 0.65
D | 4002 | 2022-04-19 | 1 | OFF | 63.1 | 6.41 | 0.42 | 0.09 | 0.02 | 0 | 0 | 0.01 | -0.3 | -0.2 | 0 |  | 0.4 | 0.35 | 0.23 | 70.53 | 950.072 | 0.53
D | 4002 | 2022-04-19 | 2 | OFF | 59.84 | 6.41 | 0.42 | 0.09 | 0 | 0 | 0 | 0.06 | -0.17 | -0.2 | 0 |  | 0.4 | 0.35 | 0.23 | 67.43 | 926.861 | 0.51
D | 4002 | 2022-04-19 | 3 | OFF | 58.23 | 6.41 | 0.42 | 0.09 | 0.07 | 0 | 0 | 0 | 0.01 | -0.2 | 0 |  | 0.4 | 0.35 | 0.23 | 66.01 | 916.394 | 0.58
D | 4002 | 2022-04-19 | 4 | OFF | 54.98 | 6.41 | 0.42 | 0.09 | 0.07 | 0 | 0 | -0.03 | -0.02 | -0.2 | 0 |  | 0.4 | 0.35 | 0.23 | 62.7 | 924.189 | 0.58
D | 4002 | 2022-04-19 | 5 | OFF | 60.1 | 6.41 | 0.42 | 0.09 | 0.1 | 0 | 0 | 0.05 | -0.04 | -0.2 | 0 |  | 0.4 | 0.35 | 0.23 | 67.91 | 969.042 | 0.61
D | 4002 | 2022-04-19 | 6 | OFF | 63.87 | 6.41 | 0.42 | 0.09 | 0.16 | 0 | 0 | 0.2 | -0.24 | -0.2 | 0 |  | 0.4 | 0.35 | 0.23 | 71.69 | 1067.063 | 0.67
D | 4002 | 2022-04-19 | 7 | OFF | 58.22 | 6.41 | 0.42 | 0.09 | 0.12 | 0 | 0 | -0.04 | -0.17 | -0.2 | 0 |  | 0.4 | 0.35 | 0.23 | 65.83 | 1217.757 | 0.63
D | 4002 | 2022-04-19 | 8 | ON | 79.9 | 6.41 | 0.42 | 0.09 | 0.22 | 0.31 | 0.02 | -0.15 | -0.1 | -0.2 | 0 |  | 0.4 | 0.35 | 0.23 | 87.9 | 1313.571 | 1.06
D | 4002 | 2022-04-19 | 9 | ON | 91.14 | 6.41 | 0.42 | 0.09 | 0.35 | 0.3 | 0.05 | -0.06 | -0.22 | -0.2 | 0 |  | 0.4 | 0.35 | 0.23 | 99.26 | 1347.584 | 1.21
D | 4002 | 2022-04-19 | 10 | ON | 73.1 | 6.41 | 0.42 | 0.09 | 0.2 | 0.3 | 0 | 0.06 | -0.29 | -0.2 | 0 |  | 0.4 | 0.35 | 0.23 | 81.07 | 1353.844 | 1.01
D | 4002 | 2022-04-19 | 11 | ON | 64.87 | 6.41 | 0.42 | 0.09 | 0.1 | 0.3 | 0 | -0.02 | -0.26 | -0.2 | 0 |  | 0.4 | 0.35 | 0.23 | 72.69 | 1339.348 | 0.91
D | 4002 | 2022-04-19 | 12 | ON | 66.1 | 6.41 | 0.42 | 0.09 | 0.07 | 0.31 | 0.04 | -0.03 | -0.27 | -0.2 | 0 |  | 0.4 | 0.35 | 0.23 | 73.92 | 1328.371 | 0.93
D | 4002 | 2022-04-19 | 13 | ON | 59.95 | 6.41 | 0.42 | 0.09 | 0.06 | 0.31 | 0 | -0.09 | -0.3 | -0.2 | 0 |  | 0.4 | 0.35 | 0.23 | 67.63 | 1312.537 | 0.88
D | 4002 | 2022-04-19 | 14 | ON | 59.48 | 6.41 | 0.42 | 0.09 | 0.06 | 0.32 | 0 | -0.02 | -0.3 | -0.2 | 0 |  | 0.4 | 0.35 | 0.23 | 67.24 | 1294.644 | 0.89
D | 4002 | 2022-04-19 | 15 | ON | 57.49 | 6.41 | 0.42 | 0.09 | 0.03 | 0.33 | 0 | 0.02 | -0.29 | -0.2 | 0 |  | 0.4 | 0.35 | 0.23 | 65.28 | 1251.18 | 0.87
D | 4002 | 2022-04-19 | 16 | ON | 57.69 | 6.41 | 0.42 | 0.09 | 0.03 | 0.33 | 0 | -0.01 | -0.22 | -0.2 | 0 |  | 0.4 | 0.35 | 0.23 | 65.52 | 1233.199 | 0.87
D | 4002 | 2022-04-19 | 17 | ON | 60.23 | 6.41 | 0.42 | 0.09 | 0.05 | 0.32 | 0 | 0.05 | -0.28 | -0.2 | 0 |  | 0.4 | 0.35 | 0.23 | 68.07 | 1252.532 | 0.88
D | 4002 | 2022-04-19 | 18 | ON | 67.69 | 6.41 | 0.42 | 0.09 | 0.15 | 0.3 | 0.13 | -0.02 | -0.24 | -0.2 | 0 |  | 0.4 | 0.35 | 0.23 | 75.71 | 1299.692 | 1.09
D | 4002 | 2022-04-19 | 19 | ON | 87.72 | 6.41 | 0.42 | 0.09 | 0.12 | 0.3 | 0.51 | 0.04 | -0.31 | -0.2 | 0 |  | 0.4 | 0.35 | 0.23 | 96.08 | 1326.404 | 1.44
D | 4002 | 2022-04-19 | 20 | ON | 95.95 | 6.41 | 0.42 | 0.09 | 0.13 | 0.29 | 0.07 | -0.1 | -0.34 | -0.2 | 0 |  | 0.4 | 0.35 | 0.23 | 103.7 | 1341.855 | 1
D | 4002 | 2022-04-19 | 21 | ON | 103.26 | 6.41 | 0.42 | 0.09 | 0.29 | 0.29 | 0.05 | 0.05 | -0.37 | -0.2 | 0 |  | 0.4 | 0.35 | 0.23 | 111.27 | 1328.162 | 1.14
D | 4002 | 2022-04-19 | 22 | ON | 67.23 | 6.41 | 0.42 | 0.09 | 0.22 | 0.31 | 0 | 0.14 | -0.31 | -0.2 | 0 |  | 0.4 | 0.35 | 0.23 | 75.29 | 1236.698 | 1.04
D | 4002 | 2022-04-19 | 23 | ON | 70.65 | 6.41 | 0.42 | 0.09 | 0.17 | 0.33 | 0.08 | -0.17 | -0.27 | -0.2 | 0 |  | 0.4 | 0.35 | 0.23 | 78.49 | 1127.455 | 1.09
D | 4002 | 2022-04-19 | 24 | OFF | 58.94 | 6.41 | 0.42 | 0.09 | 0.11 | 0 | 0 | 0 | -0.36 | -0.2 | 0 |  | 0.4 | 0.35 | 0.23 | 66.39 | 1034.396 | 0.62
D | 4002 | 2022-04-20 | 1 | OFF | 59.61 | 6.41 | 1.18 | 0.12 | 0.21 | 0 | 0 | -0.01 | -0.17 | -0.2 | 0 |  | 0.4 | 0.35 | 0.23 | 68.13 | 981.983 | 1.51
D | 4002 | 2022-04-20 | 2 | OFF | 60.15 | 6.41 | 1.18 | 0.12 | 0.2 | 0 | 0 | 0.07 | -0.21 | -0.2 | 0 |  | 0.4 | 0.35 | 0.23 | 68.7 | 954.231 | 1.5
D | 4002 | 2022-04-20 | 3 | OFF | 59.18 | 6.41 | 1.18 | 0.12 | 0.1 | 0 | 0 | 0.02 | -0.25 | -0.2 | 0 |  | 0.4 | 0.35 | 0.23 | 67.54 | 940.411 | 1.4
D | 4002 | 2022-04-20 | 4 | OFF | 59.53 | 6.41 | 1.18 | 0.12 | 0.06 | 0 | 0 | 0.02 | -0.18 | -0.2 | 0 |  | 0.4 | 0.35 | 0.23 | 67.92 | 948.458 | 1.36
D | 4002 | 2022-04-20 | 5 | OFF | 61.41 | 6.41 | 1.18 | 0.12 | 0.17 | 0 | 0 | 0.08 | -0.3 | -0.2 | 0 |  | 0.4 | 0.35 | 0.23 | 69.85 | 988.55 | 1.47
D | 4002 | 2022-04-20 | 6 | OFF | 65.45 | 6.41 | 1.18 | 0.12 | 0.15 | 0 | 0.09 | 0.09 | -0.24 | -0.2 | 0 |  | 0.4 | 0.35 | 0.23 | 74.03 | 1086.106 | 1.54
D | 4002 | 2022-04-20 | 7 | OFF | 91.18 | 6.41 | 1.18 | 0.12 | 0.43 | 0 | 0.21 | -0.1 | -0.19 | -0.2 | 0 |  | 0.4 | 0.35 | 0.23 | 100.02 | 1228.853 | 1.94
D | 4002 | 2022-04-20 | 8 | ON | 99.77 | 6.41 | 1.18 | 0.12 | 0.81 | 0.32 | 0 | -0.02 | -0.25 | -0.2 | 0 |  | 0.4 | 0.35 | 0.23 | 109.12 | 1299.616 | 2.43
D | 4002 | 2022-04-20 | 9 | ON | 60.54 | 6.41 | 1.18 | 0.12 | 0.12 | 0.31 | 0 | -0.11 | -0.3 | -0.2 | 0 |  | 0.4 | 0.35 | 0.23 | 69.05 | 1306.28 | 1.73
D | 4002 | 2022-04-20 | 10 | ON | 58.11 | 6.41 | 1.18 | 0.12 | 0.11 | 0.33 | 0 | -0.21 | -0.28 | -0.2 | 0 |  | 0.4 | 0.35 | 0.23 | 66.55 | 1308.053 | 1.74
D | 4002 | 2022-04-20 | 11 | ON | 56.88 | 6.41 | 1.18 | 0.12 | 0.07 | 0.29 | 0 | -0.11 | -0.14 | -0.2 | 0 |  | 0.4 | 0.35 | 0.23 | 65.48 | 1305.231 | 1.66
D | 4002 | 2022-04-20 | 12 | ON | 62.15 | 6.41 | 1.18 | 0.12 | 0.06 | 0.3 | 0.02 | -0.2 | -0.11 | -0.2 | 0 |  | 0.4 | 0.35 | 0.23 | 70.71 | 1290.66 | 1.68
D | 4002 | 2022-04-20 | 13 | ON | 56.36 | 6.41 | 1.18 | 0.12 | 0.06 | 0.32 | 0 | -0.11 | -0.08 | -0.2 | 0 |  | 0.4 | 0.35 | 0.23 | 65.04 | 1251.032 | 1.68
D | 4002 | 2022-04-20 | 14 | ON | 55.15 | 6.41 | 1.18 | 0.12 | 0.04 | 0.32 | 0 | -0.06 | -0.28 | -0.2 | 0 |  | 0.4 | 0.35 | 0.23 | 63.66 | 1220.514 | 1.66
D | 4002 | 2022-04-20 | 15 | ON | 55.99 | 6.41 | 1.18 | 0.12 | 0.04 | 0.33 | 0 | -0.06 | -0.28 | -0.2 | 0 |  | 0.4 | 0.35 | 0.23 | 64.51 | 1185.575 | 1.67
D | 4002 | 2022-04-20 | 16 | ON | 56.7 | 6.41 | 1.18 | 0.12 | 0.04 | 0.33 | 0 | -0.01 | -0.31 | -0.2 | 0 |  | 0.4 | 0.35 | 0.23 | 65.24 | 1173.722 | 1.67
D | 4002 | 2022-04-20 | 17 | ON | 55.75 | 6.41 | 1.18 | 0.12 | 0.05 | 0.31 | 0 | 0.04 | -0.33 | -0.2 | 0 |  | 0.4 | 0.35 | 0.23 | 64.31 | 1192.088 | 1.66
D | 4002 | 2022-04-20 | 18 | ON | 57.99 | 6.41 | 1.18 | 0.12 | 0.06 | 0.29 | 0 | -0.08 | -0.29 | -0.2 | 0 |  | 0.4 | 0.35 | 0.23 | 66.46 | 1248.283 | 1.65
D | 4002 | 2022-04-20 | 19 | ON | 78.4 | 6.41 | 1.18 | 0.12 | 0.14 | 0.32 | 0 | 0.03 | -0.23 | -0.2 | 0 |  | 0.4 | 0.35 | 0.23 | 87.15 | 1283.609 | 1.76
D | 4002 | 2022-04-20 | 20 | ON | 69.95 | 6.41 | 1.18 | 0.12 | 0.07 | 0.31 | 0 | -0.04 | -0.53 | -0.2 | 0 |  | 0.4 | 0.35 | 0.23 | 78.25 | 1310.525 | 1.68
D | 4002 | 2022-04-20 | 21 | ON | 75.24 | 6.41 | 1.18 | 0.12 | 0.08 | 0.31 | 0.01 | -0.06 | -0.42 | -0.2 | 0 |  | 0.4 | 0.35 | 0.23 | 83.65 | 1306.14 | 1.7
D | 4002 | 2022-04-20 | 22 | ON | 95.05 | 6.41 | 1.18 | 0.12 | 0.7 | 0.33 | 0.42 | -0.25 | -0.24 | -0.2 | 0 |  | 0.4 | 0.35 | 0.23 | 104.5 | 1222.975 | 2.75
D | 4002 | 2022-04-20 | 23 | ON | 93.44 | 6.41 | 1.18 | 0.12 | 0.45 | 0.35 | 1.19 | -0.06 | -0.14 | -0.2 | 0 |  | 0.4 | 0.35 | 0.23 | 103.72 | 1116.956 | 3.29
D | 4002 | 2022-04-20 | 24 | OFF | 62.12 | 6.41 | 1.18 | 0.12 | 0.16 | 0 | 0.1 | 0.01 | -0.23 | -0.2 | 0 |  | 0.4 | 0.35 | 0.23 | 70.65 | 1031.676 | 1.56
D | 4002 | 2022-04-21 | 1 | OFF | 59.65 | 6.41 | 0.89 | 0.07 | 0.09 | 0 | 0 | -0.09 | -0.17 | -0.2 | 0 |  | 0.4 | 0.35 | 0.23 | 67.63 | 984.006 | 1.05
D | 4002 | 2022-04-21 | 2 | OFF | 58.94 | 6.41 | 0.89 | 0.07 | 0.07 | 0 | 0 | -0.1 | 0.07 | -0.2 | 0 |  | 0.4 | 0.35 | 0.23 | 67.13 | 960.555 | 1.03
D | 4002 | 2022-04-21 | 3 | OFF | 58.84 | 6.41 | 0.89 | 0.07 | 0.08 | 0 | 0 | -0.11 | -0.15 | -0.2 | 0 |  | 0.4 | 0.35 | 0.23 | 66.81 | 954.475 | 1.04
D | 4002 | 2022-04-21 | 4 | OFF | 57.57 | 6.41 | 0.89 | 0.07 | 0.01 | 0 | 0 | 0.05 | -0.12 | -0.2 | 0 |  | 0.4 | 0.35 | 0.23 | 65.66 | 965.81 | 0.97
D | 4002 | 2022-04-21 | 5 | OFF | 55.01 | 6.41 | 0.89 | 0.07 | 0 | 0 | 0 | 0.04 | -0.2 | -0.2 | 0 |  | 0.4 | 0.35 | 0.23 | 63 | 1007.366 | 0.96
D | 4002 | 2022-04-21 | 6 | OFF | 59.85 | 6.41 | 0.89 | 0.07 | 0.1 | 0 | 0 | 0.12 | -0.21 | -0.2 | 0 |  | 0.4 | 0.35 | 0.23 | 68.01 | 1112.931 | 1.06
D | 4002 | 2022-04-21 | 7 | OFF | 69.89 | 6.41 | 0.89 | 0.07 | 0.16 | 0 | 0 | 0.05 | -0.29 | -0.2 | 0 |  | 0.4 | 0.35 | 0.23 | 77.96 | 1253.213 | 1.12
D | 4002 | 2022-04-21 | 8 | ON | 69.27 | 6.41 | 0.89 | 0.07 | 0.16 | 0.33 | 0 | 0 | -0.36 | -0.2 | 0 |  | 0.4 | 0.35 | 0.23 | 77.55 | 1311.794 | 1.45
D | 4002 | 2022-04-21 | 9 | ON | 59.63 | 6.41 | 0.89 | 0.07 | 0.15 | 0.34 | 0 | -0.01 | -0.28 | -0.2 | 0 |  | 0.4 | 0.35 | 0.23 | 67.98 | 1292.911 | 1.45
D | 4002 | 2022-04-21 | 10 | ON | 53.15 | 6.41 | 0.89 | 0.07 | 0.08 | 0.35 | 0 | -0.01 | -0.21 | -0.2 | 0 |  | 0.4 | 0.35 | 0.23 | 61.51 | 1267.27 | 1.39
D | 4002 | 2022-04-21 | 11 | ON | 50.36 | 6.41 | 0.89 | 0.07 | 0.64 | 0.32 | 0 | 0.1 | -0.17 | -0.2 | 0 |  | 0.4 | 0.35 | 0.23 | 59.4 | 1242.843 | 1.92
D | 4002 | 2022-04-21 | 12 | ON | 49.94 | 6.41 | 0.89 | 0.07 | 0.17 | 0.28 | 0 | -0.03 | -0.2 | -0.2 | 0 |  | 0.4 | 0.35 | 0.23 | 58.31 | 1220.239 | 1.41
D | 4002 | 2022-04-21 | 13 | ON | 42.25 | 6.41 | 0.89 | 0.07 | 0.06 | 0.32 | 0 | 0.06 | -0.23 | -0.2 | 0 |  | 0.4 | 0.35 | 0.23 | 50.61 | 1212.272 | 1.34
D | 4002 | 2022-04-21 | 14 | ON | 48.87 | 6.41 | 0.89 | 0.07 | 0.03 | 0.32 | 0 | 0.01 | -0.26 | -0.2 | 0 |  | 0.4 | 0.35 | 0.23 | 57.12 | 1205.333 | 1.31
D | 4002 | 2022-04-21 | 15 | ON | 49.44 | 6.41 | 0.89 | 0.07 | 0.05 | 0.31 | 0 | 0.02 | -0.3 | -0.2 | 0 |  | 0.4 | 0.35 | 0.23 | 57.67 | 1193.447 | 1.32
D | 4002 | 2022-04-21 | 16 | ON | 51.52 | 6.41 | 0.89 | 0.07 | 0.03 | 0.3 | 0 | -0.06 | -0.23 | -0.2 | 0 |  | 0.4 | 0.35 | 0.23 | 59.71 | 1201.201 | 1.29
D | 4002 | 2022-04-21 | 17 | ON | 55.83 | 6.41 | 0.89 | 0.07 | 0.04 | 0.29 | 0 | -0.04 | -0.17 | -0.2 | 0 |  | 0.4 | 0.35 | 0.23 | 64.1 | 1236.65 | 1.29
D | 4002 | 2022-04-21 | 18 | ON | 72.48 | 6.41 | 0.89 | 0.07 | 0.07 | 0.28 | 0.13 | -0.07 | -0.18 | -0.2 | 0 |  | 0.4 | 0.35 | 0.23 | 80.86 | 1292.433 | 1.44
D | 4002 | 2022-04-21 | 19 | ON | 86.69 | 6.41 | 0.89 | 0.07 | 0.19 | 0.31 | 0.14 | -0.04 | -0.29 | -0.2 | 0 |  | 0.4 | 0.35 | 0.23 | 95.15 | 1315.987 | 1.6
D | 4002 | 2022-04-21 | 20 | ON | 95.12 | 6.41 | 0.89 | 0.07 | 0.32 | 0.31 | 0.06 | 0.09 | -0.57 | -0.2 | 0 |  | 0.4 | 0.35 | 0.23 | 103.48 | 1319.21 | 1.65
D | 4002 | 2022-04-21 | 21 | ON | 88.68 | 6.41 | 0.89 | 0.07 | 0.25 | 0.31 | 0.42 | 0.1 | -0.38 | -0.2 | 0 |  | 0.4 | 0.35 | 0.23 | 97.53 | 1287.025 | 1.94
D | 4002 | 2022-04-21 | 22 | ON | 80.28 | 6.41 | 0.89 | 0.07 | 0.51 | 0.33 | 0.62 | 0.07 | -0.21 | -0.2 | 0 |  | 0.4 | 0.35 | 0.23 | 89.75 | 1194.619 | 2.42
D | 4002 | 2022-04-21 | 23 | ON | 61.53 | 6.41 | 0.89 | 0.07 | 0.27 | 0.36 | 0.1 | -0.1 | -0.25 | -0.2 | 0 |  | 0.4 | 0.35 | 0.23 | 70.06 | 1083.498 | 1.69
D | 4002 | 2022-04-21 | 24 | OFF | 55.89 | 6.41 | 0.89 | 0.07 | 0.13 | 0 | 0 | 0.06 | -0.22 | -0.2 | 0 |  | 0.4 | 0.35 | 0.23 | 64.01 | 990.885 | 1.09
D | 4002 | 2022-04-22 | 1 | OFF | 55.35 | 6.41 | 1.05 | 0.13 | 0 | 0 | 0.13 | -0.14 | -0.2 | -0.2 | 0 |  | 0.4 | 0.35 | 0.23 | 63.51 | 935.199 | 1.31
D | 4002 | 2022-04-22 | 2 | OFF | 52.57 | 6.41 | 1.05 | 0.13 | 0.08 | 0 | 0 | 0 | -0.25 | -0.2 | 0 |  | 0.4 | 0.35 | 0.23 | 60.77 | 904.972 | 1.26
D | 4002 | 2022-04-22 | 3 | OFF | 53.32 | 6.41 | 1.05 | 0.13 | 0.08 | 0 | 0 | 0.02 | -0.3 | -0.2 | 0 |  | 0.4 | 0.35 | 0.23 | 61.49 | 892.9 | 1.26
D | 4002 | 2022-04-22 | 4 | OFF | 52.71 | 6.41 | 1.05 | 0.13 | 0.08 | 0 | 0 | -0.04 | -0.27 | -0.2 | 0 |  | 0.4 | 0.35 | 0.23 | 60.85 | 895.343 | 1.26
D | 4002 | 2022-04-22 | 5 | OFF | 64.95 | 6.41 | 1.05 | 0.13 | 0.07 | 0 | 0 | 0.04 | -0.17 | -0.2 | 0 |  | 0.4 | 0.35 | 0.23 | 73.26 | 932.818 | 1.25
D | 4002 | 2022-04-22 | 6 | OFF | 74.07 | 6.41 | 1.05 | 0.13 | 0.28 | 0 | 0.42 | 0.23 | -0.19 | -0.2 | 0 |  | 0.4 | 0.35 | 0.23 | 83.18 | 1024.189 | 1.88
D | 4002 | 2022-04-22 | 7 | OFF | 88.71 | 6.41 | 1.05 | 0.13 | 0.45 | 0 | 0.2 | -0.07 | -0.26 | -0.2 | 0 |  | 0.4 | 0.35 | 0.23 | 97.4 | 1151.211 | 1.83
D | 4002 | 2022-04-22 | 8 | ON | 102.83 | 6.41 | 1.05 | 0.13 | 0.68 | 0.34 | 0.37 | -0.05 | -0.36 | -0.2 | 0 |  | 0.4 | 0.35 | 0.23 | 112.18 | 1222.832 | 2.57
D | 4002 | 2022-04-22 | 9 | ON | 60.26 | 6.41 | 1.05 | 0.13 | 0.2 | 0.35 | 0.2 | -0.08 | -0.18 | -0.2 | 0 |  | 0.4 | 0.35 | 0.23 | 69.12 | 1239.296 | 1.93
D | 4002 | 2022-04-22 | 10 | ON | 53.76 | 6.41 | 1.05 | 0.13 | 0.07 | 0.36 | 0.11 | -0.01 | -0.3 | -0.2 | 0 |  | 0.4 | 0.35 | 0.23 | 62.36 | 1235.235 | 1.72
D | 4002 | 2022-04-22 | 11 | ON | 54.65 | 6.41 | 1.05 | 0.13 | 0.06 | 0.36 | 0 | -0.04 | -0.29 | -0.2 | 0 |  | 0.4 | 0.35 | 0.23 | 63.11 | 1223.824 | 1.6
D | 4002 | 2022-04-22 | 12 | ON | 53.8 | 6.41 | 1.05 | 0.13 | 0.04 | 0.37 | 0 | -0.04 | -0.34 | -0.2 | 0 |  | 0.4 | 0.35 | 0.23 | 62.2 | 1211.974 | 1.59
D | 4002 | 2022-04-22 | 13 | ON | 52.97 | 6.41 | 1.05 | 0.13 | 0.03 | 0.38 | 0 | -0.01 | -0.34 | -0.2 | 0 |  | 0.4 | 0.35 | 0.23 | 61.4 | 1198.316 | 1.59
D | 4002 | 2022-04-22 | 14 | ON | 53.56 | 6.41 | 1.05 | 0.13 | 0.04 | 0.38 | 0 | 0.06 | -0.34 | -0.2 | 0 |  | 0.4 | 0.35 | 0.23 | 62.07 | 1177.817 | 1.6
D | 4002 | 2022-04-22 | 15 | ON | 52.29 | 6.41 | 1.05 | 0.13 | 0.04 | 0.39 | 0 | -0.01 | -0.26 | -0.2 | 0 |  | 0.4 | 0.35 | 0.23 | 60.82 | 1152.681 | 1.61
D | 4002 | 2022-04-22 | 16 | ON | 53.17 | 6.41 | 1.05 | 0.13 | 0.04 | 0.39 | 0 | 0 | -0.35 | -0.2 | 0 |  | 0.4 | 0.35 | 0.23 | 61.62 | 1141.494 | 1.61
D | 4002 | 2022-04-22 | 17 | ON | 51.69 | 6.41 | 1.05 | 0.13 | 0.04 | 0.37 | 0 | 0.03 | -0.38 | -0.2 | 0 |  | 0.4 | 0.35 | 0.23 | 60.12 | 1153.482 | 1.59
D | 4002 | 2022-04-22 | 18 | ON | 70.2 | 6.41 | 1.05 | 0.13 | 0.28 | 0.35 | 0.17 | -0.19 | -0.01 | -0.2 | 0 |  | 0.4 | 0.35 | 0.23 | 79.17 | 1190.329 | 1.98
D | 4002 | 2022-04-22 | 19 | ON | 95.02 | 6.41 | 1.05 | 0.13 | 0.23 | 0.34 | 0.09 | 0.02 | -0.5 | -0.2 | 0 |  | 0.4 | 0.35 | 0.23 | 103.57 | 1209.681 | 1.84
D | 4002 | 2022-04-22 | 20 | ON | 97.29 | 6.41 | 1.05 | 0.13 | 0.22 | 0.33 | 0.11 | -0.19 | -0.64 | -0.2 | 0 |  | 0.4 | 0.35 | 0.23 | 105.49 | 1223.925 | 1.84
D | 4002 | 2022-04-22 | 21 | ON | 102.4 | 6.41 | 1.05 | 0.13 | 0.24 | 0.33 | 0.47 | -0.05 | -0.65 | -0.2 | 0 |  | 0.4 | 0.35 | 0.23 | 111.11 | 1223.095 | 2.22
D | 4002 | 2022-04-22 | 22 | ON | 92.44 | 6.41 | 1.05 | 0.13 | 0.7 | 0.35 | 0.11 | 0.07 | -0.51 | -0.2 | 0 |  | 0.4 | 0.35 | 0.23 | 101.53 | 1154.022 | 2.34
D | 4002 | 2022-04-22 | 23 | ON | 88.7 | 6.41 | 1.05 | 0.13 | 0.77 | 0.37 | 0.75 | -0.08 | -0.37 | -0.2 | 0 |  | 0.4 | 0.35 | 0.23 | 98.51 | 1062.151 | 3.07
D | 4002 | 2022-04-22 | 24 | OFF | 89.45 | 6.41 | 1.05 | 0.13 | 0.66 | 0 | 0.97 | -0.12 | -0.62 | -0.2 | 0 |  | 0.4 | 0.35 | 0.23 | 98.71 | 980.214 | 2.81
D | 4002 | 2022-04-23 | 1 | OFF | 73.96 | 6.41 | 2.22 | 0.17 | 0.3 | 0 | 0.97 | 0.08 | -0.39 | -0.2 | 0 |  | 0.4 | 0.35 | 0.23 | 84.5 | 926.126 | 3.66
D | 4002 | 2022-04-23 | 2 | OFF | 78 | 6.41 | 2.22 | 0.17 | 0.23 | 0 | 1.28 | -0.01 | -0.53 | -0.2 | 0 |  | 0.4 | 0.35 | 0.23 | 88.55 | 896.845 | 3.9
D | 4002 | 2022-04-23 | 3 | OFF | 74.02 | 6.41 | 2.22 | 0.17 | 0.2 | 0 | 1.04 | -0.03 | -0.31 | -0.2 | 0 |  | 0.4 | 0.35 | 0.23 | 84.5 | 884.447 | 3.63
D | 4002 | 2022-04-23 | 4 | OFF | 76.62 | 6.41 | 2.22 | 0.17 | 0.75 | 0 | 1.09 | -0.15 | -0.31 | -0.2 | 0 |  | 0.4 | 0.35 | 0.23 | 87.58 | 887.072 | 4.23
D | 4002 | 2022-04-23 | 5 | OFF | 77.65 | 6.41 | 2.22 | 0.17 | 0.51 | 0 | 0.71 | -0.04 | -0.24 | -0.2 | 0 |  | 0.4 | 0.35 | 0.23 | 88.17 | 907.566 | 3.61
D | 4002 | 2022-04-23 | 6 | OFF | 82.72 | 6.41 | 2.22 | 0.17 | 0.11 | 0 | 0.75 | 0.1 | -0.44 | -0.2 | 0 |  | 0.4 | 0.35 | 0.23 | 92.82 | 952.68 | 3.25
D | 4002 | 2022-04-23 | 7 | OFF | 79.41 | 6.41 | 2.22 | 0.17 | 0.75 | 0 | 0.89 | 0.12 | -0.42 | -0.2 | 0 |  | 0.4 | 0.35 | 0.23 | 90.33 | 1011.771 | 4.03
D | 4002 | 2022-04-23 | 8 | OFF | 51.43 | 6.41 | 2.22 | 0.17 | 0.18 | 0 | 0 | 0.07 | -0.44 | -0.2 | 0 |  | 0.4 | 0.35 | 0.23 | 60.82 | 1073.621 | 2.57
D | 4002 | 2022-04-23 | 9 | OFF | 46.58 | 6.41 | 2.22 | 0.17 | 0.11 | 0 | 0 | 0.03 | -0.35 | -0.2 | 0 |  | 0.4 | 0.35 | 0.23 | 55.95 | 1112.326 | 2.5
D | 4002 | 2022-04-23 | 10 | OFF | 46.67 | 6.41 | 2.22 | 0.17 | 0.1 | 0 | 0 | -0.02 | -0.3 | -0.2 | 0 |  | 0.4 | 0.35 | 0.23 | 56.03 | 1123.438 | 2.49
D | 4002 | 2022-04-23 | 11 | OFF | 49.79 | 6.41 | 2.22 | 0.17 | 0.03 | 0 | 0 | -0.02 | -0.21 | -0.2 | 0 |  | 0.4 | 0.35 | 0.23 | 59.17 | 1124.521 | 2.42
D | 4002 | 2022-04-23 | 12 | OFF | 48.45 | 6.41 | 2.22 | 0.17 | 0.03 | 0 | 0 | 0 | -0.26 | -0.2 | 0 |  | 0.4 | 0.35 | 0.23 | 57.8 | 1099.326 | 2.42
D | 4002 | 2022-04-23 | 13 | OFF | 46.68 | 6.41 | 2.22 | 0.17 | 0.03 | 0 | 0 | 0 | -0.28 | -0.2 | 0 |  | 0.4 | 0.35 | 0.23 | 56.01 | 1073.434 | 2.42
D | 4002 | 2022-04-23 | 14 | OFF | 45.99 | 6.41 | 2.22 | 0.17 | 0.08 | 0 | 0 | -0.03 | -0.31 | -0.2 | 0 |  | 0.4 | 0.35 | 0.23 | 55.31 | 1053.063 | 2.47
D | 4002 | 2022-04-23 | 15 | OFF | 48.89 | 6.41 | 2.22 | 0.17 | 0.07 | 0 | 0 | -0.01 | -0.25 | -0.2 | 0 |  | 0.4 | 0.35 | 0.23 | 58.28 | 1053.566 | 2.46
D | 4002 | 2022-04-23 | 16 | OFF | 53.69 | 6.41 | 2.22 | 0.17 | 0.13 | 0 | 0 | -0.05 | -0.2 | -0.2 | 0 |  | 0.4 | 0.35 | 0.23 | 63.15 | 1073.143 | 2.52
D | 4002 | 2022-04-23 | 17 | OFF | 65 | 6.41 | 2.22 | 0.17 | 0.14 | 0 | 0.1 | -0.17 | 0.11 | -0.2 | 0 |  | 0.4 | 0.35 | 0.23 | 74.76 | 1101.788 | 2.63
D | 4002 | 2022-04-23 | 18 | OFF | 88.09 | 6.41 | 2.22 | 0.17 | 0.21 | 0 | 0.18 | 0.2 | -0.15 | -0.2 | 0 |  | 0.4 | 0.35 | 0.23 | 98.11 | 1139.468 | 2.78
D | 4002 | 2022-04-23 | 19 | OFF | 78.82 | 6.41 | 2.22 | 0.17 | 0.76 | 0 | 1.29 | 0.09 | -0.31 | -0.2 | 0 |  | 0.4 | 0.35 | 0.23 | 90.23 | 1156.938 | 4.44
D | 4002 | 2022-04-23 | 20 | OFF | 74.03 | 6.41 | 2.22 | 0.17 | 0.19 | 0 | 0.18 | -0.11 | -0.02 | -0.2 | 0 |  | 0.4 | 0.35 | 0.23 | 83.85 | 1168.008 | 2.76
D | 4002 | 2022-04-23 | 21 | OFF | 70.55 | 6.41 | 2.22 | 0.17 | 0.17 | 0 | 0.19 | 0 | -0.34 | -0.2 | 0 |  | 0.4 | 0.35 | 0.23 | 80.15 | 1151.856 | 2.75
D | 4002 | 2022-04-23 | 22 | OFF | 86.93 | 6.41 | 2.22 | 0.17 | 0.31 | 0 | 1.21 | -0.05 | -0.25 | -0.2 | 0 |  | 0.4 | 0.35 | 0.23 | 97.73 | 1085.809 | 3.91
D | 4002 | 2022-04-23 | 23 | OFF | 66.88 | 6.41 | 2.22 | 0.17 | 0.8 | 0 | 0.77 | -0.1 | -0.31 | -0.2 | 0 |  | 0.4 | 0.35 | 0.23 | 77.62 | 1007.052 | 3.96
D | 4002 | 2022-04-23 | 24 | OFF | 77.25 | 6.41 | 2.22 | 0.17 | 0.61 | 0 | 1.15 | -0.09 | -0.11 | -0.2 | 0 |  | 0.4 | 0.35 | 0.23 | 88.39 | 934.482 | 4.15
D | 4002 | 2022-04-24 | 1 | OFF | 75.99 | 6.41 | 0.46 | 0.07 | 0.26 | 0 | 1.24 | -0.1 | -0.23 | -0.2 | 0 |  | 0.4 | 0.35 | 0.23 | 84.88 | 884.725 | 2.03
D | 4002 | 2022-04-24 | 2 | OFF | 63.7 | 6.41 | 0.46 | 0.07 | 0.2 | 0 | 0.54 | 0.03 | -0.3 | -0.2 | 0 |  | 0.4 | 0.35 | 0.23 | 71.89 | 856.7 | 1.27
D | 4002 | 2022-04-24 | 3 | OFF | 54.93 | 6.41 | 0.46 | 0.07 | 0.25 | 0 | 0 | -0.03 | -0.26 | -0.2 | 0 |  | 0.4 | 0.35 | 0.23 | 62.61 | 843.886 | 0.78
D | 4002 | 2022-04-24 | 4 | OFF | 53.07 | 6.41 | 0.46 | 0.07 | 0.25 | 0 | 0 | 0.01 | -0.22 | -0.2 | 0 |  | 0.4 | 0.35 | 0.23 | 60.83 | 843.456 | 0.78
D | 4002 | 2022-04-24 | 5 | OFF | 70.36 | 6.41 | 0.46 | 0.07 | 0.4 | 0 | 0 | -0.04 | -0.13 | -0.2 | 0 |  | 0.4 | 0.35 | 0.23 | 78.31 | 854.49 | 0.93
D | 4002 | 2022-04-24 | 6 | OFF | 62.02 | 6.41 | 0.46 | 0.07 | 0.25 | 0 | 0.18 | 0.05 | -0.19 | -0.2 | 0 |  | 0.4 | 0.35 | 0.23 | 70.03 | 883.364 | 0.96
D | 4002 | 2022-04-24 | 7 | OFF | 43.63 | 6.41 | 0.46 | 0.07 | 0.36 | 0 | 0 | -0.01 | -0.18 | -0.2 | 0 |  | 0.4 | 0.35 | 0.23 | 51.52 | 931.982 | 0.89
D | 4002 | 2022-04-24 | 8 | OFF | 50.66 | 6.41 | 0.46 | 0.07 | 0.15 | 0 | 0 | -0.06 | -0.22 | -0.2 | 0 |  | 0.4 | 0.35 | 0.23 | 58.25 | 1003.928 | 0.68
D | 4002 | 2022-04-24 | 9 | OFF | 52.37 | 6.41 | 0.46 | 0.07 | 0.13 | 0 | 0 | 0.04 | -0.19 | -0.2 | 0 |  | 0.4 | 0.35 | 0.23 | 60.07 | 1057.716 | 0.66
D | 4002 | 2022-04-24 | 10 | OFF | 46.25 | 6.41 | 0.46 | 0.07 | 0.75 | 0 | 0 | -0.03 | -0.26 | -0.2 | 0 |  | 0.4 | 0.35 | 0.23 | 54.43 | 1091.217 | 1.28
D | 4002 | 2022-04-24 | 11 | OFF | 47.6 | 6.41 | 0.46 | 0.07 | 0.07 | 0 | 0 | -0.01 | -0.24 | -0.2 | 0 |  | 0.4 | 0.35 | 0.23 | 55.14 | 1112.705 | 0.6
D | 4002 | 2022-04-24 | 12 | OFF | 48.66 | 6.41 | 0.46 | 0.07 | 0.05 | 0 | 0 | 0.01 | -0.27 | -0.2 | 0 |  | 0.4 | 0.35 | 0.23 | 56.17 | 1108.812 | 0.58
D | 4002 | 2022-04-24 | 13 | OFF | 50.27 | 6.41 | 0.46 | 0.07 | 0.05 | 0 | 0 | 0.03 | -0.31 | -0.2 | 0 |  | 0.4 | 0.35 | 0.23 | 57.76 | 1089.505 | 0.58
D | 4002 | 2022-04-24 | 14 | OFF | 48.77 | 6.41 | 0.46 | 0.07 | 0.05 | 0 | 0 | 0.09 | -0.3 | -0.2 | 0 |  | 0.4 | 0.35 | 0.23 | 56.33 | 1057.197 | 0.58
D | 4002 | 2022-04-24 | 15 | OFF | 46.27 | 6.41 | 0.46 | 0.07 | 0.04 | 0 | 0 | -0.01 | -0.26 | -0.2 | 0 |  | 0.4 | 0.35 | 0.23 | 53.76 | 1061.48 | 0.57
D | 4002 | 2022-04-24 | 16 | OFF | 47.46 | 6.41 | 0.46 | 0.07 | 0.03 | 0 | 0 | 0 | -0.22 | -0.2 | 0 |  | 0.4 | 0.35 | 0.23 | 54.99 | 1080.834 | 0.56
D | 4002 | 2022-04-24 | 17 | OFF | 49.76 | 6.41 | 0.46 | 0.07 | 0.04 | 0 | 0 | 0.03 | -0.19 | -0.2 | 0 |  | 0.4 | 0.35 | 0.23 | 57.36 | 1118.695 | 0.57
D | 4002 | 2022-04-24 | 18 | OFF | 63.19 | 6.41 | 0.46 | 0.07 | 0.35 | 0 | 0.36 | 0.04 | -0.06 | -0.2 | 0 |  | 0.4 | 0.35 | 0.23 | 71.6 | 1169.106 | 1.24
D | 4002 | 2022-04-24 | 19 | OFF | 94.83 | 6.41 | 0.46 | 0.07 | 0.34 | 0 | 0.06 | 0.05 | -0.23 | -0.2 | 0 |  | 0.4 | 0.35 | 0.23 | 102.77 | 1181.212 | 0.93
D | 4002 | 2022-04-24 | 20 | OFF | 98.18 | 6.41 | 0.46 | 0.07 | 1.03 | 0 | 0.09 | -0.09 | -0.31 | -0.2 | 0 |  | 0.4 | 0.35 | 0.23 | 106.62 | 1180.873 | 1.65
D | 4002 | 2022-04-24 | 21 | OFF | 92.23 | 6.41 | 0.46 | 0.07 | 0.1 | 0 | 0.14 | 0.09 | -0.3 | -0.2 | 0 |  | 0.4 | 0.35 | 0.23 | 99.98 | 1165.536 | 0.77
D | 4002 | 2022-04-24 | 22 | OFF | 71.67 | 6.41 | 0.46 | 0.07 | 0.5 | 0 | 0.25 | 0.06 | -0.07 | -0.2 | 0 |  | 0.4 | 0.35 | 0.23 | 80.13 | 1089.659 | 1.28
D | 4002 | 2022-04-24 | 23 | OFF | 54.33 | 6.41 | 0.46 | 0.07 | 0.21 | 0 | 0 | -0.06 | -0.3 | -0.2 | 0 |  | 0.4 | 0.35 | 0.23 | 61.9 | 1001.246 | 0.74
D | 4002 | 2022-04-24 | 24 | OFF | 52.45 | 6.41 | 0.46 | 0.07 | 0.09 | 0 | 0 | -0.01 | -0.32 | -0.2 | 0 |  | 0.4 | 0.35 | 0.23 | 59.93 | 926.561 | 0.62
D | 4002 | 2022-04-25 | 1 | OFF | 55.68 | 6.41 | 0.17 | 0.07 | 0.08 | 0 | 0.19 | -0.02 | -0.22 | -0.2 | 0 |  | 0.4 | 0.35 | 0.23 | 63.14 | 883.279 | 0.51
D | 4002 | 2022-04-25 | 2 | OFF | 53.43 | 6.41 | 0.17 | 0.07 | 0.01 | 0 | 0.01 | -0.08 | -0.17 | -0.2 | 0 |  | 0.4 | 0.35 | 0.23 | 60.63 | 861.393 | 0.26
D | 4002 | 2022-04-25 | 3 | OFF | 52.27 | 6.41 | 0.17 | 0.07 | 0 | 0 | 0 | 0.1 | -0.15 | -0.2 | 0 |  | 0.4 | 0.35 | 0.23 | 59.65 | 855.211 | 0.24
D | 4002 | 2022-04-25 | 4 | OFF | 51.99 | 6.41 | 0.17 | 0.07 | 0 | 0 | 0 | 0.06 | -0.17 | -0.2 | 0 |  | 0.4 | 0.35 | 0.23 | 59.31 | 868.041 | 0.24
D | 4002 | 2022-04-25 | 5 | OFF | 55.41 | 6.41 | 0.17 | 0.07 | 0 | 0 | 0 | 0.03 | -0.16 | -0.2 | 0 |  | 0.4 | 0.35 | 0.23 | 62.71 | 910.591 | 0.24
D | 4002 | 2022-04-25 | 6 | OFF | 76.98 | 6.41 | 0.17 | 0.07 | 0.19 | 0 | 0.56 | 0.15 | 0.18 | -0.2 | 0 |  | 0.4 | 0.35 | 0.23 | 85.49 | 1003.16 | 0.99
D | 4002 | 2022-04-25 | 7 | OFF | 87.01 | 6.41 | 0.17 | 0.07 | 0.34 | 0 | 0 | -0.02 | -0.13 | -0.2 | 0 |  | 0.4 | 0.35 | 0.23 | 94.63 | 1121.021 | 0.58
D | 4002 | 2022-04-25 | 8 | ON | 90.45 | 6.41 | 0.17 | 0.07 | 0.43 | 0.33 | 0 | -0.04 | -0.19 | -0.2 | 0 |  | 0.4 | 0.35 | 0.23 | 98.41 | 1202.323 | 1
D | 4002 | 2022-04-25 | 9 | ON | 91.94 | 6.41 | 0.17 | 0.07 | 0.07 | 0.33 | 0.13 | -0.07 | -0.15 | -0.2 | 0 |  | 0.4 | 0.35 | 0.23 | 99.68 | 1233.365 | 0.77
D | 4002 | 2022-04-25 | 10 | ON | 81.02 | 6.41 | 0.17 | 0.07 | 0.73 | 0.35 | 0.22 | 0.02 | 0.07 | -0.2 | 0 |  | 0.4 | 0.35 | 0.23 | 89.84 | 1238.735 | 1.54
D | 4002 | 2022-04-25 | 11 | ON | 53.27 | 6.41 | 0.17 | 0.07 | 0.17 | 0.36 | 0 | 0 | -0.13 | -0.2 | 0 |  | 0.4 | 0.35 | 0.23 | 61.1 | 1221.3 | 0.77
D | 4002 | 2022-04-25 | 12 | ON | 52.64 | 6.41 | 0.17 | 0.07 | 0.1 | 0.37 | 0 | -0.03 | -0.14 | -0.2 | 0 |  | 0.4 | 0.35 | 0.23 | 60.37 | 1211.716 | 0.71
D | 4002 | 2022-04-25 | 13 | ON | 53.58 | 6.41 | 0.17 | 0.07 | 0.07 | 0.37 | 0 | -0.04 | -0.17 | -0.2 | 0 |  | 0.4 | 0.35 | 0.23 | 61.24 | 1193.857 | 0.68
D | 4002 | 2022-04-25 | 14 | ON | 53.51 | 6.41 | 0.17 | 0.07 | 0.08 | 0.37 | 0 | 0 | -0.14 | -0.2 | 0 |  | 0.4 | 0.35 | 0.23 | 61.25 | 1195.313 | 0.69
D | 4002 | 2022-04-25 | 15 | ON | 50.97 | 6.41 | 0.17 | 0.07 | 0.06 | 0.37 | 0 | 0.09 | -0.13 | -0.2 | 0 |  | 0.4 | 0.35 | 0.23 | 58.79 | 1166.184 | 0.67
D | 4002 | 2022-04-25 | 16 | ON | 49.44 | 6.41 | 0.17 | 0.07 | 0.06 | 0.37 | 0 | 0.04 | -0.2 | -0.2 | 0 |  | 0.4 | 0.35 | 0.23 | 57.14 | 1147.029 | 0.67
D | 4002 | 2022-04-25 | 17 | ON | 51.77 | 6.41 | 0.17 | 0.07 | 0.04 | 0.36 | 0 | -0.02 | -0.19 | -0.2 | 0 |  | 0.4 | 0.35 | 0.23 | 59.39 | 1160.056 | 0.64
D | 4002 | 2022-04-25 | 18 | ON | 56.38 | 6.41 | 0.17 | 0.07 | 0.23 | 0.34 | 0.06 | -0.04 | -0.18 | -0.2 | 0 |  | 0.4 | 0.35 | 0.23 | 64.22 | 1204.867 | 0.87
D | 4002 | 2022-04-25 | 19 | ON | 68.07 | 6.41 | 0.17 | 0.07 | 0.12 | 0.33 | 0.1 | -0.07 | -0.23 | -0.2 | 0 |  | 0.4 | 0.35 | 0.23 | 75.75 | 1230.887 | 0.79
D | 4002 | 2022-04-25 | 20 | ON | 77.26 | 6.41 | 0.17 | 0.07 | 0.08 | 0.32 | 0 | -0.07 | -0.27 | -0.2 | 0 |  | 0.4 | 0.35 | 0.23 | 84.75 | 1241.492 | 0.64
D | 4002 | 2022-04-25 | 21 | ON | 75.24 | 6.41 | 0.17 | 0.07 | 0.01 | 0.32 | 0.13 | 0.09 | -0.3 | -0.2 | 0 |  | 0.4 | 0.35 | 0.23 | 82.92 | 1231.016 | 0.7
D | 4002 | 2022-04-25 | 22 | ON | 59.49 | 6.41 | 0.17 | 0.07 | 0.35 | 0.34 | 0 | -0.03 | -0.24 | -0.2 | 0 |  | 0.4 | 0.35 | 0.23 | 67.34 | 1143.227 | 0.93
D | 4002 | 2022-04-25 | 23 | ON | 50.24 | 6.41 | 0.17 | 0.07 | 0.18 | 0.37 | 0 | -0.07 | -0.27 | -0.2 | 0 |  | 0.4 | 0.35 | 0.23 | 57.88 | 1045.125 | 0.79
D | 4002 | 2022-04-25 | 24 | OFF | 49.53 | 6.41 | 0.17 | 0.07 | 0.11 | 0 | 0 | -0.11 | -0.21 | -0.2 | 0 |  | 0.4 | 0.35 | 0.23 | 56.75 | 965.975 | 0.35
D | 4002 | 2022-04-26 | 1 | OFF | 46.03 | 6.41 | 0.14 | 0.05 | 0.06 | 0 | 0 | 0 | -0.32 | -0.2 | 0 |  | 0.4 | 0.35 | 0.23 | 53.15 | 919.947 | 0.25
D | 4002 | 2022-04-26 | 2 | OFF | 47.7 | 6.41 | 0.14 | 0.05 | 0.06 | 0 | 0 | 0 | -0.23 | -0.2 | 0 |  | 0.4 | 0.35 | 0.23 | 54.91 | 889.514 | 0.25
D | 4002 | 2022-04-26 | 3 | OFF | 45.35 | 6.41 | 0.14 | 0.05 | 0.06 | 0 | 0 | 0.01 | -0.21 | -0.2 | 0 |  | 0.4 | 0.35 | 0.23 | 52.59 | 868.656 | 0.25
D | 4002 | 2022-04-26 | 4 | OFF | 44.91 | 6.41 | 0.14 | 0.05 | 0.06 | 0 | 0 | -0.1 | -0.21 | -0.2 | 0 |  | 0.4 | 0.35 | 0.23 | 52.04 | 880.263 | 0.25
D | 4002 | 2022-04-26 | 5 | OFF | 44.71 | 6.41 | 0.14 | 0.05 | 0.05 | 0 | 0 | 0.04 | -0.3 | -0.2 | 0 |  | 0.4 | 0.35 | 0.23 | 51.88 | 915.943 | 0.24
D | 4002 | 2022-04-26 | 6 | OFF | 49.69 | 6.41 | 0.14 | 0.05 | 0.22 | 0 | 0 | 0.14 | -0.37 | -0.2 | 0 |  | 0.4 | 0.35 | 0.23 | 57.06 | 994.095 | 0.41
D | 4002 | 2022-04-26 | 7 | OFF | 52.91 | 6.41 | 0.14 | 0.05 | 0.17 | 0 | 0 | 0.01 | -0.31 | -0.2 | 0 |  | 0.4 | 0.35 | 0.23 | 60.16 | 1111.288 | 0.36
D | 4002 | 2022-04-26 | 8 | ON | 65.81 | 6.41 | 0.14 | 0.05 | 0.15 | 0.31 | 0.15 | 0 | -0.28 | -0.2 | 0 |  | 0.4 | 0.35 | 0.23 | 73.52 | 1211.222 | 0.8
D | 4002 | 2022-04-26 | 9 | ON | 75.34 | 6.41 | 0.14 | 0.05 | 0.2 | 0.3 | 0.22 | -0.05 | -0.35 | -0.2 | 0 |  | 0.4 | 0.35 | 0.23 | 83.04 | 1263.731 | 0.91
D | 4002 | 2022-04-26 | 10 | ON | 85.09 | 6.41 | 0.14 | 0.05 | 0.16 | 0.3 | 0.25 | 0.01 | -0.36 | -0.2 | 0 |  | 0.4 | 0.35 | 0.23 | 92.83 | 1283.295 | 0.9
D | 4002 | 2022-04-26 | 11 | ON | 89.68 | 6.41 | 0.14 | 0.05 | 0.39 | 0.3 | 0.03 | 0.02 | -0.34 | -0.2 | 0 |  | 0.4 | 0.35 | 0.23 | 97.46 | 1293.689 | 0.91
D | 4002 | 2022-04-26 | 12 | ON | 83.84 | 6.41 | 0.14 | 0.05 | 0.26 | 0.29 | 0.03 | -0.04 | -0.29 | -0.2 | 0 |  | 0.4 | 0.35 | 0.23 | 91.47 | 1295.007 | 0.77
D | 4002 | 2022-04-26 | 13 | ON | 65.38 | 6.41 | 0.14 | 0.05 | 0.07 | 0.28 | 0 | 0.02 | -0.38 | -0.2 | 0 |  | 0.4 | 0.35 | 0.23 | 72.75 | 1291.143 | 0.54
D | 4002 | 2022-04-26 | 14 | ON | 70.04 | 6.41 | 0.14 | 0.05 | 0.06 | 0.28 | 0.04 | -0.04 | -0.32 | -0.2 | 0 |  | 0.4 | 0.35 | 0.23 | 77.44 | 1290.521 | 0.57
D | 4002 | 2022-04-26 | 15 | ON | 88.85 | 6.41 | 0.14 | 0.05 | 0.36 | 0.28 | 0.02 | -0.02 | -0.17 | -0.2 | 0 |  | 0.4 | 0.35 | 0.23 | 96.7 | 1265.937 | 0.85
D | 4002 | 2022-04-26 | 16 | ON | 97.46 | 6.41 | 0.14 | 0.05 | 0.57 | 0.27 | 0.08 | -0.02 | -0.06 | -0.2 | 0 |  | 0.4 | 0.35 | 0.23 | 105.68 | 1247.78 | 1.11
D | 4002 | 2022-04-26 | 17 | ON | 95.51 | 6.41 | 0.14 | 0.05 | 0.24 | 0.27 | 0.16 | 0 | -0.1 | -0.2 | 0 |  | 0.4 | 0.35 | 0.23 | 103.46 | 1258.613 | 0.86
D | 4002 | 2022-04-26 | 18 | ON | 97.94 | 6.41 | 0.14 | 0.05 | 0.17 | 0.26 | 0.09 | -0.07 | -0.14 | -0.2 | 0 |  | 0.4 | 0.35 | 0.23 | 105.63 | 1293.446 | 0.71
D | 4002 | 2022-04-26 | 19 | ON | 98.42 | 6.41 | 0.14 | 0.05 | 0.4 | 0.26 | 0.16 | 0.02 | -0.14 | -0.2 | 0 |  | 0.4 | 0.35 | 0.23 | 106.5 | 1288.447 | 1.01
D | 4002 | 2022-04-26 | 20 | ON | 94.68 | 6.41 | 0.14 | 0.05 | 0.19 | 0.26 | 0.25 | -0.06 | -0.22 | -0.2 | 0 |  | 0.4 | 0.35 | 0.23 | 102.48 | 1265.864 | 0.89
D | 4002 | 2022-04-26 | 21 | ON | 86.39 | 6.41 | 0.14 | 0.05 | 0.46 | 0.27 | 0.32 | -0.02 | -0.08 | -0.2 | 0 |  | 0.4 | 0.35 | 0.23 | 94.72 | 1221.109 | 1.24
D | 4002 | 2022-04-26 | 22 | ON | 71.27 | 6.41 | 0.14 | 0.05 | 0.6 | 0.29 | 0.33 | -0.02 | 0.13 | -0.2 | 0 |  | 0.4 | 0.35 | 0.23 | 79.98 | 1128.748 | 1.41
D | 4002 | 2022-04-26 | 23 | ON | 59.4 | 6.41 | 0.14 | 0.05 | 0.28 | 0.32 | 0 | -0.08 | -0.06 | -0.2 | 0 |  | 0.4 | 0.35 | 0.23 | 67.24 | 1034.698 | 0.79
D | 4002 | 2022-04-26 | 24 | OFF | 56.88 | 6.41 | 0.14 | 0.05 | 0.13 | 0 | 0 | -0.05 | -0.02 | -0.2 | 0 |  | 0.4 | 0.35 | 0.23 | 64.32 | 954.341 | 0.32
D | 4002 | 2022-04-27 | 1 | OFF | 49.27 | 6.41 | 0.76 | 0.09 | 0.01 | 0 | 0 | -0.04 | 0.01 | -0.2 | 0 |  | 0.4 | 0.35 | 0.23 | 57.29 | 899.041 | 0.86
D | 4002 | 2022-04-27 | 2 | OFF | 50.58 | 6.41 | 0.76 | 0.09 | 0.23 | 0 | 0 | 0 | 0.05 | -0.2 | 0 |  | 0.4 | 0.35 | 0.23 | 58.9 | 869.454 | 1.08
D | 4002 | 2022-04-27 | 3 | OFF | 50.33 | 6.41 | 0.76 | 0.09 | 0.26 | 0 | 0 | 0 | 0.05 | -0.2 | 0 |  | 0.4 | 0.35 | 0.23 | 58.68 | 854.809 | 1.11
D | 4002 | 2022-04-27 | 4 | OFF | 49.93 | 6.41 | 0.76 | 0.09 | 0.2 | 0 | 0 | 0.05 | 0.05 | -0.2 | 0 |  | 0.4 | 0.35 | 0.23 | 58.27 | 857.1 | 1.05
D | 4002 | 2022-04-27 | 5 | OFF | 52.86 | 6.41 | 0.76 | 0.09 | 0.21 | 0 | 0 | -0.01 | 0.06 | -0.2 | 0 |  | 0.4 | 0.35 | 0.23 | 61.16 | 889.342 | 1.06
D | 4002 | 2022-04-27 | 6 | OFF | 58.07 | 6.41 | 0.76 | 0.09 | 0.26 | 0 | 0 | 0.1 | 0.05 | -0.2 | 0 |  | 0.4 | 0.35 | 0.23 | 66.52 | 971.233 | 1.11
D | 4002 | 2022-04-27 | 7 | OFF | 66.77 | 6.41 | 0.76 | 0.09 | 0.28 | 0 | 0.23 | 0.12 | 0.05 | -0.2 | 0 |  | 0.4 | 0.35 | 0.23 | 75.49 | 1090.546 | 1.36
D | 4002 | 2022-04-27 | 8 | ON | 63.6 | 6.41 | 0.76 | 0.09 | 0.13 | 0.3 | 0.03 | -0.01 | -0.23 | -0.2 | 0 |  | 0.4 | 0.35 | 0.23 | 71.86 | 1177.094 | 1.31
D | 4002 | 2022-04-27 | 9 | ON | 54.76 | 6.41 | 0.76 | 0.09 | 0.05 | 0.3 | 0 | -0.05 | -0.21 | -0.2 | 0 |  | 0.4 | 0.35 | 0.23 | 62.89 | 1211.229 | 1.2
D | 4002 | 2022-04-27 | 10 | ON | 55.72 | 6.41 | 0.76 | 0.09 | 0.07 | 0.3 | 0 | -0.1 | -0.15 | -0.2 | 0 |  | 0.4 | 0.35 | 0.23 | 63.88 | 1211.353 | 1.22
D | 4002 | 2022-04-27 | 11 | ON | 69.77 | 6.41 | 0.76 | 0.09 | 0.1 | 0.3 | 0.58 | -0.03 | -0.01 | -0.2 | 0 |  | 0.4 | 0.35 | 0.23 | 78.75 | 1221.422 | 1.83
D | 4002 | 2022-04-27 | 12 | ON | 80.64 | 6.41 | 0.76 | 0.09 | 0.23 | 0.3 | 0.53 | 0.01 | -0.03 | -0.2 | 0 |  | 0.4 | 0.35 | 0.23 | 89.72 | 1235.255 | 1.91
D | 4002 | 2022-04-27 | 13 | ON | 56.29 | 6.41 | 0.76 | 0.09 | 0.1 | 0.3 | 0 | 0.03 | -0.06 | -0.2 | 0 |  | 0.4 | 0.35 | 0.23 | 64.7 | 1229.632 | 1.25
D | 4002 | 2022-04-27 | 14 | ON | 60.26 | 6.41 | 0.76 | 0.09 | 0.1 | 0.31 | 0 | 0.06 | -0.07 | -0.2 | 0 |  | 0.4 | 0.35 | 0.23 | 68.7 | 1225.047 | 1.26
D | 4002 | 2022-04-27 | 15 | ON | 62.04 | 6.41 | 0.76 | 0.09 | 0.12 | 0.31 | 0.16 | 0 | 0.08 | -0.2 | 0 |  | 0.4 | 0.35 | 0.23 | 70.75 | 1214.179 | 1.44
D | 4002 | 2022-04-27 | 16 | ON | 55.32 | 6.41 | 0.76 | 0.09 | 0.07 | 0.31 | 0 | -0.02 | -0.07 | -0.2 | 0 |  | 0.4 | 0.35 | 0.23 | 63.65 | 1211.485 | 1.23
D | 4002 | 2022-04-27 | 17 | ON | 57.45 | 6.41 | 0.76 | 0.09 | 0.08 | 0.3 | 0.04 | -0.01 | -0.02 | -0.2 | 0 |  | 0.4 | 0.35 | 0.23 | 65.88 | 1213.266 | 1.27
D | 4002 | 2022-04-27 | 18 | ON | 76.2 | 6.41 | 0.76 | 0.09 | 0.92 | 0.29 | 0.6 | -0.01 | 0.13 | -0.2 | 0 |  | 0.4 | 0.35 | 0.23 | 86.17 | 1241.554 | 2.66
D | 4002 | 2022-04-27 | 19 | ON | 85.51 | 6.41 | 0.76 | 0.09 | 1.01 | 0.28 | 0.26 | -0.04 | -0.02 | -0.2 | 0 |  | 0.4 | 0.35 | 0.23 | 95.04 | 1260.888 | 2.4
D | 4002 | 2022-04-27 | 20 | ON | 101.67 | 6.41 | 0.76 | 0.09 | 0.33 | 0.27 | 0.19 | -0.09 | -0.08 | -0.2 | 0 |  | 0.4 | 0.35 | 0.23 | 110.33 | 1274.022 | 1.64
D | 4002 | 2022-04-27 | 21 | ON | 93.88 | 6.41 | 0.76 | 0.09 | 0.02 | 0.27 | 0.11 | 0.1 | -0.09 | -0.2 | 0 |  | 0.4 | 0.35 | 0.23 | 102.33 | 1260.429 | 1.25
D | 4002 | 2022-04-27 | 22 | ON | 91.8 | 6.41 | 0.76 | 0.09 | 0.49 | 0.29 | 0.7 | -0.07 | 0 | -0.2 | 0 |  | 0.4 | 0.35 | 0.23 | 101.25 | 1182.454 | 2.33
D | 4002 | 2022-04-27 | 23 | ON | 88.57 | 6.41 | 0.76 | 0.09 | 0.66 | 0.31 | 1.33 | -0.02 | -0.04 | -0.2 | 0 |  | 0.4 | 0.35 | 0.23 | 98.85 | 1084.755 | 3.15
D | 4002 | 2022-04-27 | 24 | OFF | 90.8 | 6.41 | 0.76 | 0.09 | 0.87 | 0 | 0.66 | -0.09 | -0.03 | -0.2 | 0 |  | 0.4 | 0.35 | 0.23 | 100.25 | 1005.758 | 2.38
D | 4002 | 2022-04-28 | 1 | OFF | 61.12 | 6.41 | 0.91 | 0.15 | 0.24 | 0 | 0.15 | 0.04 | -0.2 | -0.2 | 0 |  | 0.4 | 0.35 | 0.23 | 69.6 | 954.484 | 1.45
D | 4002 | 2022-04-28 | 2 | OFF | 59.67 | 6.41 | 0.91 | 0.15 | 0.08 | 0 | 0.29 | 0.08 | -0.24 | -0.2 | 0 |  | 0.4 | 0.35 | 0.23 | 68.13 | 927.62 | 1.43
D | 4002 | 2022-04-28 | 3 | OFF | 56.52 | 6.41 | 0.91 | 0.15 | 0.19 | 0 | 0 | -0.01 | -0.24 | -0.2 | 0 |  | 0.4 | 0.35 | 0.23 | 64.71 | 918.586 | 1.25
D | 4002 | 2022-04-28 | 4 | OFF | 56.81 | 6.41 | 0.91 | 0.15 | 0.22 | 0 | 0 | 0.07 | -0.29 | -0.2 | 0 |  | 0.4 | 0.35 | 0.23 | 65.06 | 927.573 | 1.28
D | 4002 | 2022-04-28 | 5 | OFF | 61.63 | 6.41 | 0.91 | 0.15 | 0.11 | 0 | 0 | -0.02 | -0.29 | -0.2 | 0 |  | 0.4 | 0.35 | 0.23 | 69.68 | 967.275 | 1.17
D | 4002 | 2022-04-28 | 6 | OFF | 82.64 | 6.41 | 0.91 | 0.15 | 0.2 | 0 | 0.63 | 0.04 | 0.27 | -0.2 | 0 |  | 0.4 | 0.35 | 0.23 | 92.03 | 1055.997 | 1.89
D | 4002 | 2022-04-28 | 7 | OFF | 104.58 | 6.41 | 0.91 | 0.15 | 0.6 | 0 | 0 | -0.09 | 0.02 | -0.2 | 0 |  | 0.4 | 0.35 | 0.23 | 113.36 | 1175.575 | 1.66
D | 4002 | 2022-04-28 | 8 | ON | 102.07 | 6.41 | 0.91 | 0.15 | 0.42 | 0.24 | 0.41 | -0.02 | -0.27 | -0.2 | 0 |  | 0.4 | 0.35 | 0.23 | 111.1 | 1248.577 | 2.13
D | 4002 | 2022-04-28 | 9 | ON | 58.28 | 6.41 | 0.91 | 0.15 | 0.52 | 0.24 | 0.07 | -0.04 | -0.43 | -0.2 | 0 |  | 0.4 | 0.35 | 0.23 | 66.89 | 1280.374 | 1.89
D | 4002 | 2022-04-28 | 10 | ON | 54.97 | 6.41 | 0.91 | 0.15 | 0.2 | 0.25 | 0 | -0.16 | -0.35 | -0.2 | 0 |  | 0.4 | 0.35 | 0.23 | 63.16 | 1283.083 | 1.51
D | 4002 | 2022-04-28 | 11 | ON | 67.4 | 6.41 | 0.91 | 0.15 | 0.11 | 0.25 | 0 | 0 | -0.41 | -0.2 | 0 |  | 0.4 | 0.35 | 0.23 | 75.6 | 1272.122 | 1.42
D | 4002 | 2022-04-28 | 12 | ON | 57.62 | 6.41 | 0.91 | 0.15 | 0.07 | 0.26 | 0 | -0.02 | -0.51 | -0.2 | 0 |  | 0.4 | 0.35 | 0.23 | 65.67 | 1248.442 | 1.39
D | 4002 | 2022-04-28 | 13 | ON | 56.45 | 6.41 | 0.91 | 0.15 | 0.04 | 0.27 | 0 | -0.04 | -0.44 | -0.2 | 0 |  | 0.4 | 0.35 | 0.23 | 64.53 | 1218.883 | 1.37
D | 4002 | 2022-04-28 | 14 | ON | 53.58 | 6.41 | 0.91 | 0.15 | 0.05 | 0.27 | 0 | -0.04 | -0.45 | -0.2 | 0 |  | 0.4 | 0.35 | 0.23 | 61.66 | 1198.53 | 1.38
D | 4002 | 2022-04-28 | 15 | ON | 54.29 | 6.41 | 0.91 | 0.15 | 0.03 | 0.27 | 0 | -0.07 | -0.4 | -0.2 | 0 |  | 0.4 | 0.35 | 0.23 | 62.37 | 1180.33 | 1.36
D | 4002 | 2022-04-28 | 16 | ON | 54.97 | 6.41 | 0.91 | 0.15 | 0.04 | 0.27 | 0 | -0.05 | -0.38 | -0.2 | 0 |  | 0.4 | 0.35 | 0.23 | 63.1 | 1165.845 | 1.37
D | 4002 | 2022-04-28 | 17 | ON | 56.12 | 6.41 | 0.91 | 0.15 | 0.78 | 0.26 | 0 | -0.03 | -0.42 | -0.2 | 0 |  | 0.4 | 0.35 | 0.23 | 64.96 | 1183.507 | 2.1
D | 4002 | 2022-04-28 | 18 | ON | 64.11 | 6.41 | 0.91 | 0.15 | 0.24 | 0.25 | 0 | -0.07 | -0.36 | -0.2 | 0 |  | 0.4 | 0.35 | 0.23 | 72.42 | 1230.995 | 1.55
D | 4002 | 2022-04-28 | 19 | ON | 78.86 | 6.41 | 0.91 | 0.15 | 0.39 | 0.24 | 0 | 0.01 | -0.43 | -0.2 | 0 |  | 0.4 | 0.35 | 0.23 | 87.32 | 1259.754 | 1.69
D | 4002 | 2022-04-28 | 20 | ON | 105.27 | 6.41 | 0.91 | 0.15 | 0.49 | 0.23 | 0.39 | -0.17 | -0.3 | -0.2 | 0 |  | 0.4 | 0.35 | 0.23 | 114.16 | 1276.978 | 2.17
D | 4002 | 2022-04-28 | 21 | ON | 136.92 | 6.41 | 0.91 | 0.15 | 0.78 | 0.22 | 0.8 | 0.07 | -0.19 | -0.2 | 0 |  | 0.4 | 0.35 | 0.23 | 146.85 | 1277.725 | 2.86
D | 4002 | 2022-04-28 | 22 | ON | 93.38 | 6.41 | 0.91 | 0.15 | 0.52 | 0.24 | 0 | -0.05 | -0.45 | -0.2 | 0 |  | 0.4 | 0.35 | 0.23 | 101.89 | 1203.28 | 1.82
D | 4002 | 2022-04-28 | 23 | ON | 92.44 | 6.41 | 0.91 | 0.15 | 0.28 | 0.26 | 0 | -0.06 | -0.48 | -0.2 | 0 |  | 0.4 | 0.35 | 0.23 | 100.69 | 1106.035 | 1.6
D | 4002 | 2022-04-28 | 24 | OFF | 81.14 | 6.41 | 0.91 | 0.15 | 0.16 | 0 | 0.12 | 0.01 | -0.28 | -0.2 | 0 |  | 0.4 | 0.35 | 0.23 | 89.4 | 1026.765 | 1.34
D | 4002 | 2022-04-29 | 1 | OFF | 60.83 | 6.41 | 0.87 | 0.06 | 0.19 | 0 | 0.11 | -0.11 | -0.24 | -0.2 | 0 |  | 0.4 | 0.35 | 0.23 | 68.9 | 979.954 | 1.23
D | 4002 | 2022-04-29 | 2 | OFF | 61.28 | 6.41 | 0.87 | 0.06 | 0.19 | 0 | 0 | -0.07 | -0.44 | -0.2 | 0 |  | 0.4 | 0.35 | 0.23 | 69.08 | 952.111 | 1.12
D | 4002 | 2022-04-29 | 3 | OFF | 56.43 | 6.41 | 0.87 | 0.06 | 0.1 | 0 | 0 | -0.06 | -0.12 | -0.2 | 0 |  | 0.4 | 0.35 | 0.23 | 64.47 | 940.152 | 1.03
D | 4002 | 2022-04-29 | 4 | OFF | 64.97 | 6.41 | 0.87 | 0.06 | 0.17 | 0 | 0 | -0.05 | -0.46 | -0.2 | 0 |  | 0.4 | 0.35 | 0.23 | 72.75 | 947.899 | 1.1
D | 4002 | 2022-04-29 | 5 | OFF | 64.26 | 6.41 | 0.87 | 0.06 | 0.19 | 0 | 0 | -0.03 | -0.27 | -0.2 | 0 |  | 0.4 | 0.35 | 0.23 | 72.27 | 985.573 | 1.12
D | 4002 | 2022-04-29 | 6 | OFF | 86.4 | 6.41 | 0.87 | 0.06 | 0.23 | 0 | 1.01 | 0.1 | -0.19 | -0.2 | 0 |  | 0.4 | 0.35 | 0.23 | 95.67 | 1069.031 | 2.17
D | 4002 | 2022-04-29 | 7 | OFF | 82.23 | 6.41 | 0.87 | 0.06 | 0.28 | 0 | 0.31 | -0.02 | -0.5 | -0.2 | 0 |  | 0.4 | 0.35 | 0.23 | 90.42 | 1173.232 | 1.52
D | 4002 | 2022-04-29 | 8 | ON | 72.06 | 6.41 | 0.87 | 0.06 | 0.52 | 0.24 | 0.07 | -0.03 | -0.35 | -0.2 | 0 |  | 0.4 | 0.35 | 0.23 | 80.63 | 1239.359 | 1.76
D | 4002 | 2022-04-29 | 9 | ON | 60.16 | 6.41 | 0.87 | 0.06 | 0.23 | 0.25 | 0.04 | 0.02 | -0.25 | -0.2 | 0 |  | 0.4 | 0.35 | 0.23 | 68.57 | 1255.324 | 1.45
D | 4002 | 2022-04-29 | 10 | ON | 8.98 | 6.41 | 0.87 | 0.06 | 0.01 | 0.26 | 0 | -0.03 | -0.26 | -0.2 | 0 |  | 0.4 | 0.35 | 0.23 | 17.08 | 1244.955 | 1.2
D | 4002 | 2022-04-29 | 11 | ON | 26.32 | 6.41 | 0.87 | 0.06 | 0.14 | 0.27 | 0 | -0.02 | -0.29 | -0.2 | 0 |  | 0.4 | 0.35 | 0.23 | 34.54 | 1236.212 | 1.34
D | 4002 | 2022-04-29 | 12 | ON | 37.36 | 6.41 | 0.87 | 0.06 | 0.15 | 0.27 | 0 | -0.02 | -0.28 | -0.2 | 0 |  | 0.4 | 0.35 | 0.23 | 45.6 | 1217.336 | 1.35
D | 4002 | 2022-04-29 | 13 | ON | -14.22 | 6.41 | 0.87 | 0.06 | 0.39 | 0.28 | 0 | 0.03 | -0.26 | -0.2 | 0 |  | 0.4 | 0.35 | 0.23 | -5.66 | 1201.24 | 1.6
D | 4002 | 2022-04-29 | 14 | ON | 11.46 | 6.41 | 0.87 | 0.06 | 0.16 | 0.28 | 0 | 0.04 | -0.31 | -0.2 | 0 |  | 0.4 | 0.35 | 0.23 | 19.75 | 1188.53 | 1.37
D | 4002 | 2022-04-29 | 15 | ON | -4 | 6.41 | 0.87 | 0.06 | 0.09 | 0.28 | 0 | 0.06 | -0.44 | -0.2 | 0 |  | 0.4 | 0.35 | 0.23 | 4.11 | 1169.004 | 1.3
D | 4002 | 2022-04-29 | 16 | ON | 28.85 | 6.41 | 0.87 | 0.06 | 0.34 | 0.28 | 0 | 0.02 | -0.17 | -0.2 | 0 |  | 0.4 | 0.35 | 0.23 | 37.44 | 1153.686 | 1.55
D | 4002 | 2022-04-29 | 17 | ON | 49.81 | 6.41 | 0.87 | 0.06 | 0.07 | 0.28 | 0 | -0.06 | -0.24 | -0.2 | 0 |  | 0.4 | 0.35 | 0.23 | 57.98 | 1162.525 | 1.28
D | 4002 | 2022-04-29 | 18 | ON | 51.9 | 6.41 | 0.87 | 0.06 | 0.05 | 0.27 | 0 | -0.08 | -0.23 | -0.2 | 0 |  | 0.4 | 0.35 | 0.23 | 60.03 | 1193.24 | 1.25
D | 4002 | 2022-04-29 | 19 | ON | 55.36 | 6.41 | 0.87 | 0.06 | 0.2 | 0.26 | 0.01 | -0.03 | -0.33 | -0.2 | 0 |  | 0.4 | 0.35 | 0.23 | 63.59 | 1213 | 1.4
D | 4002 | 2022-04-29 | 20 | ON | 62.21 | 6.41 | 0.87 | 0.06 | 0.15 | 0.25 | 0.02 | -0.01 | -0.36 | -0.2 | 0 |  | 0.4 | 0.35 | 0.23 | 70.38 | 1224.333 | 1.35
D | 4002 | 2022-04-29 | 21 | ON | 73.12 | 6.41 | 0.87 | 0.06 | 0.15 | 0.25 | 0 | -0.04 | -0.4 | -0.2 | 0 |  | 0.4 | 0.35 | 0.23 | 81.2 | 1230.888 | 1.33
D | 4002 | 2022-04-29 | 22 | ON | 77.39 | 6.41 | 0.87 | 0.06 | 0.27 | 0.32 | 0.55 | -0.07 | -0.25 | -0.2 | 0 |  | 0.4 | 0.35 | 0.23 | 86.33 | 1166.035 | 2.07
D | 4002 | 2022-04-29 | 23 | ON | 56.98 | 6.41 | 0.87 | 0.06 | 0.16 | 0.34 | 0.13 | -0.11 | -0.23 | -0.2 | 0 |  | 0.4 | 0.35 | 0.23 | 65.39 | 1077.419 | 1.56
D | 4002 | 2022-04-29 | 24 | OFF | 53.1 | 6.41 | 0.87 | 0.06 | 0.15 | 0 | 0 | -0.04 | -0.25 | -0.2 | 0 |  | 0.4 | 0.35 | 0.23 | 61.08 | 996.296 | 1.08
D | 4002 | 2022-04-30 | 1 | OFF | 58.1 | 6.41 | 0.98 | 0.05 | 0.1 | 0 | 0.08 | -0.09 | -0.23 | -0.2 | 0 |  | 0.4 | 0.35 | 0.23 | 66.18 | 945.446 | 1.21
D | 4002 | 2022-04-30 | 2 | OFF | 57.91 | 6.41 | 0.98 | 0.05 | 0.13 | 0 | 0.01 | 0.16 | -0.23 | -0.2 | 0 |  | 0.4 | 0.35 | 0.23 | 66.2 | 918.695 | 1.17
D | 4002 | 2022-04-30 | 3 | OFF | 53.38 | 6.41 | 0.98 | 0.05 | 0.12 | 0 | 0 | 0.03 | -0.13 | -0.2 | 0 |  | 0.4 | 0.35 | 0.23 | 61.62 | 904.359 | 1.15
D | 4002 | 2022-04-30 | 4 | OFF | 54.4 | 6.41 | 0.98 | 0.05 | 0.09 | 0 | 0 | -0.11 | -0.18 | -0.2 | 0 |  | 0.4 | 0.35 | 0.23 | 62.42 | 908.13 | 1.12
D | 4002 | 2022-04-30 | 5 | OFF | 53.38 | 6.41 | 0.98 | 0.05 | 0.07 | 0 | 0 | 0.04 | -0.18 | -0.2 | 0 |  | 0.4 | 0.35 | 0.23 | 61.53 | 921.071 | 1.1
D | 4002 | 2022-04-30 | 6 | OFF | 56.47 | 6.41 | 0.98 | 0.05 | 0.11 | 0 | 0 | 0.01 | -0.3 | -0.2 | 0 |  | 0.4 | 0.35 | 0.23 | 64.51 | 959.948 | 1.14
D | 4002 | 2022-04-30 | 7 | OFF | 51.08 | 6.41 | 0.98 | 0.05 | 0.12 | 0 | 0 | 0.03 | -0.29 | -0.2 | 0 |  | 0.4 | 0.35 | 0.23 | 59.16 | 1019.777 | 1.15
D | 4002 | 2022-04-30 | 8 | OFF | 50.61 | 6.41 | 0.98 | 0.05 | 0.11 | 0 | 0 | 0.04 | -0.2 | -0.2 | 0 |  | 0.4 | 0.35 | 0.23 | 58.78 | 1078.631 | 1.14
D | 4002 | 2022-04-30 | 9 | OFF | 49.36 | 6.41 | 0.98 | 0.05 | 0.17 | 0 | 0 | -0.09 | -0.23 | -0.2 | 0 |  | 0.4 | 0.35 | 0.23 | 57.43 | 1101.705 | 1.2
D | 4002 | 2022-04-30 | 10 | OFF | 33.02 | 6.41 | 0.98 | 0.05 | 0.16 | 0 | 0 | 0.08 | 0.31 | -0.2 | 0 |  | 0.4 | 0.35 | 0.23 | 41.79 | 1099.966 | 1.19
D | 4002 | 2022-04-30 | 11 | OFF | -27.4 | 6.41 | 0.98 | 0.05 | 0.55 | 0 | 0 | 0 | -0.44 | -0.2 | 0 |  | 0.4 | 0.35 | 0.23 | -19.07 | 1093.667 | 1.58
D | 4002 | 2022-04-30 | 12 | OFF | 36.16 | 6.41 | 0.98 | 0.05 | 0.21 | 0 | 0 | 0.04 | -0.22 | -0.2 | 0 |  | 0.4 | 0.35 | 0.23 | 44.41 | 1081.382 | 1.24
D | 4002 | 2022-04-30 | 13 | OFF | 34.18 | 6.41 | 0.98 | 0.05 | 0.16 | 0 | 0 | 0 | -0.16 | -0.2 | 0 |  | 0.4 | 0.35 | 0.23 | 42.4 | 1064.723 | 1.19
D | 4002 | 2022-04-30 | 14 | OFF | 20.47 | 6.41 | 0.98 | 0.05 | 0.24 | 0 | 0 | 0.01 | -0.2 | -0.2 | 0 |  | 0.4 | 0.35 | 0.23 | 28.74 | 1039.847 | 1.27
D | 4002 | 2022-04-30 | 15 | OFF | 21.98 | 6.41 | 0.98 | 0.05 | 0.23 | 0 | 0 | 0.04 | -0.27 | -0.2 | 0 |  | 0.4 | 0.35 | 0.23 | 30.2 | 1011.436 | 1.26
D | 4002 | 2022-04-30 | 16 | OFF | 21.43 | 6.41 | 0.98 | 0.05 | 0.04 | 0 | 0 | 0.03 | -0.08 | -0.2 | 0 |  | 0.4 | 0.35 | 0.23 | 29.64 | 1011.56 | 1.07
D | 4002 | 2022-04-30 | 17 | OFF | 30.08 | 6.41 | 0.98 | 0.05 | 0.47 | 0 | 0 | 0.04 | 0.27 | -0.2 | 0 |  | 0.4 | 0.35 | 0.23 | 39.08 | 1042.26 | 1.5
D | 4002 | 2022-04-30 | 18 | OFF | 51.6 | 6.41 | 0.98 | 0.05 | 0.12 | 0 | 0.03 | -0.05 | -0.14 | -0.2 | 0 |  | 0.4 | 0.35 | 0.23 | 59.78 | 1092.54 | 1.18
D | 4002 | 2022-04-30 | 19 | OFF | 64.31 | 6.41 | 0.98 | 0.05 | 0.16 | 0 | 0.03 | -0.06 | -0.07 | -0.2 | 0 |  | 0.4 | 0.35 | 0.23 | 72.59 | 1122.07 | 1.22
D | 4002 | 2022-04-30 | 20 | OFF | 83.53 | 6.41 | 0.98 | 0.05 | 0.47 | 0 | 0.18 | -0.07 | -0.28 | -0.2 | 0 |  | 0.4 | 0.35 | 0.23 | 92.05 | 1135.518 | 1.68
D | 4002 | 2022-04-30 | 21 | OFF | 85.9 | 6.41 | 0.98 | 0.05 | 0.5 | 0 | 0.22 | 0 | -0.24 | -0.2 | 0 |  | 0.4 | 0.35 | 0.23 | 94.6 | 1146.826 | 1.75
D | 4002 | 2022-04-30 | 22 | OFF | 76.55 | 6.41 | 0.98 | 0.05 | 0.42 | 0 | 0.05 | -0.04 | -0.16 | -0.2 | 0 |  | 0.4 | 0.35 | 0.23 | 85.04 | 1089.394 | 1.5
D | 4002 | 2022-04-30 | 23 | OFF | 82.52 | 6.41 | 0.98 | 0.05 | 0.59 | 0 | 0.18 | 0.13 | 0.03 | -0.2 | 0 |  | 0.4 | 0.35 | 0.23 | 91.67 | 1012.226 | 1.8
D | 4002 | 2022-04-30 | 24 | OFF | 80.7 | 6.41 | 0.98 | 0.05 | 0.33 | 0 | 0.58 | 0.1 | -0.07 | -0.2 | 0 |  | 0.4 | 0.35 | 0.23 | 89.86 | 942.881 | 1.94
T | 720 lines

## whlsecost_hourly_4002_202205
C | Hourly Wholesale Load Cost Report
C | Filename: whlsecost_hourly_4002_202205.csv
C | Report for: 05 2022
C | Report generated: 04/05/2023 12:49:48 EDT
H | Location ID | Local Date | Local Hour | OnOffPeak | RTLMP | Capacity | First Contingency | Second Contingency | Regulation | Forward Reserves | Real-Time Reserves | Inadvertent | Marginal Loss Rev Fund | Auction Rev Rights | Real-Time Demand Reduction Cost | Price Responsive Demand Cost | ISO Sched 2 | ISO Sched 3 | NEPOOL Exp | Total Cost | RTLO | Total Ancillary & NCPC
H | Number | Date | Number | String | Number | Number | Number | Number | Number | Number | Number | Number | Number | Number | Number | Number | Number | Number | Number | Number | Number
D | 4002 | 2022-05-01 | 1 | OFF | 87.17 | 6.2 | 0.59 | 0.12 | 0.03 | 0 | 1.88 | 0.16 | 0.03 | -0.14 | 0 |  | 0.4 | 0.34 | 0.23 | 97.01 | 895.732 | 2.62
D | 4002 | 2022-05-01 | 2 | OFF | 64.13 | 6.2 | 0.59 | 0.12 | 0 | 0 | 0.67 | 0.15 | 0 | -0.14 | 0 |  | 0.4 | 0.34 | 0.23 | 72.69 | 870.075 | 1.38
D | 4002 | 2022-05-01 | 3 | OFF | 53.77 | 6.2 | 0.59 | 0.12 | 0 | 0 | 0.1 | 0.14 | -0.03 | -0.14 | 0 |  | 0.4 | 0.34 | 0.23 | 61.72 | 858.756 | 0.81
D | 4002 | 2022-05-01 | 4 | OFF | 53.2 | 6.2 | 0.59 | 0.12 | 0 | 0 | 0.05 | 0.07 | -0.05 | -0.14 | 0 |  | 0.4 | 0.34 | 0.23 | 61.01 | 861.318 | 0.76
D | 4002 | 2022-05-01 | 5 | OFF | 66.47 | 6.2 | 0.59 | 0.12 | 0 | 0 | 0.89 | 0.12 | 0.08 | -0.14 | 0 |  | 0.4 | 0.34 | 0.23 | 75.3 | 874.293 | 1.6
D | 4002 | 2022-05-01 | 6 | OFF | 67.78 | 6.2 | 0.59 | 0.12 | 0 | 0 | 0.69 | 0.25 | -0.01 | -0.14 | 0 |  | 0.4 | 0.34 | 0.23 | 76.45 | 903.83 | 1.4
D | 4002 | 2022-05-01 | 7 | OFF | 66.98 | 6.2 | 0.59 | 0.12 | 0.29 | 0 | 0.44 | 0.11 | 0 | -0.14 | 0 |  | 0.4 | 0.34 | 0.23 | 75.56 | 947.182 | 1.44
D | 4002 | 2022-05-01 | 8 | OFF | 66.98 | 6.2 | 0.59 | 0.12 | 0.89 | 0 | 0.92 | 0.17 | 0.16 | -0.14 | 0 |  | 0.4 | 0.34 | 0.23 | 76.86 | 990.065 | 2.52
D | 4002 | 2022-05-01 | 9 | OFF | 47.96 | 6.2 | 0.59 | 0.12 | 0.75 | 0 | 0 | 0.12 | -0.04 | -0.14 | 0 |  | 0.4 | 0.34 | 0.23 | 56.53 | 1021.115 | 1.46
D | 4002 | 2022-05-01 | 10 | OFF | 43.13 | 6.2 | 0.59 | 0.12 | 0.66 | 0 | 0 | 0.12 | -0.05 | -0.14 | 0 |  | 0.4 | 0.34 | 0.23 | 51.6 | 1030.217 | 1.37
D | 4002 | 2022-05-01 | 11 | OFF | 48.14 | 6.2 | 0.59 | 0.12 | 0.23 | 0 | 0 | -0.04 | -0.05 | -0.14 | 0 |  | 0.4 | 0.34 | 0.23 | 56.02 | 1019.945 | 0.94
D | 4002 | 2022-05-01 | 12 | OFF | 48.81 | 6.2 | 0.59 | 0.12 | 0.03 | 0 | 0 | 0 | -0.1 | -0.14 | 0 |  | 0.4 | 0.34 | 0.23 | 56.48 | 1012.663 | 0.74
D | 4002 | 2022-05-01 | 13 | OFF | 48.84 | 6.2 | 0.59 | 0.12 | 0.05 | 0 | 0 | -0.01 | -0.09 | -0.14 | 0 |  | 0.4 | 0.34 | 0.23 | 56.53 | 1000.764 | 0.76
D | 4002 | 2022-05-01 | 14 | OFF | 46.99 | 6.2 | 0.59 | 0.12 | 0.03 | 0 | 0 | 0.04 | -0.07 | -0.14 | 0 |  | 0.4 | 0.34 | 0.23 | 54.73 | 984.136 | 0.74
D | 4002 | 2022-05-01 | 15 | OFF | 45.84 | 6.2 | 0.59 | 0.12 | 0.05 | 0 | 0 | 0.01 | -0.06 | -0.14 | 0 |  | 0.4 | 0.34 | 0.23 | 53.58 | 979.766 | 0.76
D | 4002 | 2022-05-01 | 16 | OFF | 48.93 | 6.2 | 0.59 | 0.12 | 0.05 | 0 | 0 | 0.02 | -0.05 | -0.14 | 0 |  | 0.4 | 0.34 | 0.23 | 56.69 | 998.077 | 0.76
D | 4002 | 2022-05-01 | 17 | OFF | 50.9 | 6.2 | 0.59 | 0.12 | 0.07 | 0 | 0.01 | 0.07 | -0.06 | -0.14 | 0 |  | 0.4 | 0.34 | 0.23 | 58.73 | 1047.887 | 0.79
D | 4002 | 2022-05-01 | 18 | OFF | 77.45 | 6.2 | 0.59 | 0.12 | 0.22 | 0 | 0.34 | -0.01 | 0.5 | -0.14 | 0 |  | 0.4 | 0.34 | 0.23 | 86.24 | 1122.095 | 1.27
D | 4002 | 2022-05-01 | 19 | OFF | 96.2 | 6.2 | 0.59 | 0.12 | 0.23 | 0 | 0 | 0 | -0.02 | -0.14 | 0 |  | 0.4 | 0.34 | 0.23 | 104.15 | 1161.992 | 0.94
D | 4002 | 2022-05-01 | 20 | OFF | 95.98 | 6.2 | 0.59 | 0.12 | 0.99 | 0 | 0.19 | -0.03 | -0.11 | -0.14 | 0 |  | 0.4 | 0.34 | 0.23 | 104.76 | 1177.591 | 1.89
D | 4002 | 2022-05-01 | 21 | OFF | 94.42 | 6.2 | 0.59 | 0.12 | 0.09 | 0 | 0.34 | -0.03 | -0.15 | -0.14 | 0 |  | 0.4 | 0.34 | 0.23 | 102.41 | 1169.053 | 1.14
D | 4002 | 2022-05-01 | 22 | OFF | 82.76 | 6.2 | 0.59 | 0.12 | 0.49 | 0 | 0.09 | -0.05 | 0.11 | -0.14 | 0 |  | 0.4 | 0.34 | 0.23 | 91.14 | 1088.428 | 1.29
D | 4002 | 2022-05-01 | 23 | OFF | 86.4 | 6.2 | 0.59 | 0.12 | 0.57 | 0 | 1.28 | -0.1 | 0 | -0.14 | 0 |  | 0.4 | 0.34 | 0.23 | 95.89 | 986.715 | 2.56
D | 4002 | 2022-05-01 | 24 | OFF | 64.6 | 6.2 | 0.59 | 0.12 | 0.15 | 0 | 0.65 | -0.03 | 0.24 | -0.14 | 0 |  | 0.4 | 0.34 | 0.23 | 73.35 | 906.341 | 1.51
D | 4002 | 2022-05-02 | 1 | OFF | 53.32 | 6.2 | 0.95 | 0.38 | 0.21 | 0 | 0.02 | -0.02 | 0.04 | -0.14 | 0 |  | 0.4 | 0.34 | 0.23 | 61.93 | 862.033 | 1.56
D | 4002 | 2022-05-02 | 2 | OFF | 53.61 | 6.2 | 0.95 | 0.38 | 0.14 | 0 | 0 | -0.01 | -0.01 | -0.14 | 0 |  | 0.4 | 0.34 | 0.23 | 62.09 | 839.448 | 1.47
D | 4002 | 2022-05-02 | 3 | OFF | 53.3 | 6.2 | 0.95 | 0.38 | 0.04 | 0 | 0 | -0.02 | -0.03 | -0.14 | 0 |  | 0.4 | 0.34 | 0.23 | 61.65 | 833.666 | 1.37
D | 4002 | 2022-05-02 | 4 | OFF | 53.76 | 6.2 | 0.95 | 0.38 | 0.12 | 0 | 0 | 0.01 | -0.01 | -0.14 | 0 |  | 0.4 | 0.34 | 0.23 | 62.24 | 842.916 | 1.45
D | 4002 | 2022-05-02 | 5 | OFF | 54.56 | 6.2 | 0.95 | 0.38 | 0.02 | 0 | 0 | 0.03 | -0.03 | -0.14 | 0 |  | 0.4 | 0.34 | 0.23 | 62.94 | 883.072 | 1.35
D | 4002 | 2022-05-02 | 6 | OFF | 63.65 | 6.2 | 0.95 | 0.38 | 0.22 | 0 | 0.49 | 0.04 | 0.19 | -0.14 | 0 |  | 0.4 | 0.34 | 0.23 | 72.95 | 977.642 | 2.04
D | 4002 | 2022-05-02 | 7 | OFF | 86.08 | 6.2 | 0.95 | 0.38 | 0.6 | 0 | 0.65 | -0.09 | 0.28 | -0.14 | 0 |  | 0.4 | 0.34 | 0.23 | 95.88 | 1112.93 | 2.58
D | 4002 | 2022-05-02 | 8 | ON | 108.89 | 6.2 | 0.95 | 0.38 | 0.59 | 0.33 | 0.43 | 0.12 | -0.02 | -0.14 | 0 |  | 0.4 | 0.34 | 0.23 | 118.7 | 1194.368 | 2.68
D | 4002 | 2022-05-02 | 9 | ON | 98.96 | 6.2 | 0.95 | 0.38 | 0.26 | 0.32 | 0.18 | -0.13 | -0.06 | -0.14 | 0 |  | 0.4 | 0.34 | 0.23 | 107.89 | 1213.885 | 2.09
D | 4002 | 2022-05-02 | 10 | ON | 103.27 | 6.2 | 0.95 | 0.38 | 0.2 | 0.32 | 0.28 | -0.08 | 0 | -0.14 | 0 |  | 0.4 | 0.34 | 0.23 | 112.35 | 1218.814 | 2.13
D | 4002 | 2022-05-02 | 11 | ON | 103.92 | 6.2 | 0.95 | 0.38 | 0.21 | 0.31 | 0 | 0.01 | -0.03 | -0.14 | 0 |  | 0.4 | 0.34 | 0.23 | 112.78 | 1238.693 | 1.85
D | 4002 | 2022-05-02 | 12 | ON | 102.39 | 6.2 | 0.95 | 0.38 | 0.79 | 0.31 | 0.73 | -0.05 | -0.09 | -0.14 | 0 |  | 0.4 | 0.34 | 0.23 | 112.44 | 1238.813 | 3.16
D | 4002 | 2022-05-02 | 13 | ON | 112.85 | 6.2 | 0.95 | 0.38 | 0.53 | 0.31 | 0.05 | -0.31 | -0.07 | -0.14 | 0 |  | 0.4 | 0.34 | 0.23 | 121.72 | 1260.071 | 2.22
D | 4002 | 2022-05-02 | 14 | ON | 125.94 | 6.2 | 0.95 | 0.38 | 0.74 | 0.29 | 0.15 | 0.1 | -0.05 | -0.14 | 0 |  | 0.4 | 0.34 | 0.23 | 135.53 | 1264.753 | 2.51
D | 4002 | 2022-05-02 | 15 | ON | 111.3 | 6.2 | 0.95 | 0.38 | 0.86 | 0.29 | 0.03 | 0.25 | -0.15 | -0.14 | 0 |  | 0.4 | 0.34 | 0.23 | 120.94 | 1253.625 | 2.51
D | 4002 | 2022-05-02 | 16 | ON | 115.26 | 6.2 | 0.95 | 0.38 | 0.57 | 0.31 | 0.17 | 0.13 | -0.06 | -0.14 | 0 |  | 0.4 | 0.34 | 0.23 | 124.74 | 1248.403 | 2.38
D | 4002 | 2022-05-02 | 17 | ON | 133.08 | 6.2 | 0.95 | 0.38 | 0.44 | 0.3 | 0.01 | 0.03 | -0.04 | -0.14 | 0 |  | 0.4 | 0.34 | 0.23 | 142.18 | 1267.311 | 2.08
D | 4002 | 2022-05-02 | 18 | ON | 140.67 | 6.2 | 0.95 | 0.38 | 0.29 | 0.29 | 0.14 | -0.05 | 0.1 | -0.14 | 0 |  | 0.4 | 0.34 | 0.23 | 149.8 | 1314.124 | 2.05
D | 4002 | 2022-05-02 | 19 | ON | 127.99 | 6.2 | 0.95 | 0.38 | 0.74 | 0.29 | 0.14 | 0.14 | -0.18 | -0.14 | 0 |  | 0.4 | 0.34 | 0.23 | 137.48 | 1324.849 | 2.5
D | 4002 | 2022-05-02 | 20 | ON | 101.61 | 6.2 | 0.95 | 0.38 | 0.44 | 0.29 | 0.02 | -0.05 | -0.29 | -0.14 | 0 |  | 0.4 | 0.34 | 0.23 | 110.38 | 1309.57 | 2.08
D | 4002 | 2022-05-02 | 21 | ON | 99.46 | 6.2 | 0.95 | 0.38 | 0.62 | 0.3 | 0.02 | 0.05 | -0.1 | -0.14 | 0 |  | 0.4 | 0.34 | 0.23 | 108.71 | 1267.749 | 2.27
D | 4002 | 2022-05-02 | 22 | ON | 66.33 | 6.2 | 0.95 | 0.38 | 0.22 | 0.32 | 0.21 | -0.01 | -0.16 | -0.14 | 0 |  | 0.4 | 0.34 | 0.23 | 75.27 | 1170.252 | 2.08
D | 4002 | 2022-05-02 | 23 | ON | 93.09 | 6.2 | 0.95 | 0.38 | 1.24 | 0.35 | 1.02 | 0.02 | 0.27 | -0.14 | 0 |  | 0.4 | 0.34 | 0.23 | 104.35 | 1060.386 | 3.94
D | 4002 | 2022-05-02 | 24 | OFF | 69.77 | 6.2 | 0.95 | 0.38 | 0.43 | 0 | 0.03 | -0.16 | 0.04 | -0.14 | 0 |  | 0.4 | 0.34 | 0.23 | 78.47 | 975.613 | 1.79
D | 4002 | 2022-05-03 | 1 | OFF | 75.49 | 6.2 | 1.12 | 0.09 | 0.3 | 0 | 0.6 | -0.08 | 0.05 | -0.14 | 0 |  | 0.4 | 0.34 | 0.23 | 84.6 | 927.632 | 2.11
D | 4002 | 2022-05-03 | 2 | OFF | 76.77 | 6.2 | 1.12 | 0.09 | 0.03 | 0 | 0 | -0.07 | -0.02 | -0.14 | 0 |  | 0.4 | 0.34 | 0.23 | 84.95 | 898.116 | 1.24
D | 4002 | 2022-05-03 | 3 | OFF | 102.83 | 6.2 | 1.12 | 0.09 | 0 | 0 | 0 | -0.17 | 0.17 | -0.14 | 0 |  | 0.4 | 0.34 | 0.23 | 111.07 | 885.353 | 1.21
D | 4002 | 2022-05-03 | 4 | OFF | 103.93 | 6.2 | 1.12 | 0.09 | 0 | 0 | 0 | -0.08 | 0.2 | -0.14 | 0 |  | 0.4 | 0.34 | 0.23 | 112.29 | 890.384 | 1.21
D | 4002 | 2022-05-03 | 5 | OFF | 91.91 | 6.2 | 1.12 | 0.09 | 0.11 | 0 | 0 | -0.03 | 0.01 | -0.14 | 0 |  | 0.4 | 0.34 | 0.23 | 100.24 | 924.652 | 1.32
D | 4002 | 2022-05-03 | 6 | OFF | 77.36 | 6.2 | 1.12 | 0.09 | 0.12 | 0 | 0 | 0.04 | -0.09 | -0.14 | 0 |  | 0.4 | 0.34 | 0.23 | 85.67 | 1014.736 | 1.33
D | 4002 | 2022-05-03 | 7 | OFF | 77.81 | 6.2 | 1.12 | 0.09 | 0.23 | 0 | 0.6 | -0.09 | 0.27 | -0.14 | 0 |  | 0.4 | 0.34 | 0.23 | 87.06 | 1157.68 | 2.04
D | 4002 | 2022-05-03 | 8 | ON | 111.88 | 6.2 | 1.12 | 0.09 | 1.39 | 0.31 | 0.8 | -0.06 | -0.06 | -0.14 | 0 |  | 0.4 | 0.34 | 0.23 | 122.5 | 1249.04 | 3.71
D | 4002 | 2022-05-03 | 9 | ON | 99.55 | 6.2 | 1.12 | 0.09 | 0.2 | 0.31 | 0.93 | 0.04 | -0.2 | -0.14 | 0 |  | 0.4 | 0.34 | 0.23 | 109.07 | 1275.845 | 2.65
D | 4002 | 2022-05-03 | 10 | ON | 91.68 | 6.2 | 1.12 | 0.09 | 0.44 | 0.31 | 1.24 | 0.11 | -0.19 | -0.14 | 0 |  | 0.4 | 0.34 | 0.23 | 101.83 | 1283.458 | 3.2
D | 4002 | 2022-05-03 | 11 | ON | 65.79 | 6.2 | 1.12 | 0.09 | 0.3 | 0.31 | 0.29 | 0.17 | -0.16 | -0.14 | 0 |  | 0.4 | 0.34 | 0.23 | 74.94 | 1281.63 | 2.11
D | 4002 | 2022-05-03 | 12 | ON | 62.72 | 6.2 | 1.12 | 0.09 | 0.17 | 0.31 | 0 | 0.02 | -0.23 | -0.14 | 0 |  | 0.4 | 0.34 | 0.23 | 71.23 | 1279.114 | 1.69
D | 4002 | 2022-05-03 | 13 | ON | 64.36 | 6.2 | 1.12 | 0.09 | 0.17 | 0.32 | 0 | 0.11 | -0.17 | -0.14 | 0 |  | 0.4 | 0.34 | 0.23 | 73.03 | 1259.043 | 1.7
D | 4002 | 2022-05-03 | 14 | ON | 64.13 | 6.2 | 1.12 | 0.09 | 0.24 | 0.33 | 0 | 0.06 | -0.18 | -0.14 | 0 |  | 0.4 | 0.34 | 0.23 | 72.82 | 1245.216 | 1.78
D | 4002 | 2022-05-03 | 15 | ON | 62.13 | 6.2 | 1.12 | 0.09 | 0.18 | 0.33 | 0 | -0.03 | -0.18 | -0.14 | 0 |  | 0.4 | 0.34 | 0.23 | 70.67 | 1223.959 | 1.72
D | 4002 | 2022-05-03 | 16 | ON | 63.59 | 6.2 | 1.12 | 0.09 | 0.15 | 0.33 | 0.05 | -0.1 | -0.17 | -0.14 | 0 |  | 0.4 | 0.34 | 0.23 | 72.09 | 1210.423 | 1.74
D | 4002 | 2022-05-03 | 17 | ON | 81 | 6.2 | 1.12 | 0.09 | 0.21 | 0.32 | 0.68 | 0.03 | -0.01 | -0.14 | 0 |  | 0.4 | 0.34 | 0.23 | 90.47 | 1217.392 | 2.42
D | 4002 | 2022-05-03 | 18 | ON | 79.22 | 6.2 | 1.12 | 0.09 | 0.25 | 0.31 | 0.05 | 0.07 | -0.24 | -0.14 | 0 |  | 0.4 | 0.34 | 0.23 | 87.9 | 1257.996 | 1.82
D | 4002 | 2022-05-03 | 19 | ON | 69.93 | 6.2 | 1.12 | 0.09 | 0.19 | 0.3 | 0 | 0.08 | -0.38 | -0.14 | 0 |  | 0.4 | 0.34 | 0.23 | 78.36 | 1277.017 | 1.7
D | 4002 | 2022-05-03 | 20 | ON | 83.4 | 6.2 | 1.12 | 0.09 | 0.67 | 0.3 | 0 | 0.09 | -0.36 | -0.14 | 0 |  | 0.4 | 0.34 | 0.23 | 92.34 | 1278.705 | 2.18
D | 4002 | 2022-05-03 | 21 | ON | 94.53 | 6.2 | 1.12 | 0.09 | 0.31 | 0.3 | 0.03 | -0.01 | -0.31 | -0.14 | 0 |  | 0.4 | 0.34 | 0.23 | 103.09 | 1265.571 | 1.85
D | 4002 | 2022-05-03 | 22 | ON | 92.67 | 6.2 | 1.12 | 0.09 | 0.62 | 0.32 | 0.19 | -0.02 | -0.08 | -0.14 | 0 |  | 0.4 | 0.34 | 0.23 | 101.94 | 1174.922 | 2.34
D | 4002 | 2022-05-03 | 23 | ON | 67.25 | 6.2 | 1.12 | 0.09 | 0.49 | 0.35 | 0.24 | 0.03 | 0.19 | -0.14 | 0 |  | 0.4 | 0.34 | 0.23 | 76.79 | 1070.006 | 2.29
D | 4002 | 2022-05-03 | 24 | OFF | 57.93 | 6.2 | 1.12 | 0.09 | 0.17 | 0 | 0 | 0.04 | -0.13 | -0.14 | 0 |  | 0.4 | 0.34 | 0.23 | 66.25 | 984.204 | 1.38
D | 4002 | 2022-05-04 | 1 | OFF | 59.55 | 6.2 | 0.41 | 0.06 | 0.01 | 0 | 0 | -0.07 | -0.14 | -0.14 | 0 |  | 0.4 | 0.34 | 0.23 | 66.85 | 930.588 | 0.48
D | 4002 | 2022-05-04 | 2 | OFF | 58.36 | 6.2 | 0.41 | 0.06 | 0.04 | 0 | 0 | -0.01 | -0.14 | -0.14 | 0 |  | 0.4 | 0.34 | 0.23 | 65.75 | 896.541 | 0.51
D | 4002 | 2022-05-04 | 3 | OFF | 56.8 | 6.2 | 0.41 | 0.06 | 0.05 | 0 | 0 | 0.01 | -0.17 | -0.14 | 0 |  | 0.4 | 0.34 | 0.23 | 64.19 | 881.737 | 0.52
D | 4002 | 2022-05-04 | 4 | OFF | 57.35 | 6.2 | 0.41 | 0.06 | 0.05 | 0 | 0 | 0 | -0.08 | -0.14 | 0 |  | 0.4 | 0.34 | 0.23 | 64.82 | 887.044 | 0.52
D | 4002 | 2022-05-04 | 5 | OFF | 58.57 | 6.2 | 0.41 | 0.06 | 0.08 | 0 | 0 | 0.07 | -0.18 | -0.14 | 0 |  | 0.4 | 0.34 | 0.23 | 66.04 | 923.153 | 0.55
D | 4002 | 2022-05-04 | 6 | OFF | 58.59 | 6.2 | 0.41 | 0.06 | 0.1 | 0 | 0 | -0.01 | -0.18 | -0.14 | 0 |  | 0.4 | 0.34 | 0.23 | 66 | 1006.852 | 0.57
D | 4002 | 2022-05-04 | 7 | OFF | 67.21 | 6.2 | 0.41 | 0.06 | 0.28 | 0 | 0.13 | 0.02 | 0.06 | -0.14 | 0 |  | 0.4 | 0.34 | 0.23 | 75.2 | 1147.364 | 0.88
D | 4002 | 2022-05-04 | 8 | ON | 95.91 | 6.2 | 0.41 | 0.06 | 0.33 | 0.31 | 0.81 | -0.07 | -0.18 | -0.14 | 0 |  | 0.4 | 0.34 | 0.23 | 104.61 | 1250.361 | 1.92
D | 4002 | 2022-05-04 | 9 | ON | 108.14 | 6.2 | 0.41 | 0.06 | 0.26 | 0.3 | 0.21 | -0.14 | -0.16 | -0.14 | 0 |  | 0.4 | 0.34 | 0.23 | 116.11 | 1302.468 | 1.24
D | 4002 | 2022-05-04 | 10 | ON | 108.38 | 6.2 | 0.41 | 0.06 | 0.35 | 0.29 | 0.06 | -0.21 | -0.2 | -0.14 | 0 |  | 0.4 | 0.34 | 0.23 | 116.17 | 1335.973 | 1.17
D | 4002 | 2022-05-04 | 11 | ON | 107.63 | 6.2 | 0.41 | 0.06 | 0.33 | 0.3 | 0.09 | -0.06 | -0.21 | -0.14 | 0 |  | 0.4 | 0.34 | 0.23 | 115.58 | 1350.549 | 1.19
D | 4002 | 2022-05-04 | 12 | ON | 107.22 | 6.2 | 0.41 | 0.06 | 0.3 | 0.3 | 0.14 | 0.08 | -0.26 | -0.14 | 0 |  | 0.4 | 0.34 | 0.23 | 115.28 | 1349.268 | 1.21
D | 4002 | 2022-05-04 | 13 | ON | 99.75 | 6.2 | 0.41 | 0.06 | 0.34 | 0.31 | 0.27 | 0.24 | -0.32 | -0.14 | 0 |  | 0.4 | 0.34 | 0.23 | 108.09 | 1345.27 | 1.39
D | 4002 | 2022-05-04 | 14 | ON | 83.77 | 6.2 | 0.41 | 0.06 | 0.24 | 0.31 | 0.39 | 0.09 | -0.43 | -0.14 | 0 |  | 0.4 | 0.34 | 0.23 | 91.87 | 1336.909 | 1.41
D | 4002 | 2022-05-04 | 15 | ON | 81.69 | 6.2 | 0.41 | 0.06 | 0.25 | 0.32 | 0.48 | -0.02 | -0.41 | -0.14 | 0 |  | 0.4 | 0.34 | 0.23 | 89.81 | 1312.002 | 1.52
D | 4002 | 2022-05-04 | 16 | ON | 99.62 | 6.2 | 0.41 | 0.06 | 0.22 | 0.32 | 0.53 | -0.06 | -0.32 | -0.14 | 0 |  | 0.4 | 0.34 | 0.23 | 107.81 | 1308.152 | 1.54
D | 4002 | 2022-05-04 | 17 | ON | 102.14 | 6.2 | 0.41 | 0.06 | 0.27 | 0.31 | 0.1 | 0.1 | -0.29 | -0.14 | 0 |  | 0.4 | 0.34 | 0.23 | 110.13 | 1325.968 | 1.15
D | 4002 | 2022-05-04 | 18 | ON | 108.81 | 6.2 | 0.41 | 0.06 | 0.37 | 0.31 | 0.35 | 0.39 | -0.39 | -0.14 | 0 |  | 0.4 | 0.34 | 0.23 | 117.34 | 1356.944 | 1.5
D | 4002 | 2022-05-04 | 19 | ON | 91.73 | 6.2 | 0.41 | 0.06 | 0.67 | 0.3 | 0.01 | 0.18 | -0.43 | -0.14 | 0 |  | 0.4 | 0.34 | 0.23 | 99.96 | 1352.864 | 1.45
D | 4002 | 2022-05-04 | 20 | ON | 77.49 | 6.2 | 0.41 | 0.06 | 0.27 | 0.31 | 0 | 0.01 | -0.48 | -0.14 | 0 |  | 0.4 | 0.34 | 0.23 | 85.1 | 1329.23 | 1.05
D | 4002 | 2022-05-04 | 21 | ON | 82.3 | 6.2 | 0.41 | 0.06 | 0.24 | 0.31 | 0.19 | -0.05 | -0.35 | -0.14 | 0 |  | 0.4 | 0.34 | 0.23 | 90.14 | 1290.364 | 1.21
D | 4002 | 2022-05-04 | 22 | ON | 93.78 | 6.2 | 0.41 | 0.06 | 0.33 | 0.33 | 0.5 | -0.05 | -0.12 | -0.14 | 0 |  | 0.4 | 0.34 | 0.23 | 102.27 | 1193.929 | 1.63
D | 4002 | 2022-05-04 | 23 | ON | 68.51 | 6.2 | 0.41 | 0.06 | 0.25 | 0.36 | 0 | 0 | -0.15 | -0.14 | 0 |  | 0.4 | 0.34 | 0.23 | 76.47 | 1085.543 | 1.08
D | 4002 | 2022-05-04 | 24 | OFF | 69.47 | 6.2 | 0.41 | 0.06 | 0.14 | 0 | 0 | -0.13 | -0.01 | -0.14 | 0 |  | 0.4 | 0.34 | 0.23 | 76.97 | 995.921 | 0.61
D | 4002 | 2022-05-05 | 1 | OFF | 67.04 | 6.2 | 0.53 | 0.06 | 0.1 | 0 | 0 | -0.02 | -0.01 | -0.14 | 0 |  | 0.4 | 0.34 | 0.23 | 74.73 | 939.767 | 0.69
D | 4002 | 2022-05-05 | 2 | OFF | 60.25 | 6.2 | 0.53 | 0.06 | 0.08 | 0 | 0 | -0.04 | 0.01 | -0.14 | 0 |  | 0.4 | 0.34 | 0.23 | 67.92 | 905.626 | 0.67
D | 4002 | 2022-05-05 | 3 | OFF | 60.69 | 6.2 | 0.53 | 0.06 | 0.07 | 0 | 0 | -0.08 | -0.1 | -0.14 | 0 |  | 0.4 | 0.34 | 0.23 | 68.2 | 893.546 | 0.66
D | 4002 | 2022-05-05 | 4 | OFF | 60.91 | 6.2 | 0.53 | 0.06 | 0.05 | 0 | 0 | -0.04 | 0.07 | -0.14 | 0 |  | 0.4 | 0.34 | 0.23 | 68.61 | 898.539 | 0.64
D | 4002 | 2022-05-05 | 5 | OFF | 61.04 | 6.2 | 0.53 | 0.06 | 0.06 | 0 | 0 | -0.1 | 0.05 | -0.14 | 0 |  | 0.4 | 0.34 | 0.23 | 68.67 | 934.309 | 0.65
D | 4002 | 2022-05-05 | 6 | OFF | 62.24 | 6.2 | 0.53 | 0.06 | 0.05 | 0 | 0 | 0.02 | -0.12 | -0.14 | 0 |  | 0.4 | 0.34 | 0.23 | 69.81 | 1032.299 | 0.64
D | 4002 | 2022-05-05 | 7 | OFF | 69.78 | 6.2 | 0.53 | 0.06 | 0.14 | 0 | 0 | -0.05 | -0.15 | -0.14 | 0 |  | 0.4 | 0.34 | 0.23 | 77.34 | 1165.499 | 0.73
D | 4002 | 2022-05-05 | 8 | ON | 66.26 | 6.2 | 0.53 | 0.06 | 0.12 | 0.34 | 0 | 0.03 | -0.2 | -0.14 | 0 |  | 0.4 | 0.34 | 0.23 | 74.17 | 1230.529 | 1.05
D | 4002 | 2022-05-05 | 9 | ON | 61.99 | 6.2 | 0.53 | 0.06 | 0.13 | 0.35 | 0 | 0.01 | -0.18 | -0.14 | 0 |  | 0.4 | 0.34 | 0.23 | 69.92 | 1223.091 | 1.07
D | 4002 | 2022-05-05 | 10 | ON | 56.8 | 6.2 | 0.53 | 0.06 | 0.02 | 0.35 | 0 | -0.06 | -0.13 | -0.14 | 0 |  | 0.4 | 0.34 | 0.23 | 64.6 | 1201.205 | 0.96
D | 4002 | 2022-05-05 | 11 | ON | 57.67 | 6.2 | 0.53 | 0.06 | 0.06 | 0.36 | 0 | -0.09 | -0.2 | -0.14 | 0 |  | 0.4 | 0.34 | 0.23 | 65.42 | 1189.679 | 1.01
D | 4002 | 2022-05-05 | 12 | ON | 54.36 | 6.2 | 0.53 | 0.06 | 0.08 | 0.38 | 0 | 0.04 | -0.21 | -0.14 | 0 |  | 0.4 | 0.34 | 0.23 | 62.27 | 1182.702 | 1.05
D | 4002 | 2022-05-05 | 13 | ON | 55.24 | 6.2 | 0.53 | 0.06 | 0.05 | 0.39 | 0 | 0 | -0.22 | -0.14 | 0 |  | 0.4 | 0.34 | 0.23 | 63.08 | 1169.137 | 1.03
D | 4002 | 2022-05-05 | 14 | ON | 58.14 | 6.2 | 0.53 | 0.06 | 0.06 | 0.38 | 0 | 0.06 | -0.18 | -0.14 | 0 |  | 0.4 | 0.34 | 0.23 | 66.08 | 1163.109 | 1.03
D | 4002 | 2022-05-05 | 15 | ON | 56.96 | 6.2 | 0.53 | 0.06 | 0.06 | 0.38 | 0 | 0.04 | -0.24 | -0.14 | 0 |  | 0.4 | 0.34 | 0.23 | 64.82 | 1151.856 | 1.03
D | 4002 | 2022-05-05 | 16 | ON | 57.92 | 6.2 | 0.53 | 0.06 | 0.04 | 0.37 | 0 | 0.01 | -0.25 | -0.14 | 0 |  | 0.4 | 0.34 | 0.23 | 65.71 | 1144.885 | 1
D | 4002 | 2022-05-05 | 17 | ON | 59.71 | 6.2 | 0.53 | 0.06 | 0.04 | 0.36 | 0 | 0.03 | -0.32 | -0.14 | 0 |  | 0.4 | 0.34 | 0.23 | 67.44 | 1161.345 | 0.99
D | 4002 | 2022-05-05 | 18 | ON | 61.96 | 6.2 | 0.53 | 0.06 | 0.06 | 0.34 | 0 | -0.03 | -0.37 | -0.14 | 0 |  | 0.4 | 0.34 | 0.23 | 69.58 | 1200.144 | 0.99
D | 4002 | 2022-05-05 | 19 | ON | 64.01 | 6.2 | 0.53 | 0.06 | 0.08 | 0.33 | 0 | -0.02 | -0.45 | -0.14 | 0 |  | 0.4 | 0.34 | 0.23 | 71.57 | 1225.836 | 1
D | 4002 | 2022-05-05 | 20 | ON | 87.48 | 6.2 | 0.53 | 0.06 | 0.13 | 0.32 | 0.09 | 0.07 | -0.31 | -0.14 | 0 |  | 0.4 | 0.34 | 0.23 | 95.4 | 1236.528 | 1.13
D | 4002 | 2022-05-05 | 21 | ON | 101.79 | 6.2 | 0.53 | 0.06 | 0.21 | 0.32 | 0.16 | 0 | -0.44 | -0.14 | 0 |  | 0.4 | 0.34 | 0.23 | 109.66 | 1246.408 | 1.28
D | 4002 | 2022-05-05 | 22 | ON | 83.99 | 6.2 | 0.53 | 0.06 | 0.41 | 0.34 | 0.23 | -0.03 | -0.12 | -0.14 | 0 |  | 0.4 | 0.34 | 0.23 | 92.44 | 1167.398 | 1.57
D | 4002 | 2022-05-05 | 23 | ON | 68.84 | 6.2 | 0.53 | 0.06 | 0.27 | 0.37 | 0.28 | -0.15 | -0.09 | -0.14 | 0 |  | 0.4 | 0.34 | 0.23 | 77.14 | 1055.266 | 1.51
D | 4002 | 2022-05-05 | 24 | OFF | 78 | 6.2 | 0.53 | 0.06 | 0.5 | 0 | 0.81 | -0.12 | -0.19 | -0.14 | 0 |  | 0.4 | 0.34 | 0.23 | 86.62 | 968.953 | 1.9
D | 4002 | 2022-05-06 | 1 | OFF | 76.84 | 6.2 | 1.53 | 0.12 | 0.19 | 0 | 0.87 | -0.09 | 0 | -0.14 | 0 |  | 0.4 | 0.34 | 0.23 | 86.49 | 913.868 | 2.71
D | 4002 | 2022-05-06 | 2 | OFF | 74.55 | 6.2 | 1.53 | 0.12 | 0.45 | 0 | 0.63 | -0.13 | 0.06 | -0.14 | 0 |  | 0.4 | 0.34 | 0.23 | 84.24 | 884.095 | 2.73
D | 4002 | 2022-05-06 | 3 | OFF | 64.69 | 6.2 | 1.53 | 0.12 | 0.14 | 0 | 0 | -0.05 | -0.06 | -0.14 | 0 |  | 0.4 | 0.34 | 0.23 | 73.4 | 869.572 | 1.79
D | 4002 | 2022-05-06 | 4 | OFF | 68.65 | 6.2 | 1.53 | 0.12 | 0.23 | 0 | 0.27 | -0.09 | -0.05 | -0.14 | 0 |  | 0.4 | 0.34 | 0.23 | 77.69 | 873.83 | 2.15
D | 4002 | 2022-05-06 | 5 | OFF | 101.79 | 6.2 | 1.53 | 0.12 | 0.41 | 0 | 1.66 | -0.19 | 0.14 | -0.14 | 0 |  | 0.4 | 0.34 | 0.23 | 112.49 | 909.798 | 3.72
D | 4002 | 2022-05-06 | 6 | OFF | 104.84 | 6.2 | 1.53 | 0.12 | 0.35 | 0 | 1.35 | 0.29 | 0.09 | -0.14 | 0 |  | 0.4 | 0.34 | 0.23 | 115.6 | 996.69 | 3.35
D | 4002 | 2022-05-06 | 7 | OFF | 69.68 | 6.2 | 1.53 | 0.12 | 0.18 | 0 | 0.36 | 0.04 | -0.27 | -0.14 | 0 |  | 0.4 | 0.34 | 0.23 | 78.67 | 1121.105 | 2.19
D | 4002 | 2022-05-06 | 8 | ON | 68.58 | 6.2 | 1.53 | 0.12 | 0.13 | 0.35 | 0.07 | 0 | -0.16 | -0.14 | 0 |  | 0.4 | 0.34 | 0.23 | 77.65 | 1200.056 | 2.2
D | 4002 | 2022-05-06 | 9 | ON | 72.29 | 6.2 | 1.53 | 0.12 | 0.15 | 0.34 | 0.25 | 0 | -0.18 | -0.14 | 0 |  | 0.4 | 0.34 | 0.23 | 81.53 | 1214.558 | 2.39
D | 4002 | 2022-05-06 | 10 | ON | 64.5 | 6.2 | 1.53 | 0.12 | 0.22 | 0.35 | 0.02 | 0.02 | -0.16 | -0.14 | 0 |  | 0.4 | 0.34 | 0.23 | 73.63 | 1201.311 | 2.24
D | 4002 | 2022-05-06 | 11 | ON | 59.08 | 6.2 | 1.53 | 0.12 | 0.08 | 0.35 | 0 | 0.01 | -0.26 | -0.14 | 0 |  | 0.4 | 0.34 | 0.23 | 67.94 | 1205.747 | 2.08
D | 4002 | 2022-05-06 | 12 | ON | 60.88 | 6.2 | 1.53 | 0.12 | 0.11 | 0.35 | 0 | -0.01 | -0.27 | -0.14 | 0 |  | 0.4 | 0.34 | 0.23 | 69.74 | 1200.298 | 2.11
D | 4002 | 2022-05-06 | 13 | ON | 60.29 | 6.2 | 1.53 | 0.12 | 0.07 | 0.35 | 0 | -0.02 | -0.29 | -0.14 | 0 |  | 0.4 | 0.34 | 0.23 | 69.08 | 1182.953 | 2.07
D | 4002 | 2022-05-06 | 14 | ON | 62.38 | 6.2 | 1.53 | 0.12 | 0.07 | 0.35 | 0 | -0.04 | -0.35 | -0.14 | 0 |  | 0.4 | 0.34 | 0.23 | 71.09 | 1176.831 | 2.07
D | 4002 | 2022-05-06 | 15 | ON | 62.12 | 6.2 | 1.53 | 0.12 | 0.06 | 0.35 | 0 | -0.02 | -0.32 | -0.14 | 0 |  | 0.4 | 0.34 | 0.23 | 70.87 | 1168.912 | 2.06
D | 4002 | 2022-05-06 | 16 | ON | 64.31 | 6.2 | 1.53 | 0.12 | 0.07 | 0.35 | 0 | -0.02 | -0.37 | -0.14 | 0 |  | 0.4 | 0.34 | 0.23 | 73.02 | 1160.036 | 2.07
D | 4002 | 2022-05-06 | 17 | ON | 69.95 | 6.2 | 1.53 | 0.12 | 0.06 | 0.34 | 0.03 | -0.04 | -0.27 | -0.14 | 0 |  | 0.4 | 0.34 | 0.23 | 78.75 | 1170.033 | 2.08
D | 4002 | 2022-05-06 | 18 | ON | 67.55 | 6.2 | 1.53 | 0.12 | 0.08 | 0.33 | 0 | 0.01 | -0.34 | -0.14 | 0 |  | 0.4 | 0.34 | 0.23 | 76.31 | 1195.824 | 2.06
D | 4002 | 2022-05-06 | 19 | ON | 66.92 | 6.2 | 1.53 | 0.12 | 0.19 | 0.33 | 0 | -0.09 | -0.26 | -0.14 | 0 |  | 0.4 | 0.34 | 0.23 | 75.77 | 1199.284 | 2.17
D | 4002 | 2022-05-06 | 20 | ON | 100.76 | 6.2 | 1.53 | 0.12 | 1.01 | 0.33 | 0.18 | -0.01 | -0.16 | -0.14 | 0 |  | 0.4 | 0.34 | 0.23 | 110.79 | 1198.77 | 3.17
D | 4002 | 2022-05-06 | 21 | ON | 107.16 | 6.2 | 1.53 | 0.12 | 0 | 0.33 | 0 | -0.03 | -0.01 | -0.14 | 0 |  | 0.4 | 0.34 | 0.23 | 116.13 | 1197.95 | 1.98
D | 4002 | 2022-05-06 | 22 | ON | 94.46 | 6.2 | 1.53 | 0.12 | 0.29 | 0.35 | 0.06 | -0.09 | 0.17 | -0.14 | 0 |  | 0.4 | 0.34 | 0.23 | 103.92 | 1129.625 | 2.35
D | 4002 | 2022-05-06 | 23 | ON | 86.74 | 6.2 | 1.53 | 0.12 | 0.46 | 0.37 | 0.29 | -0.02 | -0.13 | -0.14 | 0 |  | 0.4 | 0.34 | 0.23 | 96.39 | 1033.771 | 2.77
D | 4002 | 2022-05-06 | 24 | OFF | 70.11 | 6.2 | 1.53 | 0.12 | 0.15 | 0 | 0 | -0.11 | -0.06 | -0.14 | 0 |  | 0.4 | 0.34 | 0.23 | 78.77 | 954.312 | 1.8
D | 4002 | 2022-05-07 | 1 | OFF | 69.22 | 6.2 | 0.48 | 0.09 | 0.09 | 0 | 0.35 | -0.07 | -0.12 | -0.14 | 0 |  | 0.4 | 0.34 | 0.23 | 77.07 | 896.591 | 1.01
D | 4002 | 2022-05-07 | 2 | OFF | 65.83 | 6.2 | 0.48 | 0.09 | 0.11 | 0 | 0.11 | 0.14 | -0.2 | -0.14 | 0 |  | 0.4 | 0.34 | 0.23 | 73.59 | 865.086 | 0.79
D | 4002 | 2022-05-07 | 3 | OFF | 63.47 | 6.2 | 0.48 | 0.09 | 0.1 | 0 | 0 | -0.07 | -0.27 | -0.14 | 0 |  | 0.4 | 0.34 | 0.23 | 70.83 | 848.719 | 0.67
D | 4002 | 2022-05-07 | 4 | OFF | 64.25 | 6.2 | 0.48 | 0.09 | 0.1 | 0 | 0 | 0.06 | -0.23 | -0.14 | 0 |  | 0.4 | 0.34 | 0.23 | 71.78 | 846.046 | 0.67
D | 4002 | 2022-05-07 | 5 | OFF | 66.3 | 6.2 | 0.48 | 0.09 | 0.09 | 0 | 0 | 0.05 | -0.21 | -0.14 | 0 |  | 0.4 | 0.34 | 0.23 | 73.83 | 861.563 | 0.66
D | 4002 | 2022-05-07 | 6 | OFF | 69.17 | 6.2 | 0.48 | 0.09 | 0.01 | 0 | 0 | 0.2 | -0.24 | -0.14 | 0 |  | 0.4 | 0.34 | 0.23 | 76.74 | 899.037 | 0.58
D | 4002 | 2022-05-07 | 7 | OFF | 73.93 | 6.2 | 0.48 | 0.09 | 0.42 | 0 | 0.29 | 0.09 | -0.06 | -0.14 | 0 |  | 0.4 | 0.34 | 0.23 | 82.27 | 961.203 | 1.28
D | 4002 | 2022-05-07 | 8 | OFF | 76.58 | 6.2 | 0.48 | 0.09 | 0.48 | 0 | 0.48 | 0.06 | -0.12 | -0.14 | 0 |  | 0.4 | 0.34 | 0.23 | 85.08 | 1022.844 | 1.53
D | 4002 | 2022-05-07 | 9 | OFF | 66.4 | 6.2 | 0.48 | 0.09 | 0.12 | 0 | 0 | 0.13 | -0.19 | -0.14 | 0 |  | 0.4 | 0.34 | 0.23 | 74.06 | 1079.438 | 0.69
D | 4002 | 2022-05-07 | 10 | OFF | 61.45 | 6.2 | 0.48 | 0.09 | 0.1 | 0 | 0 | 0.03 | -0.25 | -0.14 | 0 |  | 0.4 | 0.34 | 0.23 | 68.93 | 1086.497 | 0.67
D | 4002 | 2022-05-07 | 11 | OFF | 61.28 | 6.2 | 0.48 | 0.09 | 0.08 | 0 | 0 | 0 | -0.31 | -0.14 | 0 |  | 0.4 | 0.34 | 0.23 | 68.65 | 1093.267 | 0.65
D | 4002 | 2022-05-07 | 12 | OFF | 62.35 | 6.2 | 0.48 | 0.09 | 0.79 | 0 | 0 | 0.05 | -0.41 | -0.14 | 0 |  | 0.4 | 0.34 | 0.23 | 70.38 | 1087.719 | 1.36
D | 4002 | 2022-05-07 | 13 | OFF | 60.67 | 6.2 | 0.48 | 0.09 | 0.3 | 0 | 0 | -0.01 | -0.36 | -0.14 | 0 |  | 0.4 | 0.34 | 0.23 | 68.2 | 1072.039 | 0.87
D | 4002 | 2022-05-07 | 14 | OFF | 60.89 | 6.2 | 0.48 | 0.09 | 0.07 | 0 | 0 | -0.04 | -0.31 | -0.14 | 0 |  | 0.4 | 0.34 | 0.23 | 68.21 | 1053.072 | 0.64
D | 4002 | 2022-05-07 | 15 | OFF | 62.19 | 6.2 | 0.48 | 0.09 | 0.05 | 0 | 0 | 0.03 | -0.26 | -0.14 | 0 |  | 0.4 | 0.34 | 0.23 | 69.61 | 1035.107 | 0.62
D | 4002 | 2022-05-07 | 16 | OFF | 60.91 | 6.2 | 0.48 | 0.09 | 0.07 | 0 | 0 | -0.02 | -0.08 | -0.14 | 0 |  | 0.4 | 0.34 | 0.23 | 68.48 | 1033.008 | 0.64
D | 4002 | 2022-05-07 | 17 | OFF | 63.97 | 6.2 | 0.48 | 0.09 | 0.11 | 0 | 0 | -0.02 | -0.11 | -0.14 | 0 |  | 0.4 | 0.34 | 0.23 | 71.55 | 1052.372 | 0.68
D | 4002 | 2022-05-07 | 18 | OFF | 66.78 | 6.2 | 0.48 | 0.09 | 0.11 | 0 | 0.1 | 0.01 | -0.14 | -0.14 | 0 |  | 0.4 | 0.34 | 0.23 | 74.46 | 1104.511 | 0.78
D | 4002 | 2022-05-07 | 19 | OFF | 106.87 | 6.2 | 0.48 | 0.09 | 1.02 | 0 | 0.19 | -0.3 | 0.07 | -0.14 | 0 |  | 0.4 | 0.34 | 0.23 | 115.45 | 1133.493 | 1.78
D | 4002 | 2022-05-07 | 20 | OFF | 134.24 | 6.2 | 0.48 | 0.09 | 1.89 | 0 | 0.58 | -0.34 | 0.08 | -0.14 | 0 |  | 0.4 | 0.34 | 0.23 | 144.05 | 1150.016 | 3.04
D | 4002 | 2022-05-07 | 21 | OFF | 128.62 | 6.2 | 0.48 | 0.09 | 1.17 | 0 | 0.37 | 0.3 | -0.01 | -0.14 | 0 |  | 0.4 | 0.34 | 0.23 | 138.05 | 1163.832 | 2.11
D | 4002 | 2022-05-07 | 22 | OFF | 106.49 | 6.2 | 0.48 | 0.09 | 0.53 | 0 | 0.01 | 0 | 0.04 | -0.14 | 0 |  | 0.4 | 0.34 | 0.23 | 114.67 | 1105.36 | 1.11
D | 4002 | 2022-05-07 | 23 | OFF | 105.54 | 6.2 | 0.48 | 0.09 | 0.56 | 0 | 0.18 | -0.14 | 0.25 | -0.14 | 0 |  | 0.4 | 0.34 | 0.23 | 113.99 | 1022.561 | 1.31
D | 4002 | 2022-05-07 | 24 | OFF | 98.42 | 6.2 | 0.48 | 0.09 | 0.39 | 0 | 1.44 | 0 | 0.22 | -0.14 | 0 |  | 0.4 | 0.34 | 0.23 | 108.07 | 944.443 | 2.4
D | 4002 | 2022-05-08 | 1 | OFF | 129.84 | 6.2 | 0.92 | 0.2 | 1.17 | 0 | 0.59 | -0.09 | 0.12 | -0.14 | 0 |  | 0.4 | 0.34 | 0.23 | 139.78 | 898.246 | 2.88
D | 4002 | 2022-05-08 | 2 | OFF | 98.2 | 6.2 | 0.92 | 0.2 | 0 | 0 | 0.06 | -0.07 | 0.13 | -0.14 | 0 |  | 0.4 | 0.34 | 0.23 | 106.47 | 867.336 | 1.18
D | 4002 | 2022-05-08 | 3 | OFF | 87.92 | 6.2 | 0.92 | 0.2 | 0 | 0 | 2.32 | -0.26 | -0.01 | -0.14 | 0 |  | 0.4 | 0.34 | 0.23 | 98.12 | 855.591 | 3.44
D | 4002 | 2022-05-08 | 4 | OFF | 81.4 | 6.2 | 0.92 | 0.2 | 0 | 0 | 1.47 | -0.07 | -0.05 | -0.14 | 0 |  | 0.4 | 0.34 | 0.23 | 90.9 | 852.715 | 2.59
D | 4002 | 2022-05-08 | 5 | OFF | 99.87 | 6.2 | 0.92 | 0.2 | 0 | 0 | 2.47 | 0.08 | 0.08 | -0.14 | 0 |  | 0.4 | 0.34 | 0.23 | 110.65 | 863.153 | 3.59
D | 4002 | 2022-05-08 | 6 | OFF | 134.67 | 6.2 | 0.92 | 0.2 | 0 | 0 | 1.19 | 0.52 | 0.25 | -0.14 | 0 |  | 0.4 | 0.34 | 0.23 | 144.78 | 891.749 | 2.31
D | 4002 | 2022-05-08 | 7 | OFF | 86.59 | 6.2 | 0.92 | 0.2 | 0.48 | 0 | 1.2 | 0.16 | -0.08 | -0.14 | 0 |  | 0.4 | 0.34 | 0.23 | 96.5 | 937.117 | 2.8
D | 4002 | 2022-05-08 | 8 | OFF | 97.49 | 6.2 | 0.92 | 0.2 | 0.67 | 0 | 0.96 | -0.09 | -0.02 | -0.14 | 0 |  | 0.4 | 0.34 | 0.23 | 107.16 | 994.757 | 2.75
D | 4002 | 2022-05-08 | 9 | OFF | 70.03 | 6.2 | 0.92 | 0.2 | 1.11 | 0 | 0 | 0.07 | -0.02 | -0.14 | 0 |  | 0.4 | 0.34 | 0.23 | 79.34 | 1049.807 | 2.23
D | 4002 | 2022-05-08 | 10 | OFF | 61.82 | 6.2 | 0.92 | 0.2 | 0.19 | 0 | 0 | 0.04 | -0.06 | -0.14 | 0 |  | 0.4 | 0.34 | 0.23 | 70.14 | 1061.631 | 1.31
D | 4002 | 2022-05-08 | 11 | OFF | 62.67 | 6.2 | 0.92 | 0.2 | 0.1 | 0 | 0 | -0.03 | -0.07 | -0.14 | 0 |  | 0.4 | 0.34 | 0.23 | 70.82 | 1046.065 | 1.22
D | 4002 | 2022-05-08 | 12 | OFF | 61.93 | 6.2 | 0.92 | 0.2 | 0.68 | 0 | 0 | 0.05 | -0.13 | -0.14 | 0 |  | 0.4 | 0.34 | 0.23 | 70.68 | 1025.672 | 1.8
D | 4002 | 2022-05-08 | 13 | OFF | 61.58 | 6.2 | 0.92 | 0.2 | 0.11 | 0 | 0 | 0.06 | -0.1 | -0.14 | 0 |  | 0.4 | 0.34 | 0.23 | 69.8 | 1008.268 | 1.23
D | 4002 | 2022-05-08 | 14 | OFF | 55.82 | 6.2 | 0.92 | 0.2 | 0.03 | 0 | 0 | 0.02 | -0.19 | -0.14 | 0 |  | 0.4 | 0.34 | 0.23 | 63.83 | 980.796 | 1.15
D | 4002 | 2022-05-08 | 15 | OFF | 52.99 | 6.2 | 0.92 | 0.2 | 0.1 | 0 | 0 | 0.04 | -0.19 | -0.14 | 0 |  | 0.4 | 0.34 | 0.23 | 61.09 | 964.597 | 1.22
D | 4002 | 2022-05-08 | 16 | OFF | 55.15 | 6.2 | 0.92 | 0.2 | 0.31 | 0 | 0 | 0.03 | -0.05 | -0.14 | 0 |  | 0.4 | 0.34 | 0.23 | 63.59 | 977.291 | 1.43
D | 4002 | 2022-05-08 | 17 | OFF | 59.85 | 6.2 | 0.92 | 0.2 | 0.13 | 0 | 0 | 0.09 | -0.08 | -0.14 | 0 |  | 0.4 | 0.34 | 0.23 | 68.14 | 1020.157 | 1.25
D | 4002 | 2022-05-08 | 18 | OFF | 62.35 | 6.2 | 0.92 | 0.2 | 0.66 | 0 | 0.09 | 0.08 | -0.08 | -0.14 | 0 |  | 0.4 | 0.34 | 0.23 | 71.25 | 1087.131 | 1.87
D | 4002 | 2022-05-08 | 19 | OFF | 85.96 | 6.2 | 0.92 | 0.2 | 0.92 | 0 | 0.61 | 0.03 | 0 | -0.14 | 0 |  | 0.4 | 0.34 | 0.23 | 95.67 | 1129.839 | 2.65
D | 4002 | 2022-05-08 | 20 | OFF | 108.25 | 6.2 | 0.92 | 0.2 | 1.32 | 0 | 0 | -0.15 | -0.06 | -0.14 | 0 |  | 0.4 | 0.34 | 0.23 | 117.51 | 1152.898 | 2.44
D | 4002 | 2022-05-08 | 21 | OFF | 119.06 | 6.2 | 0.92 | 0.2 | 0 | 0 | 0.05 | 0.01 | -0.1 | -0.14 | 0 |  | 0.4 | 0.34 | 0.23 | 127.17 | 1165.611 | 1.17
D | 4002 | 2022-05-08 | 22 | OFF | 98.36 | 6.2 | 0.92 | 0.2 | 0.67 | 0 | 0.22 | 0 | 0.3 | -0.14 | 0 |  | 0.4 | 0.34 | 0.23 | 107.7 | 1103.214 | 2.01
D | 4002 | 2022-05-08 | 23 | OFF | 99.18 | 6.2 | 0.92 | 0.2 | 0.78 | 0 | 0.58 | -0.07 | 0.02 | -0.14 | 0 |  | 0.4 | 0.34 | 0.23 | 108.64 | 1006.168 | 2.48
D | 4002 | 2022-05-08 | 24 | OFF | 100.61 | 6.2 | 0.92 | 0.2 | 0.7 | 0 | 0.44 | -0.1 | 0.23 | -0.14 | 0 |  | 0.4 | 0.34 | 0.23 | 110.03 | 933.533 | 2.26
D | 4002 | 2022-05-09 | 1 | OFF | 99.02 | 6.2 | 0.94 | 0.29 | 0.58 | 0 | 0.58 | -0.18 | 0.24 | -0.14 | 0 |  | 0.4 | 0.34 | 0.23 | 108.5 | 891.499 | 2.39
D | 4002 | 2022-05-09 | 2 | OFF | 110.14 | 6.2 | 0.94 | 0.29 | 0.42 | 0 | 0.83 | 0.02 | 0.36 | -0.14 | 0 |  | 0.4 | 0.34 | 0.23 | 120.03 | 871.696 | 2.48
D | 4002 | 2022-05-09 | 3 | OFF | 114.74 | 6.2 | 0.94 | 0.29 | 0.31 | 0 | 3.12 | -0.11 | 0.21 | -0.14 | 0 |  | 0.4 | 0.34 | 0.23 | 126.53 | 867.665 | 4.66
D | 4002 | 2022-05-09 | 4 | OFF | 125.24 | 6.2 | 0.94 | 0.29 | 0.34 | 0 | 3.2 | -0.1 | 0.22 | -0.14 | 0 |  | 0.4 | 0.34 | 0.23 | 137.16 | 883.644 | 4.77
D | 4002 | 2022-05-09 | 5 | OFF | 126.21 | 6.2 | 0.94 | 0.29 | 0.33 | 0 | 3.21 | 0.11 | 0.14 | -0.14 | 0 |  | 0.4 | 0.34 | 0.23 | 138.26 | 930.552 | 4.77
D | 4002 | 2022-05-09 | 6 | OFF | 137.85 | 6.2 | 0.94 | 0.29 | 0.96 | 0 | 0 | 0.02 | 0.04 | -0.14 | 0 |  | 0.4 | 0.34 | 0.23 | 147.13 | 1030.76 | 2.19
D | 4002 | 2022-05-09 | 7 | OFF | 144.6 | 6.2 | 0.94 | 0.29 | 1.95 | 0 | 0 | 0.09 | -0.16 | -0.14 | 0 |  | 0.4 | 0.34 | 0.23 | 154.74 | 1168.729 | 3.18
D | 4002 | 2022-05-09 | 8 | ON | 131.25 | 6.2 | 0.94 | 0.29 | 1.8 | 0.33 | 0.9 | -0.03 | 0.57 | -0.14 | 0 |  | 0.4 | 0.34 | 0.23 | 143.08 | 1234.866 | 4.26
D | 4002 | 2022-05-09 | 9 | ON | 65.06 | 6.2 | 0.94 | 0.29 | 1.05 | 0.34 | 0.12 | 0.05 | -0.07 | -0.14 | 0 |  | 0.4 | 0.34 | 0.23 | 74.81 | 1233.291 | 2.74
D | 4002 | 2022-05-09 | 10 | ON | 63.34 | 6.2 | 0.94 | 0.29 | 0.33 | 0.35 | 0 | -0.04 | -0.05 | -0.14 | 0 |  | 0.4 | 0.34 | 0.23 | 72.19 | 1217.426 | 1.91
D | 4002 | 2022-05-09 | 11 | ON | 66.01 | 6.2 | 0.94 | 0.29 | 0.12 | 0.36 | 0 | -0.09 | -0.08 | -0.14 | 0 |  | 0.4 | 0.34 | 0.23 | 74.58 | 1204.686 | 1.71
D | 4002 | 2022-05-09 | 12 | ON | 64.54 | 6.2 | 0.94 | 0.29 | 0.7 | 0.36 | 0 | -0.09 | -0.08 | -0.14 | 0 |  | 0.4 | 0.34 | 0.23 | 73.69 | 1193.332 | 2.29
D | 4002 | 2022-05-09 | 13 | ON | 62.93 | 6.2 | 0.94 | 0.29 | 0.12 | 0.37 | 0 | 0.07 | -0.1 | -0.14 | 0 |  | 0.4 | 0.34 | 0.23 | 71.65 | 1182.771 | 1.72
D | 4002 | 2022-05-09 | 14 | ON | 55.05 | 6.2 | 0.94 | 0.29 | 0.05 | 0.37 | 0 | 0.06 | -0.18 | -0.14 | 0 |  | 0.4 | 0.34 | 0.23 | 63.61 | 1172.344 | 1.65
D | 4002 | 2022-05-09 | 15 | ON | 51.91 | 6.2 | 0.94 | 0.29 | 0.07 | 0.37 | 0 | 0.04 | -0.19 | -0.14 | 0 |  | 0.4 | 0.34 | 0.23 | 60.46 | 1157.392 | 1.67
D | 4002 | 2022-05-09 | 16 | ON | 53.6 | 6.2 | 0.94 | 0.29 | 0.08 | 0.37 | 0 | 0.12 | -0.07 | -0.14 | 0 |  | 0.4 | 0.34 | 0.23 | 62.36 | 1152.472 | 1.68
D | 4002 | 2022-05-09 | 17 | ON | 49.74 | 6.2 | 0.94 | 0.29 | 0.15 | 0.36 | 0 | 0 | 0.17 | -0.14 | 0 |  | 0.4 | 0.34 | 0.23 | 58.68 | 1171.878 | 1.74
D | 4002 | 2022-05-09 | 18 | ON | 80.62 | 6.2 | 0.94 | 0.29 | 0.01 | 0.33 | 0.36 | -0.11 | 0.49 | -0.14 | 0 |  | 0.4 | 0.34 | 0.23 | 89.96 | 1224.58 | 1.93
D | 4002 | 2022-05-09 | 19 | ON | 111.51 | 6.2 | 0.94 | 0.29 | 0.75 | 0.32 | 0.28 | -0.2 | 0 | -0.14 | 0 |  | 0.4 | 0.34 | 0.23 | 120.92 | 1253.783 | 2.58
D | 4002 | 2022-05-09 | 20 | ON | 96.39 | 6.2 | 0.94 | 0.29 | 1.5 | 0.31 | 0.07 | 0.09 | -0.26 | -0.14 | 0 |  | 0.4 | 0.34 | 0.23 | 106.36 | 1258.227 | 3.11
D | 4002 | 2022-05-09 | 21 | ON | 90.75 | 6.2 | 0.94 | 0.29 | 0 | 0.31 | 0.01 | -0.06 | -0.42 | -0.14 | 0 |  | 0.4 | 0.34 | 0.23 | 98.85 | 1257.839 | 1.55
D | 4002 | 2022-05-09 | 22 | ON | 100.21 | 6.2 | 0.94 | 0.29 | 0.51 | 0.33 | 0.45 | -0.03 | -0.23 | -0.14 | 0 |  | 0.4 | 0.34 | 0.23 | 109.5 | 1169.247 | 2.52
D | 4002 | 2022-05-09 | 23 | ON | 76.73 | 6.2 | 0.94 | 0.29 | 0.52 | 0.36 | 0.76 | -0.1 | 0.31 | -0.14 | 0 |  | 0.4 | 0.34 | 0.23 | 86.84 | 1056.41 | 2.87
D | 4002 | 2022-05-09 | 24 | OFF | 57.2 | 6.2 | 0.94 | 0.29 | 0.19 | 0 | 0 | -0.26 | 0.17 | -0.14 | 0 |  | 0.4 | 0.34 | 0.23 | 65.56 | 967.003 | 1.42
D | 4002 | 2022-05-10 | 1 | OFF | 59.23 | 6.2 | 0.72 | 0.08 | 0.03 | 0 | 0 | 0 | -0.05 | -0.14 | 0 |  | 0.4 | 0.34 | 0.23 | 67.04 | 913.349 | 0.83
D | 4002 | 2022-05-10 | 2 | OFF | 59.33 | 6.2 | 0.72 | 0.08 | 0 | 0 | 0 | 0.04 | 0.01 | -0.14 | 0 |  | 0.4 | 0.34 | 0.23 | 67.21 | 886.036 | 0.8
D | 4002 | 2022-05-10 | 3 | OFF | 57.62 | 6.2 | 0.72 | 0.08 | 0 | 0 | 0 | -0.03 | -0.04 | -0.14 | 0 |  | 0.4 | 0.34 | 0.23 | 65.38 | 878.396 | 0.8
D | 4002 | 2022-05-10 | 4 | OFF | 59.05 | 6.2 | 0.72 | 0.08 | 0 | 0 | 0 | 0.06 | -0.05 | -0.14 | 0 |  | 0.4 | 0.34 | 0.23 | 66.89 | 888.395 | 0.8
D | 4002 | 2022-05-10 | 5 | OFF | 61.5 | 6.2 | 0.72 | 0.08 | 0 | 0 | 0 | 0.21 | -0.03 | -0.14 | 0 |  | 0.4 | 0.34 | 0.23 | 69.51 | 929.041 | 0.8
D | 4002 | 2022-05-10 | 6 | OFF | 71.62 | 6.2 | 0.72 | 0.08 | 0.23 | 0 | 1.12 | -0.07 | 0.19 | -0.14 | 0 |  | 0.4 | 0.34 | 0.23 | 80.92 | 1022.555 | 2.15
D | 4002 | 2022-05-10 | 7 | OFF | 100.28 | 6.2 | 0.72 | 0.08 | 0.51 | 0 | 1.42 | -0.01 | -0.13 | -0.14 | 0 |  | 0.4 | 0.34 | 0.23 | 109.9 | 1157.383 | 2.73
D | 4002 | 2022-05-10 | 8 | ON | 93.56 | 6.2 | 0.72 | 0.08 | 0.66 | 0.34 | 0.06 | -0.12 | 0.11 | -0.14 | 0 |  | 0.4 | 0.34 | 0.23 | 102.44 | 1219.804 | 1.86
D | 4002 | 2022-05-10 | 9 | ON | 92.56 | 6.2 | 0.72 | 0.08 | 0.06 | 0.35 | 0.04 | 0.05 | 0.56 | -0.14 | 0 |  | 0.4 | 0.34 | 0.23 | 101.45 | 1220.269 | 1.25
D | 4002 | 2022-05-10 | 10 | ON | 56.98 | 6.2 | 0.72 | 0.08 | 0.15 | 0.36 | 0.05 | -0.01 | -0.04 | -0.14 | 0 |  | 0.4 | 0.34 | 0.23 | 65.32 | 1201.374 | 1.36
D | 4002 | 2022-05-10 | 11 | ON | 56.67 | 6.2 | 0.72 | 0.08 | 0.09 | 0.37 | 0 | -0.02 | -0.04 | -0.14 | 0 |  | 0.4 | 0.34 | 0.23 | 64.9 | 1190.758 | 1.26
D | 4002 | 2022-05-10 | 12 | ON | 57.47 | 6.2 | 0.72 | 0.08 | 0.08 | 0.37 | 0 | -0.01 | -0.05 | -0.14 | 0 |  | 0.4 | 0.34 | 0.23 | 65.69 | 1182.405 | 1.25
D | 4002 | 2022-05-10 | 13 | ON | 55.88 | 6.2 | 0.72 | 0.08 | 0.01 | 0.37 | 0 | 0.1 | -0.08 | -0.14 | 0 |  | 0.4 | 0.34 | 0.23 | 64.11 | 1173.816 | 1.18
D | 4002 | 2022-05-10 | 14 | ON | 52.28 | 6.2 | 0.72 | 0.08 | 0.07 | 0.38 | 0 | 0.01 | -0.1 | -0.14 | 0 |  | 0.4 | 0.34 | 0.23 | 60.47 | 1166.442 | 1.25
D | 4002 | 2022-05-10 | 15 | ON | 50.24 | 6.2 | 0.72 | 0.08 | 0.05 | 0.38 | 0 | 0.01 | -0.19 | -0.14 | 0 |  | 0.4 | 0.34 | 0.23 | 58.32 | 1154.922 | 1.23
D | 4002 | 2022-05-10 | 16 | ON | 48.05 | 6.2 | 0.72 | 0.08 | 0.12 | 0.37 | 0 | -0.05 | -0.15 | -0.14 | 0 |  | 0.4 | 0.34 | 0.23 | 56.17 | 1156.988 | 1.29
D | 4002 | 2022-05-10 | 17 | ON | 54.18 | 6.2 | 0.72 | 0.08 | 0.08 | 0.35 | 0 | -0.04 | 0 | -0.14 | 0 |  | 0.4 | 0.34 | 0.23 | 62.4 | 1174.483 | 1.23
D | 4002 | 2022-05-10 | 18 | ON | 56.89 | 6.2 | 0.72 | 0.08 | 0.11 | 0.33 | 0 | 0.03 | -0.04 | -0.14 | 0 |  | 0.4 | 0.34 | 0.23 | 65.15 | 1224.001 | 1.24
D | 4002 | 2022-05-10 | 19 | ON | 76.83 | 6.2 | 0.72 | 0.08 | 0.13 | 0.32 | 0.22 | 0.13 | -0.09 | -0.14 | 0 |  | 0.4 | 0.34 | 0.23 | 85.37 | 1252.393 | 1.47
D | 4002 | 2022-05-10 | 20 | ON | 97.46 | 6.2 | 0.72 | 0.08 | 0.12 | 0.31 | 0.24 | -0.05 | -0.19 | -0.14 | 0 |  | 0.4 | 0.34 | 0.23 | 105.72 | 1252.886 | 1.47
D | 4002 | 2022-05-10 | 21 | ON | 94.56 | 6.2 | 0.72 | 0.08 | 0 | 0.31 | 0.01 | -0.02 | -0.32 | -0.14 | 0 |  | 0.4 | 0.34 | 0.23 | 102.37 | 1251.644 | 1.12
D | 4002 | 2022-05-10 | 22 | ON | 90.44 | 6.2 | 0.72 | 0.08 | 0.39 | 0.33 | 0.03 | -0.03 | -0.04 | -0.14 | 0 |  | 0.4 | 0.34 | 0.23 | 98.95 | 1169.644 | 1.55
D | 4002 | 2022-05-10 | 23 | ON | 71.43 | 6.2 | 0.72 | 0.08 | 0.36 | 0.36 | 0 | -0.03 | 0.32 | -0.14 | 0 |  | 0.4 | 0.34 | 0.23 | 80.27 | 1052.051 | 1.52
D | 4002 | 2022-05-10 | 24 | OFF | 58.96 | 6.2 | 0.72 | 0.08 | 0.18 | 0 | 0 | 0 | -0.05 | -0.14 | 0 |  | 0.4 | 0.34 | 0.23 | 66.92 | 960.19 | 0.98
D | 4002 | 2022-05-11 | 1 | OFF | 56.2 | 6.2 | 0.38 | 0.04 | 0.06 | 0 | 0 | -0.1 | -0.09 | -0.14 | 0 |  | 0.4 | 0.34 | 0.23 | 63.52 | 909.104 | 0.48
D | 4002 | 2022-05-11 | 2 | OFF | 57.1 | 6.2 | 0.38 | 0.04 | 0.09 | 0 | 0 | -0.07 | 0.03 | -0.14 | 0 |  | 0.4 | 0.34 | 0.23 | 64.6 | 882.423 | 0.51
D | 4002 | 2022-05-11 | 3 | OFF | 56.91 | 6.2 | 0.38 | 0.04 | 0.02 | 0 | 0 | -0.03 | -0.08 | -0.14 | 0 |  | 0.4 | 0.34 | 0.23 | 64.27 | 872.201 | 0.44
D | 4002 | 2022-05-11 | 4 | OFF | 55.1 | 6.2 | 0.38 | 0.04 | 0 | 0 | 0 | 0.06 | -0.09 | -0.14 | 0 |  | 0.4 | 0.34 | 0.23 | 62.52 | 880.313 | 0.42
D | 4002 | 2022-05-11 | 5 | OFF | 58.56 | 6.2 | 0.38 | 0.04 | 0 | 0 | 0.19 | 0.1 | 0.02 | -0.14 | 0 |  | 0.4 | 0.34 | 0.23 | 66.32 | 918.978 | 0.61
D | 4002 | 2022-05-11 | 6 | OFF | 58.47 | 6.2 | 0.38 | 0.04 | 0.16 | 0 | 0 | 0.02 | -0.11 | -0.14 | 0 |  | 0.4 | 0.34 | 0.23 | 65.99 | 1009.888 | 0.58
D | 4002 | 2022-05-11 | 7 | OFF | 59.13 | 6.2 | 0.38 | 0.04 | 0.15 | 0 | 0 | 0.01 | -0.22 | -0.14 | 0 |  | 0.4 | 0.34 | 0.23 | 66.52 | 1145.349 | 0.57
D | 4002 | 2022-05-11 | 8 | ON | 86.84 | 6.2 | 0.38 | 0.04 | 0.68 | 0.33 | 1.16 | -0.14 | 0 | -0.14 | 0 |  | 0.4 | 0.34 | 0.23 | 96.32 | 1211.866 | 2.59
D | 4002 | 2022-05-11 | 9 | ON | 57.19 | 6.2 | 0.38 | 0.04 | 0.17 | 0.34 | 0.44 | 0.04 | -0.05 | -0.14 | 0 |  | 0.4 | 0.34 | 0.23 | 65.58 | 1214.1 | 1.37
D | 4002 | 2022-05-11 | 10 | ON | 45.72 | 6.2 | 0.38 | 0.04 | 0.17 | 0.35 | 0 | -0.08 | -0.09 | -0.14 | 0 |  | 0.4 | 0.34 | 0.23 | 53.52 | 1199.602 | 0.94
D | 4002 | 2022-05-11 | 11 | ON | 50.04 | 6.2 | 0.38 | 0.04 | 0.11 | 0.35 | 0 | 0.04 | -0.13 | -0.14 | 0 |  | 0.4 | 0.34 | 0.23 | 57.86 | 1194.705 | 0.88
D | 4002 | 2022-05-11 | 12 | ON | 49.58 | 6.2 | 0.38 | 0.04 | 0.39 | 0.36 | 0 | -0.04 | -0.18 | -0.14 | 0 |  | 0.4 | 0.34 | 0.23 | 57.56 | 1192.307 | 1.17
D | 4002 | 2022-05-11 | 13 | ON | 47.35 | 6.2 | 0.38 | 0.04 | 0.09 | 0.36 | 0 | 0 | -0.19 | -0.14 | 0 |  | 0.4 | 0.34 | 0.23 | 55.06 | 1183.446 | 0.87
D | 4002 | 2022-05-11 | 14 | ON | 49.19 | 6.2 | 0.38 | 0.04 | 0.03 | 0.36 | 0 | -0.06 | -0.16 | -0.14 | 0 |  | 0.4 | 0.34 | 0.23 | 56.81 | 1186.864 | 0.81
D | 4002 | 2022-05-11 | 15 | ON | 50.38 | 6.2 | 0.38 | 0.04 | 0.03 | 0.36 | 0 | 0.02 | -0.17 | -0.14 | 0 |  | 0.4 | 0.34 | 0.23 | 58.07 | 1175.37 | 0.81
D | 4002 | 2022-05-11 | 16 | ON | 52.77 | 6.2 | 0.38 | 0.04 | 0.05 | 0.35 | 0 | -0.01 | -0.19 | -0.14 | 0 |  | 0.4 | 0.34 | 0.23 | 60.42 | 1186.401 | 0.82
D | 4002 | 2022-05-11 | 17 | ON | 54.77 | 6.2 | 0.38 | 0.04 | 0.11 | 0.34 | 0 | 0.09 | -0.22 | -0.14 | 0 |  | 0.4 | 0.34 | 0.23 | 62.54 | 1215.484 | 0.87
D | 4002 | 2022-05-11 | 18 | ON | 56.7 | 6.2 | 0.38 | 0.04 | 0.49 | 0.32 | 0.02 | -0.02 | -0.24 | -0.14 | 0 |  | 0.4 | 0.34 | 0.23 | 64.72 | 1260.046 | 1.25
D | 4002 | 2022-05-11 | 19 | ON | 75.04 | 6.2 | 0.38 | 0.04 | 0.81 | 0.31 | 0.27 | 0.15 | -0.24 | -0.14 | 0 |  | 0.4 | 0.34 | 0.23 | 83.79 | 1281.623 | 1.81
D | 4002 | 2022-05-11 | 20 | ON | 66.79 | 6.2 | 0.38 | 0.04 | 0.4 | 0.31 | 0.03 | 0.02 | -0.36 | -0.14 | 0 |  | 0.4 | 0.34 | 0.23 | 74.64 | 1276.643 | 1.16
D | 4002 | 2022-05-11 | 21 | ON | 60.61 | 6.2 | 0.38 | 0.04 | 0 | 0.31 | 0 | 0.02 | -0.39 | -0.14 | 0 |  | 0.4 | 0.34 | 0.23 | 68 | 1271.614 | 0.73
D | 4002 | 2022-05-11 | 22 | ON | 59.26 | 6.2 | 0.38 | 0.04 | 0 | 0.32 | 0.01 | -0.03 | -0.21 | -0.14 | 0 |  | 0.4 | 0.34 | 0.23 | 66.8 | 1182.855 | 0.75
D | 4002 | 2022-05-11 | 23 | ON | 54.5 | 6.2 | 0.38 | 0.04 | 0.13 | 0.36 | 0 | 0.03 | -0.14 | -0.14 | 0 |  | 0.4 | 0.34 | 0.23 | 62.33 | 1066.125 | 0.91
D | 4002 | 2022-05-11 | 24 | OFF | 51.82 | 6.2 | 0.38 | 0.04 | 0.31 | 0 | 0 | -0.01 | -0.11 | -0.14 | 0 |  | 0.4 | 0.34 | 0.23 | 59.46 | 968.788 | 0.73
D | 4002 | 2022-05-12 | 1 | OFF | 52.91 | 6.2 | 1.37 | 0.06 | 0.18 | 0 | 0 | -0.11 | -0.01 | -0.14 | 0 |  | 0.4 | 0.34 | 0.23 | 61.43 | 911.723 | 1.61
D | 4002 | 2022-05-12 | 2 | OFF | 64.54 | 6.2 | 1.37 | 0.06 | 0.02 | 0 | 0.69 | -0.14 | -0.15 | -0.14 | 0 |  | 0.4 | 0.34 | 0.23 | 73.42 | 877.847 | 2.14
D | 4002 | 2022-05-12 | 3 | OFF | 54.03 | 6.2 | 1.37 | 0.06 | 0.03 | 0 | 0.15 | -0.06 | 0 | -0.14 | 0 |  | 0.4 | 0.34 | 0.23 | 62.61 | 862.448 | 1.61
D | 4002 | 2022-05-12 | 4 | OFF | 53.81 | 6.2 | 1.37 | 0.06 | 0 | 0 | 0 | 0.09 | -0.17 | -0.14 | 0 |  | 0.4 | 0.34 | 0.23 | 62.19 | 866.473 | 1.43
D | 4002 | 2022-05-12 | 5 | OFF | 56.15 | 6.2 | 1.37 | 0.06 | 0.21 | 0 | 0.09 | 0.03 | -0.1 | -0.14 | 0 |  | 0.4 | 0.34 | 0.23 | 64.84 | 899.883 | 1.73
D | 4002 | 2022-05-12 | 6 | OFF | 68.55 | 6.2 | 1.37 | 0.06 | 0.35 | 0 | 0.6 | 0.09 | -0.27 | -0.14 | 0 |  | 0.4 | 0.34 | 0.23 | 77.78 | 976.264 | 2.38
D | 4002 | 2022-05-12 | 7 | OFF | 60.85 | 6.2 | 1.37 | 0.06 | 0.24 | 0 | 0.11 | 0.02 | -0.33 | -0.14 | 0 |  | 0.4 | 0.34 | 0.23 | 69.35 | 1106.286 | 1.78
D | 4002 | 2022-05-12 | 8 | ON | 60.5 | 6.2 | 1.37 | 0.06 | 0.18 | 0.34 | 0 | -0.06 | -0.32 | -0.14 | 0 |  | 0.4 | 0.34 | 0.23 | 69.1 | 1188.05 | 1.95
D | 4002 | 2022-05-12 | 9 | ON | 56.7 | 6.2 | 1.37 | 0.06 | 0.15 | 0.33 | 0 | 0.03 | -0.33 | -0.14 | 0 |  | 0.4 | 0.34 | 0.23 | 65.34 | 1203.9 | 1.91
D | 4002 | 2022-05-12 | 10 | ON | 53.71 | 6.2 | 1.37 | 0.06 | 0.15 | 0.34 | 0 | -0.01 | -0.33 | -0.14 | 0 |  | 0.4 | 0.34 | 0.23 | 62.32 | 1207.474 | 1.92
D | 4002 | 2022-05-12 | 11 | ON | 55.08 | 6.2 | 1.37 | 0.06 | 0.11 | 0.34 | 0 | -0.07 | -0.31 | -0.14 | 0 |  | 0.4 | 0.34 | 0.23 | 63.61 | 1223.746 | 1.88
D | 4002 | 2022-05-12 | 12 | ON | 55.29 | 6.2 | 1.37 | 0.06 | 0.07 | 0.34 | 0 | -0.17 | -0.26 | -0.14 | 0 |  | 0.4 | 0.34 | 0.23 | 63.73 | 1240.249 | 1.84
D | 4002 | 2022-05-12 | 13 | ON | 56.22 | 6.2 | 1.37 | 0.06 | 0.31 | 0.34 | 0 | 0.02 | -0.31 | -0.14 | 0 |  | 0.4 | 0.34 | 0.23 | 65.04 | 1255.843 | 2.08
D | 4002 | 2022-05-12 | 14 | ON | 57.91 | 6.2 | 1.37 | 0.06 | 0.44 | 0.34 | 0 | 0.02 | -0.31 | -0.14 | 0 |  | 0.4 | 0.34 | 0.23 | 66.86 | 1280.724 | 2.21
D | 4002 | 2022-05-12 | 15 | ON | 62 | 6.2 | 1.37 | 0.06 | 0.11 | 0.33 | 0.1 | 0.05 | -0.33 | -0.14 | 0 |  | 0.4 | 0.34 | 0.23 | 70.72 | 1292.584 | 1.97
D | 4002 | 2022-05-12 | 16 | ON | 61.35 | 6.2 | 1.37 | 0.06 | 0.09 | 0.28 | 0 | 0 | -0.36 | -0.14 | 0 |  | 0.4 | 0.34 | 0.23 | 69.82 | 1315.265 | 1.8
D | 4002 | 2022-05-12 | 17 | ON | 88.6 | 6.2 | 1.37 | 0.06 | 0.17 | 0.27 | 0.43 | -0.08 | -0.27 | -0.14 | 0 |  | 0.4 | 0.34 | 0.23 | 97.58 | 1335.554 | 2.3
D | 4002 | 2022-05-12 | 18 | ON | 96.38 | 6.2 | 1.37 | 0.06 | 0.91 | 0.26 | 0.02 | -0.1 | -0.31 | -0.14 | 0 |  | 0.4 | 0.34 | 0.23 | 105.62 | 1363.585 | 2.62
D | 4002 | 2022-05-12 | 19 | ON | 95.14 | 6.2 | 1.37 | 0.06 | 0.98 | 0.25 | 0 | 0 | -0.45 | -0.14 | 0 |  | 0.4 | 0.34 | 0.23 | 104.38 | 1371.757 | 2.66
D | 4002 | 2022-05-12 | 20 | ON | 88.32 | 6.2 | 1.37 | 0.06 | 2.04 | 0.25 | 0 | -0.05 | -0.63 | -0.14 | 0 |  | 0.4 | 0.34 | 0.23 | 98.39 | 1358.18 | 3.72
D | 4002 | 2022-05-12 | 21 | ON | 91.72 | 6.2 | 1.37 | 0.06 | 0.92 | 0.25 | 0.06 | 0.03 | -0.58 | -0.14 | 0 |  | 0.4 | 0.34 | 0.23 | 100.86 | 1353.528 | 2.66
D | 4002 | 2022-05-12 | 22 | ON | 84.25 | 6.2 | 1.37 | 0.06 | 0.39 | 0.27 | 0.33 | -0.01 | -0.5 | -0.14 | 0 |  | 0.4 | 0.34 | 0.23 | 93.19 | 1267.02 | 2.42
D | 4002 | 2022-05-12 | 23 | ON | 67.21 | 6.2 | 1.37 | 0.06 | 0.32 | 0.29 | 0.04 | -0.05 | -0.28 | -0.14 | 0 |  | 0.4 | 0.34 | 0.23 | 75.99 | 1142.009 | 2.08
D | 4002 | 2022-05-12 | 24 | OFF | 60.21 | 6.2 | 1.37 | 0.06 | 0.13 | 0 | 0 | -0.05 | -0.34 | -0.14 | 0 |  | 0.4 | 0.34 | 0.23 | 68.41 | 1039.252 | 1.56
D | 4002 | 2022-05-13 | 1 | OFF | 62.18 | 6.2 | 0.83 | 0.11 | 0.04 | 0 | 0.33 | -0.29 | -0.17 | -0.14 | 0 |  | 0.4 | 0.34 | 0.23 | 70.06 | 966.125 | 1.31
D | 4002 | 2022-05-13 | 2 | OFF | 54.96 | 6.2 | 0.83 | 0.11 | 0 | 0 | 0.02 | 0.02 | -0.09 | -0.14 | 0 |  | 0.4 | 0.34 | 0.23 | 62.88 | 920.732 | 0.96
D | 4002 | 2022-05-13 | 3 | OFF | 54.22 | 6.2 | 0.83 | 0.11 | 0.04 | 0 | 0 | -0.07 | -0.12 | -0.14 | 0 |  | 0.4 | 0.34 | 0.23 | 62.04 | 896.538 | 0.98
D | 4002 | 2022-05-13 | 4 | OFF | 56.37 | 6.2 | 0.83 | 0.11 | 0.07 | 0 | 0 | -0.07 | -0.07 | -0.14 | 0 |  | 0.4 | 0.34 | 0.23 | 64.27 | 892.022 | 1.01
D | 4002 | 2022-05-13 | 5 | OFF | 58.22 | 6.2 | 0.83 | 0.11 | 0.07 | 0 | 0 | -0.02 | -0.08 | -0.14 | 0 |  | 0.4 | 0.34 | 0.23 | 66.16 | 913.43 | 1.01
D | 4002 | 2022-05-13 | 6 | OFF | 71.36 | 6.2 | 0.83 | 0.11 | 0.45 | 0 | 0.54 | 0.26 | -0.22 | -0.14 | 0 |  | 0.4 | 0.34 | 0.23 | 80.36 | 988.756 | 1.93
D | 4002 | 2022-05-13 | 7 | OFF | 57.24 | 6.2 | 0.83 | 0.11 | 0.23 | 0 | 0.01 | 0.02 | -0.25 | -0.14 | 0 |  | 0.4 | 0.34 | 0.23 | 65.22 | 1108.143 | 1.18
D | 4002 | 2022-05-13 | 8 | ON | 61.15 | 6.2 | 0.83 | 0.11 | 0.22 | 0.33 | 0.01 | -0.08 | -0.24 | -0.14 | 0 |  | 0.4 | 0.34 | 0.23 | 69.36 | 1197.834 | 1.5
D | 4002 | 2022-05-13 | 9 | ON | 73.89 | 6.2 | 0.83 | 0.11 | 0.13 | 0.32 | 0.11 | -0.03 | -0.17 | -0.14 | 0 |  | 0.4 | 0.34 | 0.23 | 82.22 | 1243.109 | 1.5
D | 4002 | 2022-05-13 | 10 | ON | 62.01 | 6.2 | 0.83 | 0.11 | 0.08 | 0.32 | 0.1 | -0.04 | -0.24 | -0.14 | 0 |  | 0.4 | 0.34 | 0.23 | 70.2 | 1273.197 | 1.44
D | 4002 | 2022-05-13 | 11 | ON | 56.29 | 6.2 | 0.83 | 0.11 | 0.06 | 0.32 | 0 | -0.02 | -0.29 | -0.14 | 0 |  | 0.4 | 0.34 | 0.23 | 64.33 | 1306.648 | 1.32
D | 4002 | 2022-05-13 | 12 | ON | 56.01 | 6.2 | 0.83 | 0.11 | 0.06 | 0.32 | 0 | -0.08 | -0.31 | -0.14 | 0 |  | 0.4 | 0.34 | 0.23 | 63.97 | 1337.339 | 1.32
D | 4002 | 2022-05-13 | 13 | ON | 56.36 | 6.2 | 0.83 | 0.11 | 0.07 | 0.32 | 0 | -0.02 | -0.29 | -0.14 | 0 |  | 0.4 | 0.34 | 0.23 | 64.41 | 1364.459 | 1.33
D | 4002 | 2022-05-13 | 14 | ON | 59.27 | 6.2 | 0.83 | 0.11 | 0.11 | 0.31 | 0.06 | -0.07 | -0.3 | -0.14 | 0 |  | 0.4 | 0.34 | 0.23 | 67.35 | 1399.154 | 1.42
D | 4002 | 2022-05-13 | 15 | ON | 63.95 | 6.2 | 0.83 | 0.11 | 0.1 | 0.31 | 0.2 | -0.04 | -0.32 | -0.14 | 0 |  | 0.4 | 0.34 | 0.23 | 72.17 | 1423.97 | 1.55
D | 4002 | 2022-05-13 | 16 | ON | 74.65 | 6.2 | 0.83 | 0.11 | 0.78 | 0.3 | 0.61 | 0.08 | -0.41 | -0.14 | 0 |  | 0.4 | 0.34 | 0.23 | 83.98 | 1453.279 | 2.63
D | 4002 | 2022-05-13 | 17 | ON | 83.23 | 6.2 | 0.83 | 0.11 | 0.15 | 0.28 | 0.27 | -0.05 | 0.08 | -0.14 | 0 |  | 0.4 | 0.34 | 0.23 | 91.93 | 1497.231 | 1.64
D | 4002 | 2022-05-13 | 18 | ON | 98.6 | 6.2 | 0.83 | 0.11 | 0.85 | 0.27 | 0.2 | -0.14 | -0.36 | -0.14 | 0 |  | 0.4 | 0.34 | 0.23 | 107.39 | 1527.986 | 2.26
D | 4002 | 2022-05-13 | 19 | ON | 119.97 | 6.2 | 0.83 | 0.11 | 0.7 | 0.27 | 0.36 | -0.1 | -0.3 | -0.14 | 0 |  | 0.4 | 0.34 | 0.23 | 128.87 | 1530.103 | 2.27
D | 4002 | 2022-05-13 | 20 | ON | 128.65 | 6.2 | 0.83 | 0.11 | 1.15 | 0.27 | 0.32 | 0.05 | -0.46 | -0.14 | 0 |  | 0.4 | 0.34 | 0.23 | 137.95 | 1502.781 | 2.68
D | 4002 | 2022-05-13 | 21 | ON | 117.42 | 6.2 | 0.83 | 0.11 | 0.3 | 0.28 | 0.06 | -0.09 | -0.37 | -0.14 | 0 |  | 0.4 | 0.34 | 0.23 | 125.57 | 1485.867 | 1.58
D | 4002 | 2022-05-13 | 22 | ON | 98.21 | 6.2 | 0.83 | 0.11 | 0.84 | 0.29 | 0.14 | 0.03 | -0.11 | -0.14 | 0 |  | 0.4 | 0.34 | 0.23 | 107.37 | 1411.945 | 2.21
D | 4002 | 2022-05-13 | 23 | ON | 89.63 | 6.2 | 0.83 | 0.11 | 0.39 | 0.31 | 0.34 | -0.08 | -0.31 | -0.14 | 0 |  | 0.4 | 0.34 | 0.23 | 98.25 | 1291.722 | 1.98
D | 4002 | 2022-05-13 | 24 | OFF | 70.88 | 6.2 | 0.83 | 0.11 | 0.21 | 0 | 0.15 | -0.05 | -0.2 | -0.14 | 0 |  | 0.4 | 0.34 | 0.23 | 78.96 | 1176.064 | 1.3
D | 4002 | 2022-05-14 | 1 | OFF | 115.54 | 6.2 | 1.54 | 0.14 | 0.45 | 0 | 0.13 | 0.03 | -0.08 | -0.14 | 0 |  | 0.4 | 0.34 | 0.23 | 124.78 | 1082.108 | 2.26
D | 4002 | 2022-05-14 | 2 | OFF | 97.94 | 6.2 | 1.54 | 0.14 | 0.37 | 0 | 0 | -0.12 | -0.02 | -0.14 | 0 |  | 0.4 | 0.34 | 0.23 | 106.88 | 1029.008 | 2.05
D | 4002 | 2022-05-14 | 3 | OFF | 65.85 | 6.2 | 1.54 | 0.14 | 0.15 | 0 | 0 | -0.02 | -0.06 | -0.14 | 0 |  | 0.4 | 0.34 | 0.23 | 74.63 | 988.529 | 1.83
D | 4002 | 2022-05-14 | 4 | OFF | 58.57 | 6.2 | 1.54 | 0.14 | 0.08 | 0 | 0 | -0.01 | -0.2 | -0.14 | 0 |  | 0.4 | 0.34 | 0.23 | 67.15 | 966.016 | 1.76
D | 4002 | 2022-05-14 | 5 | OFF | 69.16 | 6.2 | 1.54 | 0.14 | 0.16 | 0 | 0 | -0.05 | -0.13 | -0.14 | 0 |  | 0.4 | 0.34 | 0.23 | 77.85 | 963.476 | 1.84
D | 4002 | 2022-05-14 | 6 | OFF | 61.05 | 6.2 | 1.54 | 0.14 | 0.19 | 0 | 0 | 0 | -0.2 | -0.14 | 0 |  | 0.4 | 0.34 | 0.23 | 69.75 | 979.049 | 1.87
D | 4002 | 2022-05-14 | 7 | OFF | 72.87 | 6.2 | 1.54 | 0.14 | 0.49 | 0 | 0 | -0.1 | -0.01 | -0.14 | 0 |  | 0.4 | 0.34 | 0.23 | 81.96 | 1042.331 | 2.17
D | 4002 | 2022-05-14 | 8 | OFF | 96.16 | 6.2 | 1.54 | 0.14 | 0.79 | 0 | 1.76 | 0.01 | -0.02 | -0.14 | 0 |  | 0.4 | 0.34 | 0.23 | 107.41 | 1136.151 | 4.23
D | 4002 | 2022-05-14 | 9 | OFF | 72.52 | 6.2 | 1.54 | 0.14 | 0.39 | 0 | 0.89 | 0.09 | -0.12 | -0.14 | 0 |  | 0.4 | 0.34 | 0.23 | 82.48 | 1224.848 | 2.96
D | 4002 | 2022-05-14 | 10 | OFF | 55.38 | 6.2 | 1.54 | 0.14 | 0.07 | 0 | 0 | -0.09 | -0.22 | -0.14 | 0 |  | 0.4 | 0.34 | 0.23 | 63.85 | 1299.753 | 1.75
D | 4002 | 2022-05-14 | 11 | OFF | 57.7 | 6.2 | 1.54 | 0.14 | 0.06 | 0 | 0 | 0.04 | -0.23 | -0.14 | 0 |  | 0.4 | 0.34 | 0.23 | 66.28 | 1362.007 | 1.74
D | 4002 | 2022-05-14 | 12 | OFF | 73.75 | 6.2 | 1.54 | 0.14 | 0.12 | 0 | 0.25 | 0.16 | -0.13 | -0.14 | 0 |  | 0.4 | 0.34 | 0.23 | 82.86 | 1422.028 | 2.05
D | 4002 | 2022-05-14 | 13 | OFF | 85.22 | 6.2 | 1.54 | 0.14 | 0.28 | 0 | 0.38 | 0.23 | -0.37 | -0.14 | 0 |  | 0.4 | 0.34 | 0.23 | 94.45 | 1473.669 | 2.34
D | 4002 | 2022-05-14 | 14 | OFF | 68 | 6.2 | 1.54 | 0.14 | 0.23 | 0 | 0.1 | 0.12 | -0.25 | -0.14 | 0 |  | 0.4 | 0.34 | 0.23 | 76.91 | 1505.631 | 2.01
D | 4002 | 2022-05-14 | 15 | OFF | 88.67 | 6.2 | 1.54 | 0.14 | 0.16 | 0 | 0.19 | 0.01 | -0.13 | -0.14 | 0 |  | 0.4 | 0.34 | 0.23 | 97.61 | 1544.784 | 2.03
D | 4002 | 2022-05-14 | 16 | OFF | 91.41 | 6.2 | 1.54 | 0.14 | 0.17 | 0 | 0.04 | 0.12 | -0.32 | -0.14 | 0 |  | 0.4 | 0.34 | 0.23 | 100.13 | 1590.132 | 1.89
D | 4002 | 2022-05-14 | 17 | OFF | 108.62 | 6.2 | 1.54 | 0.14 | 0.14 | 0 | 0.61 | 0.1 | -0.22 | -0.14 | 0 |  | 0.4 | 0.34 | 0.23 | 117.96 | 1625.557 | 2.43
D | 4002 | 2022-05-14 | 18 | OFF | 82.49 | 6.2 | 1.54 | 0.14 | 0.13 | 0 | 0.09 | -0.07 | -0.34 | -0.14 | 0 |  | 0.4 | 0.34 | 0.23 | 91.01 | 1637.402 | 1.9
D | 4002 | 2022-05-14 | 19 | OFF | 83.53 | 6.2 | 1.54 | 0.14 | 0.09 | 0 | 0.01 | 0.03 | -0.37 | -0.14 | 0 |  | 0.4 | 0.34 | 0.23 | 92 | 1614.022 | 1.78
D | 4002 | 2022-05-14 | 20 | OFF | 103.42 | 6.2 | 1.54 | 0.14 | 0.21 | 0 | 0.44 | -0.1 | -0.34 | -0.14 | 0 |  | 0.4 | 0.34 | 0.23 | 112.34 | 1560.792 | 2.33
D | 4002 | 2022-05-14 | 21 | OFF | 95.01 | 6.2 | 1.54 | 0.14 | 0.13 | 0 | 0.25 | -0.07 | -0.31 | -0.14 | 0 |  | 0.4 | 0.34 | 0.23 | 103.72 | 1529.687 | 2.06
D | 4002 | 2022-05-14 | 22 | OFF | 89.63 | 6.2 | 1.54 | 0.14 | 0.26 | 0 | 0.29 | 0.02 | 0.01 | -0.14 | 0 |  | 0.4 | 0.34 | 0.23 | 98.92 | 1438.09 | 2.23
D | 4002 | 2022-05-14 | 23 | OFF | 98.61 | 6.2 | 1.54 | 0.14 | 0.61 | 0 | 0.52 | -0.01 | -0.17 | -0.14 | 0 |  | 0.4 | 0.34 | 0.23 | 108.27 | 1316.858 | 2.81
D | 4002 | 2022-05-14 | 24 | OFF | 89.58 | 6.2 | 1.54 | 0.14 | 0.2 | 0 | 0.31 | -0.08 | -0.15 | -0.14 | 0 |  | 0.4 | 0.34 | 0.23 | 98.57 | 1209.276 | 2.19
D | 4002 | 2022-05-15 | 1 | OFF | 83.7 | 6.2 | 0.75 | 0.09 | 0.32 | 0 | 0.38 | -0.07 | 0.16 | -0.14 | 0 |  | 0.4 | 0.34 | 0.23 | 92.36 | 1120.753 | 1.54
D | 4002 | 2022-05-15 | 2 | OFF | 69.54 | 6.2 | 0.75 | 0.09 | 0.14 | 0 | 0.02 | 0 | -0.03 | -0.14 | 0 |  | 0.4 | 0.34 | 0.23 | 77.54 | 1064.637 | 1
D | 4002 | 2022-05-15 | 3 | OFF | 66.89 | 6.2 | 0.75 | 0.09 | 0.04 | 0 | 0 | -0.08 | -0.06 | -0.14 | 0 |  | 0.4 | 0.34 | 0.23 | 74.66 | 1029.942 | 0.88
D | 4002 | 2022-05-15 | 4 | OFF | 60.65 | 6.2 | 0.75 | 0.09 | 0.09 | 0 | 0 | 0 | 0 | -0.14 | 0 |  | 0.4 | 0.34 | 0.23 | 68.61 | 1006.199 | 0.93
D | 4002 | 2022-05-15 | 5 | OFF | 60.25 | 6.2 | 0.75 | 0.09 | 0.09 | 0 | 0 | -0.09 | -0.04 | -0.14 | 0 |  | 0.4 | 0.34 | 0.23 | 68.08 | 996.01 | 0.93
D | 4002 | 2022-05-15 | 6 | OFF | 61.43 | 6.2 | 0.75 | 0.09 | 0.13 | 0 | 0 | -0.06 | 0.01 | -0.14 | 0 |  | 0.4 | 0.34 | 0.23 | 69.38 | 1005.774 | 0.97
D | 4002 | 2022-05-15 | 7 | OFF | 64.9 | 6.2 | 0.75 | 0.09 | 0.28 | 0 | 0 | -0.03 | 0.03 | -0.14 | 0 |  | 0.4 | 0.34 | 0.23 | 73.05 | 1033.523 | 1.12
D | 4002 | 2022-05-15 | 8 | OFF | 60.96 | 6.2 | 0.75 | 0.09 | 0.19 | 0 | 0.01 | 0.06 | -0.09 | -0.14 | 0 |  | 0.4 | 0.34 | 0.23 | 69 | 1097.169 | 1.04
D | 4002 | 2022-05-15 | 9 | OFF | 75.31 | 6.2 | 0.75 | 0.09 | 0.29 | 0 | 0.38 | 0.04 | -0.08 | -0.14 | 0 |  | 0.4 | 0.34 | 0.23 | 83.81 | 1184.63 | 1.51
D | 4002 | 2022-05-15 | 10 | OFF | 71.44 | 6.2 | 0.75 | 0.09 | 0.24 | 0 | 0.22 | 0.24 | -0.26 | -0.14 | 0 |  | 0.4 | 0.34 | 0.23 | 79.75 | 1248.924 | 1.3
D | 4002 | 2022-05-15 | 11 | OFF | 57.17 | 6.2 | 0.75 | 0.09 | 0.1 | 0 | 0 | -0.01 | -0.17 | -0.14 | 0 |  | 0.4 | 0.34 | 0.23 | 64.96 | 1308.347 | 0.94
D | 4002 | 2022-05-15 | 12 | OFF | 58.32 | 6.2 | 0.75 | 0.09 | 0.08 | 0 | 0 | 0.03 | -0.23 | -0.14 | 0 |  | 0.4 | 0.34 | 0.23 | 66.07 | 1354.919 | 0.92
D | 4002 | 2022-05-15 | 13 | OFF | 67.91 | 6.2 | 0.75 | 0.09 | 0.13 | 0 | 0.31 | 0.05 | -0.19 | -0.14 | 0 |  | 0.4 | 0.34 | 0.23 | 76.08 | 1375.309 | 1.28
D | 4002 | 2022-05-15 | 14 | OFF | 63.9 | 6.2 | 0.75 | 0.09 | 0.14 | 0 | 0.03 | 0.13 | -0.22 | -0.14 | 0 |  | 0.4 | 0.34 | 0.23 | 71.85 | 1375.597 | 1.01
D | 4002 | 2022-05-15 | 15 | OFF | 59.29 | 6.2 | 0.75 | 0.09 | 0.11 | 0 | 0 | -0.05 | -0.26 | -0.14 | 0 |  | 0.4 | 0.34 | 0.23 | 66.96 | 1384.532 | 0.95
D | 4002 | 2022-05-15 | 16 | OFF | 69.17 | 6.2 | 0.75 | 0.09 | 0.11 | 0 | 0.01 | 0.06 | -0.15 | -0.14 | 0 |  | 0.4 | 0.34 | 0.23 | 77.07 | 1420.646 | 0.96
D | 4002 | 2022-05-15 | 17 | OFF | 80.91 | 6.2 | 0.75 | 0.09 | 0.11 | 0 | 0.01 | -0.07 | -0.01 | -0.14 | 0 |  | 0.4 | 0.34 | 0.23 | 88.82 | 1448.391 | 0.96
D | 4002 | 2022-05-15 | 18 | OFF | 125.16 | 6.2 | 0.75 | 0.09 | 0.48 | 0 | 1.22 | -0.2 | -0.01 | -0.14 | 0 |  | 0.4 | 0.34 | 0.23 | 134.52 | 1492.57 | 2.54
D | 4002 | 2022-05-15 | 19 | OFF | 119.84 | 6.2 | 0.75 | 0.09 | 0.94 | 0 | 1.1 | 0.29 | -0.34 | -0.14 | 0 |  | 0.4 | 0.34 | 0.23 | 129.7 | 1488.9 | 2.88
D | 4002 | 2022-05-15 | 20 | OFF | 101.07 | 6.2 | 0.75 | 0.09 | 0.32 | 0 | 0.42 | 0.06 | -0.28 | -0.14 | 0 |  | 0.4 | 0.34 | 0.23 | 109.46 | 1460.974 | 1.58
D | 4002 | 2022-05-15 | 21 | OFF | 104.74 | 6.2 | 0.75 | 0.09 | 0.34 | 0 | 0.83 | -0.02 | -0.3 | -0.14 | 0 |  | 0.4 | 0.34 | 0.23 | 113.46 | 1419.933 | 2.01
D | 4002 | 2022-05-15 | 22 | OFF | 90.77 | 6.2 | 0.75 | 0.09 | 0.34 | 0 | 0.22 | -0.02 | -0.25 | -0.14 | 0 |  | 0.4 | 0.34 | 0.23 | 98.93 | 1312.976 | 1.4
D | 4002 | 2022-05-15 | 23 | OFF | 94.13 | 6.2 | 0.75 | 0.09 | 0.39 | 0 | 0.34 | -0.19 | -0.23 | -0.14 | 0 |  | 0.4 | 0.34 | 0.23 | 102.31 | 1192.817 | 1.57
D | 4002 | 2022-05-15 | 24 | OFF | 71.9 | 6.2 | 0.75 | 0.09 | 0.12 | 0 | 0.05 | -0.14 | -0.06 | -0.14 | 0 |  | 0.4 | 0.34 | 0.23 | 79.74 | 1085.737 | 1.01
D | 4002 | 2022-05-16 | 1 | OFF | 82.88 | 6.2 | 1.08 | 0.04 | 0.06 | 0 | 0.09 | -0.12 | 0.03 | -0.14 | 0 |  | 0.4 | 0.34 | 0.23 | 91.09 | 1021.54 | 1.27
D | 4002 | 2022-05-16 | 2 | OFF | 66.25 | 6.2 | 1.08 | 0.04 | 0 | 0 | 0 | -0.01 | -0.11 | -0.14 | 0 |  | 0.4 | 0.34 | 0.23 | 74.28 | 981.526 | 1.12
D | 4002 | 2022-05-16 | 3 | OFF | 56.17 | 6.2 | 1.08 | 0.04 | 0.07 | 0 | 0 | -0.03 | -0.13 | -0.14 | 0 |  | 0.4 | 0.34 | 0.23 | 64.23 | 957.657 | 1.19
D | 4002 | 2022-05-16 | 4 | OFF | 59.07 | 6.2 | 1.08 | 0.04 | 0.01 | 0 | 0 | 0 | -0.12 | -0.14 | 0 |  | 0.4 | 0.34 | 0.23 | 67.11 | 952.046 | 1.13
D | 4002 | 2022-05-16 | 5 | OFF | 68.99 | 6.2 | 1.08 | 0.04 | 0.09 | 0 | 0 | 0.03 | -0.17 | -0.14 | 0 |  | 0.4 | 0.34 | 0.23 | 77.09 | 978.205 | 1.21
D | 4002 | 2022-05-16 | 6 | OFF | 102.52 | 6.2 | 1.08 | 0.04 | 0.51 | 0 | 0 | 0.19 | 0.03 | -0.14 | 0 |  | 0.4 | 0.34 | 0.23 | 111.4 | 1058.348 | 1.63
D | 4002 | 2022-05-16 | 7 | OFF | 59.46 | 6.2 | 1.08 | 0.04 | 0.17 | 0 | 0 | 0.15 | -0.38 | -0.14 | 0 |  | 0.4 | 0.34 | 0.23 | 67.55 | 1182.247 | 1.29
D | 4002 | 2022-05-16 | 8 | ON | 59.55 | 6.2 | 1.08 | 0.04 | 0.18 | 0.23 | 0 | -0.05 | -0.39 | -0.14 | 0 |  | 0.4 | 0.34 | 0.23 | 67.67 | 1283.318 | 1.53
D | 4002 | 2022-05-16 | 9 | ON | 57.12 | 6.2 | 1.08 | 0.04 | 0.07 | 0.23 | 0 | 0.01 | -0.42 | -0.14 | 0 |  | 0.4 | 0.34 | 0.23 | 65.16 | 1336.838 | 1.42
D | 4002 | 2022-05-16 | 10 | ON | 56.48 | 6.2 | 1.08 | 0.04 | 0.06 | 0.23 | 0 | -0.09 | -0.42 | -0.14 | 0 |  | 0.4 | 0.34 | 0.23 | 64.41 | 1363.201 | 1.41
D | 4002 | 2022-05-16 | 11 | ON | 58.31 | 6.2 | 1.08 | 0.04 | 0.04 | 0.21 | 0 | 0.02 | -0.49 | -0.14 | 0 |  | 0.4 | 0.34 | 0.23 | 66.24 | 1395.97 | 1.37
D | 4002 | 2022-05-16 | 12 | ON | 58.67 | 6.2 | 1.08 | 0.04 | 0.05 | 0.2 | 0 | -0.1 | -0.49 | -0.14 | 0 |  | 0.4 | 0.34 | 0.23 | 66.48 | 1425.067 | 1.37
D | 4002 | 2022-05-16 | 13 | ON | 70.35 | 6.2 | 1.08 | 0.04 | 0.08 | 0.2 | 0.02 | 0.02 | -0.48 | -0.14 | 0 |  | 0.4 | 0.34 | 0.23 | 78.34 | 1459.124 | 1.42
D | 4002 | 2022-05-16 | 14 | ON | 75.74 | 6.2 | 1.08 | 0.04 | 0.13 | 0.19 | 0.03 | 0.09 | -0.48 | -0.14 | 0 |  | 0.4 | 0.34 | 0.23 | 83.85 | 1503.247 | 1.47
D | 4002 | 2022-05-16 | 15 | ON | 81.52 | 6.2 | 1.08 | 0.04 | 0.17 | 0.19 | 0.14 | 0.06 | -0.45 | -0.14 | 0 |  | 0.4 | 0.34 | 0.23 | 89.78 | 1520.369 | 1.62
D | 4002 | 2022-05-16 | 16 | ON | 73.6 | 6.2 | 1.08 | 0.04 | 0.14 | 0.19 | 0 | 0.2 | -0.55 | -0.14 | 0 |  | 0.4 | 0.34 | 0.23 | 81.73 | 1498.039 | 1.45
D | 4002 | 2022-05-16 | 17 | ON | 86.69 | 6.2 | 1.08 | 0.04 | 0.08 | 0.18 | 0.2 | -0.33 | -0.14 | -0.14 | 0 |  | 0.4 | 0.34 | 0.23 | 94.83 | 1486.028 | 1.58
D | 4002 | 2022-05-16 | 18 | ON | 112.75 | 6.2 | 1.08 | 0.04 | 0.32 | 0.18 | 0.9 | 0.09 | -0.45 | -0.14 | 0 |  | 0.4 | 0.34 | 0.23 | 121.94 | 1500.074 | 2.52
D | 4002 | 2022-05-16 | 19 | ON | 89.83 | 6.2 | 1.08 | 0.04 | 0.54 | 0.18 | 0.36 | 0.21 | -0.45 | -0.14 | 0 |  | 0.4 | 0.34 | 0.23 | 98.82 | 1471.446 | 2.2
D | 4002 | 2022-05-16 | 20 | ON | 73.24 | 6.2 | 1.08 | 0.04 | 0.11 | 0.19 | 0 | -0.07 | -0.44 | -0.14 | 0 |  | 0.4 | 0.34 | 0.23 | 81.18 | 1429.624 | 1.42
D | 4002 | 2022-05-16 | 21 | ON | 75.91 | 6.2 | 1.08 | 0.04 | 0.11 | 0.19 | 0.01 | -0.03 | -0.39 | -0.14 | 0 |  | 0.4 | 0.34 | 0.23 | 83.95 | 1376.406 | 1.43
D | 4002 | 2022-05-16 | 22 | ON | 69.13 | 6.2 | 1.08 | 0.04 | 0.33 | 0.2 | 0 | -0.08 | -0.28 | -0.14 | 0 |  | 0.4 | 0.34 | 0.23 | 77.45 | 1273.988 | 1.65
D | 4002 | 2022-05-16 | 23 | ON | 62.08 | 6.2 | 1.08 | 0.04 | 0.24 | 0.22 | 0 | -0.06 | -0.28 | -0.14 | 0 |  | 0.4 | 0.34 | 0.23 | 70.35 | 1161.38 | 1.58
D | 4002 | 2022-05-16 | 24 | OFF | 60.37 | 6.2 | 1.08 | 0.04 | 0.14 | 0 | 0 | -0.1 | -0.28 | -0.14 | 0 |  | 0.4 | 0.34 | 0.23 | 68.28 | 1066.356 | 1.26
D | 4002 | 2022-05-17 | 1 | OFF | 63.15 | 6.2 | 0.64 | 0.12 | 0.08 | 0 | 0 | -0.08 | -0.37 | -0.14 | 0 |  | 0.4 | 0.34 | 0.23 | 70.57 | 1002.06 | 0.84
D | 4002 | 2022-05-17 | 2 | OFF | 74.22 | 6.2 | 0.64 | 0.12 | 0.26 | 0 | 0 | -0.14 | -0.32 | -0.14 | 0 |  | 0.4 | 0.34 | 0.23 | 81.81 | 959.812 | 1.02
D | 4002 | 2022-05-17 | 3 | OFF | 67.05 | 6.2 | 0.64 | 0.12 | 0.22 | 0 | 0 | -0.08 | -0.43 | -0.14 | 0 |  | 0.4 | 0.34 | 0.23 | 74.55 | 930.754 | 0.98
D | 4002 | 2022-05-17 | 4 | OFF | 58.64 | 6.2 | 0.64 | 0.12 | 0.07 | 0 | 0 | -0.05 | -0.52 | -0.14 | 0 |  | 0.4 | 0.34 | 0.23 | 65.93 | 923.676 | 0.83
D | 4002 | 2022-05-17 | 5 | OFF | 57.65 | 6.2 | 0.64 | 0.12 | 0.04 | 0 | 0 | -0.06 | -0.51 | -0.14 | 0 |  | 0.4 | 0.34 | 0.23 | 64.91 | 946.092 | 0.8
D | 4002 | 2022-05-17 | 6 | OFF | 70.76 | 6.2 | 0.64 | 0.12 | 0.29 | 0 | 0 | 0.17 | -0.46 | -0.14 | 0 |  | 0.4 | 0.34 | 0.23 | 78.55 | 1017.945 | 1.05
D | 4002 | 2022-05-17 | 7 | OFF | 61.03 | 6.2 | 0.64 | 0.12 | 0.27 | 0 | 0 | 0.13 | -0.57 | -0.14 | 0 |  | 0.4 | 0.34 | 0.23 | 68.65 | 1145.284 | 1.03
D | 4002 | 2022-05-17 | 8 | ON | 58.65 | 6.2 | 0.64 | 0.12 | 0.2 | 0.27 | 0 | 0.03 | -0.58 | -0.14 | 0 |  | 0.4 | 0.34 | 0.23 | 66.36 | 1226.208 | 1.23
D | 4002 | 2022-05-17 | 9 | ON | 54.5 | 6.2 | 0.64 | 0.12 | 0.06 | 0.27 | 0 | -0.03 | -0.52 | -0.14 | 0 |  | 0.4 | 0.34 | 0.23 | 62.07 | 1252.088 | 1.09
D | 4002 | 2022-05-17 | 10 | ON | 52.08 | 6.2 | 0.64 | 0.12 | 0.05 | 0.27 | 0 | -0.04 | -0.52 | -0.14 | 0 |  | 0.4 | 0.34 | 0.23 | 59.63 | 1257.41 | 1.08
D | 4002 | 2022-05-17 | 11 | ON | 54.58 | 6.2 | 0.64 | 0.12 | 0.11 | 0.27 | 0 | -0.05 | -0.53 | -0.14 | 0 |  | 0.4 | 0.34 | 0.23 | 62.17 | 1274.88 | 1.14
D | 4002 | 2022-05-17 | 12 | ON | 55.08 | 6.2 | 0.64 | 0.12 | 0.15 | 0.26 | 0 | 0.01 | -0.5 | -0.14 | 0 |  | 0.4 | 0.34 | 0.23 | 62.79 | 1301.831 | 1.17
D | 4002 | 2022-05-17 | 13 | ON | 65.32 | 6.2 | 0.64 | 0.12 | 0.12 | 0.25 | 0.35 | -0.02 | -0.44 | -0.14 | 0 |  | 0.4 | 0.34 | 0.23 | 73.37 | 1283.085 | 1.48
D | 4002 | 2022-05-17 | 14 | ON | 68.46 | 6.2 | 0.64 | 0.12 | 0.22 | 0.23 | 0.28 | 0.05 | -0.5 | -0.14 | 0 |  | 0.4 | 0.34 | 0.23 | 76.53 | 1265.135 | 1.49
D | 4002 | 2022-05-17 | 15 | ON | 59.12 | 6.2 | 0.64 | 0.12 | 0.15 | 0.23 | 0 | 0.08 | -0.5 | -0.14 | 0 |  | 0.4 | 0.34 | 0.23 | 125.99 | 1266.83 | 1.14
D | 4002 | 2022-05-17 | 16 | ON | 52.29 | 6.2 | 0.64 | 0.12 | 0.17 | 0.25 | 0 | 0.05 | -0.46 | -0.14 | 0 |  | 0.4 | 0.34 | 0.23 | 112.38 | 1280.305 | 1.18
D | 4002 | 2022-05-17 | 17 | ON | 53.15 | 6.2 | 0.64 | 0.12 | 0.08 | 0.22 | 0 | -0.02 | -0.42 | -0.14 | 0 |  | 0.4 | 0.34 | 0.23 | 113.95 | 1300.802 | 1.06
D | 4002 | 2022-05-17 | 18 | ON | 57.77 | 6.2 | 0.64 | 0.12 | 0.06 | 0.21 | 0 | -0.03 | -0.39 | -0.14 | 0 |  | 0.4 | 0.34 | 0.23 | 123.18 | 1327.311 | 1.03
D | 4002 | 2022-05-17 | 19 | ON | 60.52 | 6.2 | 0.64 | 0.12 | 0.02 | 0.19 | 0 | -0.08 | -0.44 | -0.14 | 0 |  | 0.4 | 0.34 | 0.23 | 128.52 | 1326.551 | 0.97
D | 4002 | 2022-05-17 | 20 | ON | 61.17 | 6.2 | 0.64 | 0.12 | 0.06 | 0.19 | 0 | -0.07 | -0.48 | -0.14 | 0 |  | 0.4 | 0.34 | 0.23 | 129.83 | 1309.033 | 1.01
D | 4002 | 2022-05-17 | 21 | ON | 59.65 | 6.2 | 0.64 | 0.12 | 0.05 | 0.21 | 0 | 0.01 | -0.49 | -0.14 | 0 |  | 0.4 | 0.34 | 0.23 | 126.87 | 1295.897 | 1.02
D | 4002 | 2022-05-17 | 22 | ON | 58.16 | 6.2 | 0.64 | 0.12 | 0.18 | 0.22 | 0 | -0.08 | -0.4 | -0.14 | 0 |  | 0.4 | 0.34 | 0.23 | 124.03 | 1206.047 | 1.16
D | 4002 | 2022-05-17 | 23 | ON | 56.39 | 6.2 | 0.64 | 0.12 | 0.21 | 0.24 | 0 | -0.08 | -0.32 | -0.14 | 0 |  | 0.4 | 0.34 | 0.23 | 120.62 | 1092.833 | 1.21
D | 4002 | 2022-05-17 | 24 | OFF | 57 | 6.2 | 0.64 | 0.12 | 0.15 | 0 | 0 | -0.15 | -0.35 | -0.14 | 0 |  | 0.4 | 0.34 | 0.23 | 121.44 | 997.57 | 0.91
D | 4002 | 2022-05-18 | 1 | OFF | 61.66 | 6.2 | 1.77 | 0.6 | 0.05 | 0 | 0.26 | -0.14 | -0.53 | -0.14 | 0 |  | 0.4 | 0.34 | 0.23 | 70.7 | 935.492 | 2.68
D | 4002 | 2022-05-18 | 2 | OFF | 57.01 | 6.2 | 1.77 | 0.6 | 0.04 | 0 | 0 | -0.13 | -0.39 | -0.14 | 0 |  | 0.4 | 0.34 | 0.23 | 65.93 | 899.77 | 2.41
D | 4002 | 2022-05-18 | 3 | OFF | 55.51 | 6.2 | 1.77 | 0.6 | 0.02 | 0 | 0 | -0.1 | -0.52 | -0.14 | 0 |  | 0.4 | 0.34 | 0.23 | 64.31 | 879.942 | 2.39
D | 4002 | 2022-05-18 | 4 | OFF | 54.39 | 6.2 | 1.77 | 0.6 | 0.03 | 0 | 0 | -0.09 | -0.58 | -0.14 | 0 |  | 0.4 | 0.34 | 0.23 | 63.15 | 882.26 | 2.4
D | 4002 | 2022-05-18 | 5 | OFF | 69.59 | 6.2 | 1.77 | 0.6 | 0.12 | 0 | 0 | -0.11 | -0.62 | -0.14 | 0 |  | 0.4 | 0.34 | 0.23 | 78.38 | 913.883 | 2.49
D | 4002 | 2022-05-18 | 6 | OFF | 100.97 | 6.2 | 1.77 | 0.6 | 0.64 | 0 | 1.35 | 0.11 | -0.84 | -0.14 | 0 |  | 0.4 | 0.34 | 0.23 | 111.63 | 988.486 | 4.36
D | 4002 | 2022-05-18 | 7 | OFF | 85.52 | 6.2 | 1.77 | 0.6 | 0.52 | 0 | 0.4 | -0.14 | -0.79 | -0.14 | 0 |  | 0.4 | 0.34 | 0.23 | 94.91 | 1119.213 | 3.29
D | 4002 | 2022-05-18 | 8 | ON | 89.13 | 6.2 | 1.77 | 0.6 | 1.69 | 0.23 | 0.82 | -0.02 | -0.9 | -0.14 | 0 |  | 0.4 | 0.34 | 0.23 | 100.35 | 1195.551 | 5.11
D | 4002 | 2022-05-18 | 9 | ON | 66.33 | 6.2 | 1.77 | 0.6 | 0.53 | 0.23 | 0 | -0.06 | -0.59 | -0.14 | 0 |  | 0.4 | 0.34 | 0.23 | 75.84 | 1206.506 | 3.13
D | 4002 | 2022-05-18 | 10 | ON | 54.94 | 6.2 | 1.77 | 0.6 | 0.07 | 0.23 | 0 | 0.04 | -0.64 | -0.14 | 0 |  | 0.4 | 0.34 | 0.23 | 64.04 | 1195.853 | 2.67
D | 4002 | 2022-05-18 | 11 | ON | 54.41 | 6.2 | 1.77 | 0.6 | 0.04 | 0.24 | 0 | -0.01 | -0.61 | -0.14 | 0 |  | 0.4 | 0.34 | 0.23 | 63.47 | 1193.199 | 2.65
D | 4002 | 2022-05-18 | 12 | ON | 37.97 | 6.2 | 1.77 | 0.6 | 0.19 | 0.24 | 0 | -0.01 | -0.48 | -0.14 | 0 |  | 0.4 | 0.34 | 0.23 | 47.31 | 1192.161 | 2.8
D | 4002 | 2022-05-18 | 13 | ON | 19.52 | 6.2 | 1.77 | 0.6 | 0.6 | 0.24 | 0 | -0.01 | -0.32 | -0.14 | 0 |  | 0.4 | 0.34 | 0.23 | 29.43 | 1190.992 | 3.21
D | 4002 | 2022-05-18 | 14 | ON | 24.7 | 6.2 | 1.77 | 0.6 | 0.5 | 0.23 | 0 | 0.05 | -0.57 | -0.14 | 0 |  | 0.4 | 0.34 | 0.23 | 34.31 | 1195.84 | 3.1
D | 4002 | 2022-05-18 | 15 | ON | 47.61 | 6.2 | 1.77 | 0.6 | 0.16 | 0.23 | 0 | 0.02 | -0.29 | -0.14 | 0 |  | 0.4 | 0.34 | 0.23 | 57.13 | 1199.457 | 2.76
D | 4002 | 2022-05-18 | 16 | ON | 52.88 | 6.2 | 1.77 | 0.6 | 0.07 | 0.22 | 0 | 0.64 | -0.3 | -0.14 | 0 |  | 0.4 | 0.34 | 0.23 | 62.91 | 1219.028 | 2.66
D | 4002 | 2022-05-18 | 17 | ON | 54.29 | 6.2 | 1.77 | 0.6 | 0.1 | 0.21 | 0 | 0.51 | -0.29 | -0.14 | 0 |  | 0.4 | 0.34 | 0.23 | 64.22 | 1247.728 | 2.68
D | 4002 | 2022-05-18 | 18 | ON | 89.07 | 6.2 | 1.77 | 0.6 | 0.34 | 0.22 | 0.34 | 1 | -0.04 | -0.14 | 0 |  | 0.4 | 0.34 | 0.23 | 100.33 | 1287.067 | 3.27
D | 4002 | 2022-05-18 | 19 | ON | 122.27 | 6.2 | 1.77 | 0.6 | 0.52 | 0.22 | 1.07 | 1.28 | -0.53 | -0.14 | 0 |  | 0.4 | 0.34 | 0.23 | 134.23 | 1290.371 | 4.18
D | 4002 | 2022-05-18 | 20 | ON | 338.4 | 6.2 | 1.77 | 0.6 | 0.72 | 0.22 | 1.52 | 3.08 | -0.98 | -0.14 | 0 |  | 0.4 | 0.34 | 0.23 | 352.36 | 1278.978 | 4.83
D | 4002 | 2022-05-18 | 21 | ON | 348.87 | 6.2 | 1.77 | 0.6 | 1.79 | 0.22 | 1.75 | 3.42 | -1.07 | -0.14 | 0 |  | 0.4 | 0.34 | 0.23 | 364.38 | 1268.726 | 6.13
D | 4002 | 2022-05-18 | 22 | ON | 121.53 | 6.2 | 1.77 | 0.6 | 1.4 | 0.23 | 1.06 | 1.31 | 0.56 | -0.14 | 0 |  | 0.4 | 0.34 | 0.23 | 135.49 | 1186.449 | 5.06
D | 4002 | 2022-05-18 | 23 | ON | 77.52 | 6.2 | 1.77 | 0.6 | 0.34 | 0.25 | 0.08 | -0.06 | -0.19 | -0.14 | 0 |  | 0.4 | 0.34 | 0.23 | 87.34 | 1065.314 | 3.04
D | 4002 | 2022-05-18 | 24 | OFF | 77.01 | 6.2 | 1.77 | 0.6 | 0.56 | 0 | 0.79 | 0 | -0.17 | -0.14 | 0 |  | 0.4 | 0.34 | 0.23 | 87.59 | 973.819 | 3.72
D | 4002 | 2022-05-19 | 1 | OFF | 77.64 | 6.2 | 1.69 | 0.16 | 0.03 | 0 | 0.24 | -0.09 | -0.14 | -0.14 | 0 |  | 0.4 | 0.34 | 0.23 | 164.2 | 918.333 | 2.12
D | 4002 | 2022-05-19 | 2 | OFF | 78.97 | 6.2 | 1.69 | 0.16 | 0 | 0 | 0.08 | 0 | -0.35 | -0.14 | 0 |  | 0.4 | 0.34 | 0.23 | 166.55 | 884.965 | 1.93
D | 4002 | 2022-05-19 | 3 | OFF | 69.05 | 6.2 | 1.69 | 0.16 | 0 | 0 | 0 | 0.08 | -0.24 | -0.14 | 0 |  | 0.4 | 0.34 | 0.23 | 146.82 | 870.24 | 1.85
D | 4002 | 2022-05-19 | 4 | OFF | 62.06 | 6.2 | 1.69 | 0.16 | 0 | 0 | 0 | 0.05 | -0.14 | -0.14 | 0 |  | 0.4 | 0.34 | 0.23 | 132.91 | 870.854 | 1.85
D | 4002 | 2022-05-19 | 5 | OFF | 65.13 | 6.2 | 1.69 | 0.16 | 0 | 0 | 0 | -0.01 | -0.15 | -0.14 | 0 |  | 0.4 | 0.34 | 0.23 | 138.98 | 900.389 | 1.85
D | 4002 | 2022-05-19 | 6 | OFF | 68.07 | 6.2 | 1.69 | 0.16 | 0.21 | 0 | 0 | 0.21 | -0.45 | -0.14 | 0 |  | 0.4 | 0.34 | 0.23 | 144.99 | 987.513 | 2.06
D | 4002 | 2022-05-19 | 7 | OFF | 58.66 | 6.2 | 1.69 | 0.16 | 0.11 | 0 | 0 | 0.05 | -0.39 | -0.14 | 0 |  | 0.4 | 0.34 | 0.23 | 125.97 | 1112.687 | 1.96
D | 4002 | 2022-05-19 | 8 | ON | 63.08 | 6.2 | 1.69 | 0.16 | 0.17 | 0.25 | 0.02 | -0.02 | -0.38 | -0.14 | 0 |  | 0.4 | 0.34 | 0.23 | 135.08 | 1208.121 | 2.29
D | 4002 | 2022-05-19 | 9 | ON | 86.76 | 6.2 | 1.69 | 0.16 | 0.15 | 0.24 | 0.66 | -0.05 | -0.36 | -0.14 | 0 |  | 0.4 | 0.34 | 0.23 | 183.04 | 1256.793 | 2.9
D | 4002 | 2022-05-19 | 10 | ON | 105.42 | 6.2 | 1.69 | 0.16 | 0.47 | 0.22 | 0.59 | -0.04 | -0.55 | -0.14 | 0 |  | 0.4 | 0.34 | 0.23 | 220.41 | 1287.26 | 3.13
D | 4002 | 2022-05-19 | 11 | ON | 101.74 | 6.2 | 1.69 | 0.16 | 0.42 | 0.24 | 0.79 | 0.01 | -0.63 | -0.14 | 0 |  | 0.4 | 0.34 | 0.23 | 213.19 | 1307.058 | 3.3
D | 4002 | 2022-05-19 | 12 | ON | 88.14 | 6.2 | 1.69 | 0.16 | 0.32 | 0.24 | 0.34 | 0 | -0.6 | -0.14 | 0 |  | 0.4 | 0.34 | 0.23 | 185.46 | 1317.268 | 2.75
D | 4002 | 2022-05-19 | 13 | ON | 120.43 | 6.2 | 1.69 | 0.16 | 0.35 | 0.24 | 1.26 | 0.06 | -0.63 | -0.14 | 0 |  | 0.4 | 0.34 | 0.23 | 251.02 | 1320.588 | 3.7
D | 4002 | 2022-05-19 | 14 | ON | 78.45 | 6.2 | 1.69 | 0.16 | 0.15 | 0.24 | 0.17 | 0.06 | -0.39 | -0.14 | 0 |  | 0.4 | 0.34 | 0.23 | 166.01 | 1322.797 | 2.41
D | 4002 | 2022-05-19 | 15 | ON | 71.93 | 6.2 | 1.69 | 0.16 | 0.19 | 0.25 | 0.21 | 0.05 | -0.39 | -0.14 | 0 |  | 0.4 | 0.34 | 0.23 | 153.05 | 1318.951 | 2.5
D | 4002 | 2022-05-19 | 16 | ON | 66.66 | 6.2 | 1.69 | 0.16 | 0.08 | 0.23 | 0.02 | 0.01 | -0.34 | -0.14 | 0 |  | 0.4 | 0.34 | 0.23 | 142.2 | 1318.584 | 2.18
D | 4002 | 2022-05-19 | 17 | ON | 66.23 | 6.2 | 1.69 | 0.16 | 0.05 | 0.23 | 0 | 0 | -0.26 | -0.14 | 0 |  | 0.4 | 0.34 | 0.23 | 141.36 | 1329.737 | 2.13
D | 4002 | 2022-05-19 | 18 | ON | 68.25 | 6.2 | 1.69 | 0.16 | 0.12 | 0.22 | 0.06 | -0.02 | -0.27 | -0.14 | 0 |  | 0.4 | 0.34 | 0.23 | 145.49 | 1357.026 | 2.25
D | 4002 | 2022-05-19 | 19 | ON | 64.77 | 6.2 | 1.69 | 0.16 | 0.11 | 0.22 | 0.01 | -0.02 | -0.34 | -0.14 | 0 |  | 0.4 | 0.34 | 0.23 | 138.4 | 1346.409 | 2.19
D | 4002 | 2022-05-19 | 20 | ON | 64 | 6.2 | 1.69 | 0.16 | 0.04 | 0.22 | 0 | -0.04 | -0.35 | -0.14 | 0 |  | 0.4 | 0.34 | 0.23 | 136.75 | 1323.571 | 2.11
D | 4002 | 2022-05-19 | 21 | ON | 85.87 | 6.2 | 1.69 | 0.16 | 0.82 | 0.24 | 0.86 | -0.08 | -0.35 | -0.14 | 0 |  | 0.4 | 0.34 | 0.23 | 182.11 | 1294.429 | 3.77
D | 4002 | 2022-05-19 | 22 | ON | 71.78 | 6.2 | 1.69 | 0.16 | 0.43 | 0.26 | 0.39 | -0.13 | -0.04 | -0.14 | 0 |  | 0.4 | 0.34 | 0.23 | 153.35 | 1206.449 | 2.93
D | 4002 | 2022-05-19 | 23 | ON | 64.22 | 6.2 | 1.69 | 0.16 | 0.1 | 0.28 | 0 | -0.07 | -0.27 | -0.14 | 0 |  | 0.4 | 0.34 | 0.23 | 137.36 | 1096.651 | 2.23
D | 4002 | 2022-05-19 | 24 | OFF | 64.35 | 6.2 | 1.69 | 0.16 | 0.09 | 0 | 0 | -0.07 | -0.31 | -0.14 | 0 |  | 0.4 | 0.34 | 0.23 | 137.29 | 1009.708 | 1.94
D | 4002 | 2022-05-20 | 1 | OFF | 64.2 | 6.2 | 0.28 | 0.02 | 0.01 | 0 | 0 | -0.04 | -0.17 | -0.14 | 0 |  | 0.4 | 0.34 | 0.23 | 71.33 | 950.482 | 0.31
D | 4002 | 2022-05-20 | 2 | OFF | 59.37 | 6.2 | 0.28 | 0.02 | 0 | 0 | 0 | 0 | -0.13 | -0.14 | 0 |  | 0.4 | 0.34 | 0.23 | 66.57 | 913.78 | 0.3
D | 4002 | 2022-05-20 | 3 | OFF | 54.44 | 6.2 | 0.28 | 0.02 | 0 | 0 | 0 | -0.01 | -0.16 | -0.14 | 0 |  | 0.4 | 0.34 | 0.23 | 61.6 | 896.311 | 0.3
D | 4002 | 2022-05-20 | 4 | OFF | 52.63 | 6.2 | 0.28 | 0.02 | 0.06 | 0 | 0 | -0.02 | -0.17 | -0.14 | 0 |  | 0.4 | 0.34 | 0.23 | 59.83 | 896.765 | 0.36
D | 4002 | 2022-05-20 | 5 | OFF | 53.12 | 6.2 | 0.28 | 0.02 | 0.04 | 0 | 0 | -0.04 | -0.19 | -0.14 | 0 |  | 0.4 | 0.34 | 0.23 | 60.26 | 928.467 | 0.34
D | 4002 | 2022-05-20 | 6 | OFF | 53.2 | 6.2 | 0.28 | 0.02 | 0.23 | 0 | 0 | 0.05 | -0.35 | -0.14 | 0 |  | 0.4 | 0.34 | 0.23 | 60.46 | 1008.104 | 0.53
D | 4002 | 2022-05-20 | 7 | OFF | 54.82 | 6.2 | 0.28 | 0.02 | 0.19 | 0 | 0 | 0.06 | -0.29 | -0.14 | 0 |  | 0.4 | 0.34 | 0.23 | 62.11 | 1123.262 | 0.49
D | 4002 | 2022-05-20 | 8 | ON | 61.71 | 6.2 | 0.28 | 0.02 | 0.18 | 0.25 | 0.03 | -0.07 | -0.32 | -0.14 | 0 |  | 0.4 | 0.34 | 0.23 | 69.11 | 1218.033 | 0.76
D | 4002 | 2022-05-20 | 9 | ON | 64.62 | 6.2 | 0.28 | 0.02 | 0.03 | 0.22 | 0.06 | -0.08 | -0.44 | -0.14 | 0 |  | 0.4 | 0.34 | 0.23 | 71.74 | 1258.729 | 0.61
D | 4002 | 2022-05-20 | 10 | ON | 60.69 | 6.2 | 0.28 | 0.02 | 0.13 | 0.22 | 0 | 0.06 | -0.45 | -0.14 | 0 |  | 0.4 | 0.34 | 0.23 | 67.98 | 1278.078 | 0.65
D | 4002 | 2022-05-20 | 11 | ON | 58.15 | 6.2 | 0.28 | 0.02 | 0.08 | 0.23 | 0 | 0.04 | -0.42 | -0.14 | 0 |  | 0.4 | 0.34 | 0.23 | 65.41 | 1280.547 | 0.61
D | 4002 | 2022-05-20 | 12 | ON | 57.16 | 6.2 | 0.28 | 0.02 | 0.15 | 0.25 | 0 | 0.02 | -0.46 | -0.14 | 0 |  | 0.4 | 0.34 | 0.23 | 64.45 | 1264.628 | 0.7
D | 4002 | 2022-05-20 | 13 | ON | 50.72 | 6.2 | 0.28 | 0.02 | 0.08 | 0.25 | 0 | -0.01 | -0.38 | -0.14 | 0 |  | 0.4 | 0.34 | 0.23 | 57.99 | 1246.936 | 0.63
D | 4002 | 2022-05-20 | 14 | ON | 52.17 | 6.2 | 0.28 | 0.02 | 0.12 | 0.25 | 0 | 0.07 | -0.29 | -0.14 | 0 |  | 0.4 | 0.34 | 0.23 | 59.65 | 1237.707 | 0.67
D | 4002 | 2022-05-20 | 15 | ON | 49.42 | 6.2 | 0.28 | 0.02 | 0.16 | 0.26 | 0 | 0.03 | -0.27 | -0.14 | 0 |  | 0.4 | 0.34 | 0.23 | 56.93 | 1241.246 | 0.72
D | 4002 | 2022-05-20 | 16 | ON | 49.07 | 6.2 | 0.28 | 0.02 | 0.16 | 0.25 | 0 | 0.01 | -0.25 | -0.14 | 0 |  | 0.4 | 0.34 | 0.23 | 56.57 | 1255.165 | 0.71
D | 4002 | 2022-05-20 | 17 | ON | 48.16 | 6.2 | 0.28 | 0.02 | 0.19 | 0.24 | 0 | 0.08 | -0.28 | -0.14 | 0 |  | 0.4 | 0.34 | 0.23 | 55.72 | 1273.553 | 0.73
D | 4002 | 2022-05-20 | 18 | ON | 53.12 | 6.2 | 0.28 | 0.02 | 0.02 | 0.25 | 0 | 0.03 | -0.34 | -0.14 | 0 |  | 0.4 | 0.34 | 0.23 | 60.41 | 1294.305 | 0.57
D | 4002 | 2022-05-20 | 19 | ON | 54.7 | 6.2 | 0.28 | 0.02 | 0 | 0.3 | 0 | 0.04 | -0.35 | -0.14 | 0 |  | 0.4 | 0.34 | 0.23 | 62.02 | 1293.674 | 0.6
D | 4002 | 2022-05-20 | 20 | ON | 55.62 | 6.2 | 0.28 | 0.02 | 0.05 | 0.3 | 0 | -0.04 | -0.28 | -0.14 | 0 |  | 0.4 | 0.34 | 0.23 | 62.98 | 1276.897 | 0.65
D | 4002 | 2022-05-20 | 21 | ON | 53.29 | 6.2 | 0.28 | 0.02 | 0.11 | 0.3 | 0 | -0.01 | -0.33 | -0.14 | 0 |  | 0.4 | 0.34 | 0.23 | 60.69 | 1272.644 | 0.71
D | 4002 | 2022-05-20 | 22 | ON | 52.48 | 6.2 | 0.28 | 0.02 | 0.11 | 0.31 | 0 | -0.01 | -0.28 | -0.14 | 0 |  | 0.4 | 0.34 | 0.23 | 59.94 | 1206.965 | 0.72
D | 4002 | 2022-05-20 | 23 | ON | 51.19 | 6.2 | 0.28 | 0.02 | 0.12 | 0.33 | 0 | -0.07 | -0.29 | -0.14 | 0 |  | 0.4 | 0.34 | 0.23 | 58.61 | 1108.705 | 0.75
D | 4002 | 2022-05-20 | 24 | OFF | 46.03 | 6.2 | 0.28 | 0.02 | 0.1 | 0 | 0 | -0.05 | -0.22 | -0.14 | 0 |  | 0.4 | 0.34 | 0.23 | 53.19 | 1013.021 | 0.4
D | 4002 | 2022-05-21 | 1 | OFF | 50 | 6.2 | 0.51 | 0.1 | 0.09 | 0 | 0 | -0.03 | -0.24 | -0.14 | 0 |  | 0.4 | 0.34 | 0.23 | 57.46 | 945.837 | 0.7
D | 4002 | 2022-05-21 | 2 | OFF | 48.96 | 6.2 | 0.51 | 0.1 | 0.08 | 0 | 0 | -0.04 | -0.25 | -0.14 | 0 |  | 0.4 | 0.34 | 0.23 | 56.39 | 905.141 | 0.69
D | 4002 | 2022-05-21 | 3 | OFF | 47.98 | 6.2 | 0.51 | 0.1 | 0.05 | 0 | 0 | -0.02 | -0.32 | -0.14 | 0 |  | 0.4 | 0.34 | 0.23 | 55.33 | 882.75 | 0.66
D | 4002 | 2022-05-21 | 4 | OFF | 45.53 | 6.2 | 0.51 | 0.1 | 0.16 | 0 | 0 | -0.04 | -0.3 | -0.14 | 0 |  | 0.4 | 0.34 | 0.23 | 52.99 | 881.368 | 0.77
D | 4002 | 2022-05-21 | 5 | OFF | 47.35 | 6.2 | 0.51 | 0.1 | 0.08 | 0 | 0 | -0.05 | -0.28 | -0.14 | 0 |  | 0.4 | 0.34 | 0.23 | 54.74 | 889.224 | 0.69
D | 4002 | 2022-05-21 | 6 | OFF | 14.64 | 6.2 | 0.51 | 0.1 | 0.03 | 0 | 0 | 0.02 | -0.22 | -0.14 | 0 |  | 0.4 | 0.34 | 0.23 | 22.11 | 910.482 | 0.64
D | 4002 | 2022-05-21 | 7 | OFF | 47.55 | 6.2 | 0.51 | 0.1 | 0.05 | 0 | 0 | -0.09 | -0.15 | -0.14 | 0 |  | 0.4 | 0.34 | 0.23 | 55 | 969.513 | 0.66
D | 4002 | 2022-05-21 | 8 | OFF | 50.97 | 6.2 | 0.51 | 0.1 | 0.06 | 0 | 0 | -0.09 | -0.26 | -0.14 | 0 |  | 0.4 | 0.34 | 0.23 | 58.32 | 1046.34 | 0.67
D | 4002 | 2022-05-21 | 9 | OFF | 53.19 | 6.2 | 0.51 | 0.1 | 0.1 | 0 | 0 | 0.02 | -0.33 | -0.14 | 0 |  | 0.4 | 0.34 | 0.23 | 60.62 | 1123.49 | 0.71
D | 4002 | 2022-05-21 | 10 | OFF | 50.86 | 6.2 | 0.51 | 0.1 | 0.08 | 0 | 0 | 0.06 | -0.38 | -0.14 | 0 |  | 0.4 | 0.34 | 0.23 | 58.26 | 1173.633 | 0.69
D | 4002 | 2022-05-21 | 11 | OFF | 0.2 | 6.2 | 0.51 | 0.1 | 0.08 | 0 | 0 | 0.04 | -0.32 | -0.14 | 0 |  | 0.4 | 0.34 | 0.23 | 7.64 | 1193.031 | 0.69
D | 4002 | 2022-05-21 | 12 | OFF | -101.13 | 6.2 | 0.51 | 0.1 | 0 | 0 | 0 | -0.64 | -1.25 | -0.14 | 0 |  | 0.4 | 0.34 | 0.23 | -95.38 | 1199.217 | 0.61
D | 4002 | 2022-05-21 | 13 | OFF | -150.87 | 6.2 | 0.51 | 0.1 | 0 | 0 | 0 | 0.47 | -0.02 | -0.14 | 0 |  | 0.4 | 0.34 | 0.23 | -142.78 | 1214.844 | 0.61
D | 4002 | 2022-05-21 | 14 | OFF | -150 | 6.2 | 0.51 | 0.1 | 0 | 0 | 0 | 0.36 | -0.14 | -0.14 | 0 |  | 0.4 | 0.34 | 0.23 | -142.14 | 1257.245 | 0.61
D | 4002 | 2022-05-21 | 15 | OFF | -2.89 | 6.2 | 0.51 | 0.1 | 0.19 | 0 | 0 | -0.25 | 0.6 | -0.14 | 0 |  | 0.4 | 0.34 | 0.23 | 5.29 | 1315.383 | 0.8
D | 4002 | 2022-05-21 | 16 | OFF | 59.5 | 6.2 | 0.51 | 0.1 | 0.08 | 0 | 0 | -0.13 | -0.35 | -0.14 | 0 |  | 0.4 | 0.34 | 0.23 | 66.74 | 1394.141 | 0.69
D | 4002 | 2022-05-21 | 17 | OFF | 68.63 | 6.2 | 0.51 | 0.1 | 0.07 | 0 | 0 | 0.11 | -0.45 | -0.14 | 0 |  | 0.4 | 0.34 | 0.23 | 76 | 1480.19 | 0.68
D | 4002 | 2022-05-21 | 18 | OFF | 89.23 | 6.2 | 0.51 | 0.1 | 0.12 | 0 | 0 | -0.12 | -0.37 | -0.14 | 0 |  | 0.4 | 0.34 | 0.23 | 96.5 | 1548.206 | 0.73
D | 4002 | 2022-05-21 | 19 | OFF | 101.01 | 6.2 | 0.51 | 0.1 | 0.25 | 0 | 0 | -0.04 | -0.56 | -0.14 | 0 |  | 0.4 | 0.34 | 0.23 | 108.3 | 1560.687 | 0.86
D | 4002 | 2022-05-21 | 20 | OFF | 81.14 | 6.2 | 0.51 | 0.1 | 0.12 | 0 | 0 | 0.09 | -0.63 | -0.14 | 0 |  | 0.4 | 0.34 | 0.23 | 88.36 | 1521.412 | 0.73
D | 4002 | 2022-05-21 | 21 | OFF | 71.32 | 6.2 | 0.51 | 0.1 | 0.33 | 0 | 0 | 0 | -0.75 | -0.14 | 0 |  | 0.4 | 0.34 | 0.23 | 78.54 | 1482.233 | 0.94
D | 4002 | 2022-05-21 | 22 | OFF | 69.77 | 6.2 | 0.51 | 0.1 | 0.13 | 0 | 0 | -0.01 | -0.55 | -0.14 | 0 |  | 0.4 | 0.34 | 0.23 | 76.98 | 1392.661 | 0.74
D | 4002 | 2022-05-21 | 23 | OFF | 68.85 | 6.2 | 0.51 | 0.1 | 0.13 | 0 | 0 | 0.07 | -0.34 | -0.14 | 0 |  | 0.4 | 0.34 | 0.23 | 76.35 | 1273.575 | 0.74
D | 4002 | 2022-05-21 | 24 | OFF | 67.02 | 6.2 | 0.51 | 0.1 | 0.1 | 0 | 0 | 0.09 | -0.35 | -0.14 | 0 |  | 0.4 | 0.34 | 0.23 | 74.5 | 1161.079 | 0.71
D | 4002 | 2022-05-22 | 1 | OFF | 58.05 | 6.2 | 0.35 | 0.04 | 0.05 | 0 | 0 | -0.02 | -0.42 | -0.14 | 0 |  | 0.4 | 0.34 | 0.23 | 65.08 | 1075.284 | 0.44
D | 4002 | 2022-05-22 | 2 | OFF | 52.05 | 6.2 | 0.35 | 0.04 | 0 | 0 | 0 | 0.05 | -0.48 | -0.14 | 0 |  | 0.4 | 0.34 | 0.23 | 59.04 | 1018.624 | 0.39
D | 4002 | 2022-05-22 | 3 | OFF | 53.49 | 6.2 | 0.35 | 0.04 | 0.02 | 0 | 0 | 0 | -0.46 | -0.14 | 0 |  | 0.4 | 0.34 | 0.23 | 60.47 | 981.623 | 0.41
D | 4002 | 2022-05-22 | 4 | OFF | 52.3 | 6.2 | 0.35 | 0.04 | 0.02 | 0 | 0 | 0 | -0.34 | -0.14 | 0 |  | 0.4 | 0.34 | 0.23 | 59.4 | 958.151 | 0.41
D | 4002 | 2022-05-22 | 5 | OFF | 49.31 | 6.2 | 0.35 | 0.04 | 0.09 | 0 | 0 | -0.06 | -0.31 | -0.14 | 0 |  | 0.4 | 0.34 | 0.23 | 56.45 | 950.187 | 0.48
D | 4002 | 2022-05-22 | 6 | OFF | 43.65 | 6.2 | 0.35 | 0.04 | 0.09 | 0 | 0 | 0.01 | -0.28 | -0.14 | 0 |  | 0.4 | 0.34 | 0.23 | 50.89 | 960.407 | 0.48
D | 4002 | 2022-05-22 | 7 | OFF | 44.55 | 6.2 | 0.35 | 0.04 | 0.22 | 0 | 0 | -0.06 | -0.23 | -0.14 | 0 |  | 0.4 | 0.34 | 0.23 | 51.9 | 994.542 | 0.61
D | 4002 | 2022-05-22 | 8 | OFF | 35.02 | 6.2 | 0.35 | 0.04 | 0.34 | 0 | 0 | 0.03 | -0.46 | -0.14 | 0 |  | 0.4 | 0.34 | 0.23 | 42.35 | 1069.285 | 0.73
D | 4002 | 2022-05-22 | 9 | OFF | 10.36 | 6.2 | 0.35 | 0.04 | 0.53 | 0 | 0 | 0.02 | -0.09 | -0.14 | 0 |  | 0.4 | 0.34 | 0.23 | 18.24 | 1172.042 | 0.92
D | 4002 | 2022-05-22 | 10 | OFF | 32.56 | 6.2 | 0.35 | 0.04 | 0.22 | 0 | 0 | 0.01 | -0.36 | -0.14 | 0 |  | 0.4 | 0.34 | 0.23 | 39.85 | 1272.07 | 0.61
D | 4002 | 2022-05-22 | 11 | OFF | 56.52 | 6.2 | 0.35 | 0.04 | 0.06 | 0 | 0 | -0.04 | -0.4 | -0.14 | 0 |  | 0.4 | 0.34 | 0.23 | 63.56 | 1370.038 | 0.45
D | 4002 | 2022-05-22 | 12 | OFF | 61.33 | 6.2 | 0.35 | 0.04 | 0.07 | 0 | 0 | -0.01 | -0.53 | -0.14 | 0 |  | 0.4 | 0.34 | 0.23 | 68.28 | 1470.728 | 0.46
D | 4002 | 2022-05-22 | 13 | OFF | 64.01 | 6.2 | 0.35 | 0.04 | 0.08 | 0 | 0 | 0.02 | -0.57 | -0.14 | 0 |  | 0.4 | 0.34 | 0.23 | 70.96 | 1575.755 | 0.47
D | 4002 | 2022-05-22 | 14 | OFF | 63.25 | 6.2 | 0.35 | 0.04 | 0.09 | 0 | 0 | 0.03 | -0.47 | -0.14 | 0 |  | 0.4 | 0.34 | 0.23 | 70.32 | 1632.856 | 0.48
D | 4002 | 2022-05-22 | 15 | OFF | 68.29 | 6.2 | 0.35 | 0.04 | 0.07 | 0 | 0 | -0.04 | -0.39 | -0.14 | 0 |  | 0.4 | 0.34 | 0.23 | 75.35 | 1663.804 | 0.46
D | 4002 | 2022-05-22 | 16 | OFF | 87.66 | 6.2 | 0.35 | 0.04 | 0.15 | 0 | 0 | 0.03 | -0.28 | -0.14 | 0 |  | 0.4 | 0.34 | 0.23 | 94.98 | 1720.521 | 0.54
D | 4002 | 2022-05-22 | 17 | OFF | 93.5 | 6.2 | 0.35 | 0.04 | 0.12 | 0 | 0 | -0.01 | -0.29 | -0.14 | 0 |  | 0.4 | 0.34 | 0.23 | 100.74 | 1787.891 | 0.51
D | 4002 | 2022-05-22 | 18 | OFF | 97.36 | 6.2 | 0.35 | 0.04 | 0.14 | 0 | 0 | -0.01 | -0.45 | -0.14 | 0 |  | 0.4 | 0.34 | 0.23 | 104.46 | 1838.48 | 0.53
D | 4002 | 2022-05-22 | 19 | OFF | 136.2 | 6.2 | 0.35 | 0.04 | 0.49 | 0 | 0.43 | -0.13 | -0.31 | -0.14 | 0 |  | 0.4 | 0.34 | 0.23 | 144.1 | 1823.643 | 1.31
D | 4002 | 2022-05-22 | 20 | OFF | 100.2 | 6.2 | 0.35 | 0.04 | 0.22 | 0 | 0 | -0.08 | -0.31 | -0.14 | 0 |  | 0.4 | 0.34 | 0.23 | 107.45 | 1755.092 | 0.61
D | 4002 | 2022-05-22 | 21 | OFF | 88.24 | 6.2 | 0.35 | 0.04 | 0.14 | 0 | 0 | 0 | -0.27 | -0.14 | 0 |  | 0.4 | 0.34 | 0.23 | 95.53 | 1668.57 | 0.53
D | 4002 | 2022-05-22 | 22 | OFF | 88.7 | 6.2 | 0.35 | 0.04 | 0.32 | 0 | 0 | -0.13 | -0.08 | -0.14 | 0 |  | 0.4 | 0.34 | 0.23 | 96.23 | 1518.232 | 0.71
D | 4002 | 2022-05-22 | 23 | OFF | 70.13 | 6.2 | 0.35 | 0.04 | 0.18 | 0 | 0.01 | -0.06 | -0.11 | -0.14 | 0 |  | 0.4 | 0.34 | 0.23 | 77.57 | 1361.069 | 0.58
D | 4002 | 2022-05-22 | 24 | OFF | 60.4 | 6.2 | 0.35 | 0.04 | 0.1 | 0 | 0 | -0.12 | -0.34 | -0.14 | 0 |  | 0.4 | 0.34 | 0.23 | 67.46 | 1232.872 | 0.49
D | 4002 | 2022-05-23 | 1 | OFF | 66.84 | 6.2 | 1.73 | 0.06 | 0.07 | 0 | 0.03 | -0.09 | -0.18 | -0.14 | 0 |  | 0.4 | 0.34 | 0.23 | 75.49 | 1142.839 | 1.89
D | 4002 | 2022-05-23 | 2 | OFF | 59.63 | 6.2 | 1.73 | 0.06 | 0.08 | 0 | 0 | 0.06 | -0.26 | -0.14 | 0 |  | 0.4 | 0.34 | 0.23 | 68.33 | 1078.505 | 1.87
D | 4002 | 2022-05-23 | 3 | OFF | 53.34 | 6.2 | 1.73 | 0.06 | 0.11 | 0 | 0 | -0.02 | -0.37 | -0.14 | 0 |  | 0.4 | 0.34 | 0.23 | 61.88 | 1023.519 | 1.9
D | 4002 | 2022-05-23 | 4 | OFF | 51.26 | 6.2 | 1.73 | 0.06 | 0.05 | 0 | 0 | -0.03 | -0.25 | -0.14 | 0 |  | 0.4 | 0.34 | 0.23 | 59.85 | 998.13 | 1.84
D | 4002 | 2022-05-23 | 5 | OFF | 50.57 | 6.2 | 1.73 | 0.06 | 0.06 | 0 | 0 | -0.01 | -0.24 | -0.14 | 0 |  | 0.4 | 0.34 | 0.23 | 59.2 | 1007.318 | 1.85
D | 4002 | 2022-05-23 | 6 | OFF | 50.15 | 6.2 | 1.73 | 0.06 | 0.09 | 0 | 0 | 0.1 | -0.37 | -0.14 | 0 |  | 0.4 | 0.34 | 0.23 | 58.79 | 1059.573 | 1.88
D | 4002 | 2022-05-23 | 7 | OFF | 52.05 | 6.2 | 1.73 | 0.06 | 0.16 | 0 | 0 | 0.03 | -0.47 | -0.14 | 0 |  | 0.4 | 0.34 | 0.23 | 60.59 | 1171.657 | 1.95
D | 4002 | 2022-05-23 | 8 | ON | 55.05 | 6.2 | 1.73 | 0.06 | 0.1 | 0.26 | 0 | -0.02 | -0.59 | -0.14 | 0 |  | 0.4 | 0.34 | 0.23 | 63.62 | 1253.467 | 2.15
D | 4002 | 2022-05-23 | 9 | ON | 51.85 | 6.2 | 1.73 | 0.06 | 0.06 | 0.26 | 0 | 0 | -0.58 | -0.14 | 0 |  | 0.4 | 0.34 | 0.23 | 60.41 | 1283.829 | 2.11
D | 4002 | 2022-05-23 | 10 | ON | 45.98 | 6.2 | 1.73 | 0.06 | 0.11 | 0.27 | 0 | -0.02 | -0.5 | -0.14 | 0 |  | 0.4 | 0.34 | 0.23 | 54.66 | 1297.18 | 2.17
D | 4002 | 2022-05-23 | 11 | ON | 30.77 | 6.2 | 1.73 | 0.06 | 0.19 | 0.27 | 0 | 0.06 | -0.4 | -0.14 | 0 |  | 0.4 | 0.34 | 0.23 | 39.71 | 1303.878 | 2.25
D | 4002 | 2022-05-23 | 12 | ON | 50.5 | 6.2 | 1.73 | 0.06 | 0.1 | 0.27 | 0 | -0.03 | -0.57 | -0.14 | 0 |  | 0.4 | 0.34 | 0.23 | 59.09 | 1314.815 | 2.16
D | 4002 | 2022-05-23 | 13 | ON | 50.15 | 6.2 | 1.73 | 0.06 | 0.11 | 0.27 | 0 | 0.02 | -0.58 | -0.14 | 0 |  | 0.4 | 0.34 | 0.23 | 58.79 | 1312.24 | 2.17
D | 4002 | 2022-05-23 | 14 | ON | 49.18 | 6.2 | 1.73 | 0.06 | 0.12 | 0.27 | 0 | -0.01 | -0.47 | -0.14 | 0 |  | 0.4 | 0.34 | 0.23 | 57.91 | 1317.118 | 2.18
D | 4002 | 2022-05-23 | 15 | ON | 51.72 | 6.2 | 1.73 | 0.06 | 0.1 | 0.24 | 0 | 0.01 | -0.37 | -0.14 | 0 |  | 0.4 | 0.34 | 0.23 | 60.52 | 1323.148 | 2.13
D | 4002 | 2022-05-23 | 16 | ON | 54.12 | 6.2 | 1.73 | 0.06 | 0.1 | 0.24 | 0 | -0.03 | -0.32 | -0.14 | 0 |  | 0.4 | 0.34 | 0.23 | 62.93 | 1344.776 | 2.13
D | 4002 | 2022-05-23 | 17 | ON | 60.5 | 6.2 | 1.73 | 0.06 | 0.09 | 0.22 | 0 | 0.05 | -0.38 | -0.14 | 0 |  | 0.4 | 0.34 | 0.23 | 69.3 | 1376.621 | 2.1
D | 4002 | 2022-05-23 | 18 | ON | 73.61 | 6.2 | 1.73 | 0.06 | 0.14 | 0.2 | 0.1 | -0.05 | -0.21 | -0.14 | 0 |  | 0.4 | 0.34 | 0.23 | 82.61 | 1404.925 | 2.23
D | 4002 | 2022-05-23 | 19 | ON | 90.71 | 6.2 | 1.73 | 0.06 | 0.2 | 0.2 | 0.63 | 0.01 | -0.37 | -0.14 | 0 |  | 0.4 | 0.34 | 0.23 | 100.2 | 1391.984 | 2.82
D | 4002 | 2022-05-23 | 20 | ON | 86.53 | 6.2 | 1.73 | 0.06 | 0 | 0.21 | 0.08 | -0.05 | -0.35 | -0.14 | 0 |  | 0.4 | 0.34 | 0.23 | 95.24 | 1360.114 | 2.08
D | 4002 | 2022-05-23 | 21 | ON | 87.57 | 6.2 | 1.73 | 0.06 | 0 | 0.21 | 0.28 | 0.03 | -0.34 | -0.14 | 0 |  | 0.4 | 0.34 | 0.23 | 96.57 | 1336.532 | 2.28
D | 4002 | 2022-05-23 | 22 | ON | 64.72 | 6.2 | 1.73 | 0.06 | 0.2 | 0.25 | 0.01 | -0.06 | -0.18 | -0.14 | 0 |  | 0.4 | 0.34 | 0.23 | 73.76 | 1248.443 | 2.25
D | 4002 | 2022-05-23 | 23 | ON | 55.47 | 6.2 | 1.73 | 0.06 | 0.17 | 0.29 | 0 | -0.01 | -0.33 | -0.14 | 0 |  | 0.4 | 0.34 | 0.23 | 64.41 | 1124.208 | 2.25
D | 4002 | 2022-05-23 | 24 | OFF | 51.82 | 6.2 | 1.73 | 0.06 | 0.06 | 0 | 0 | -0.06 | -0.32 | -0.14 | 0 |  | 0.4 | 0.34 | 0.23 | 60.32 | 1018.752 | 1.85
D | 4002 | 2022-05-24 | 1 | OFF | 53.54 | 6.2 | 1.08 | 0.12 | 0.01 | 0 | 0 | -0.03 | -0.41 | -0.14 | 0 |  | 0.4 | 0.34 | 0.23 | 61.34 | 956.215 | 1.21
D | 4002 | 2022-05-24 | 2 | OFF | 57.52 | 6.2 | 1.08 | 0.12 | 0.01 | 0 | 0 | -0.01 | -0.46 | -0.14 | 0 |  | 0.4 | 0.34 | 0.23 | 65.29 | 918.094 | 1.21
D | 4002 | 2022-05-24 | 3 | OFF | 53.97 | 6.2 | 1.08 | 0.12 | 0.02 | 0 | 0 | -0.02 | -0.53 | -0.14 | 0 |  | 0.4 | 0.34 | 0.23 | 61.67 | 896.011 | 1.22
D | 4002 | 2022-05-24 | 4 | OFF | 54.81 | 6.2 | 1.08 | 0.12 | 0.05 | 0 | 0 | 0.01 | -0.53 | -0.14 | 0 |  | 0.4 | 0.34 | 0.23 | 62.57 | 894.991 | 1.25
D | 4002 | 2022-05-24 | 5 | OFF | 52.89 | 6.2 | 1.08 | 0.12 | 0 | 0 | 0 | 0.02 | -0.58 | -0.14 | 0 |  | 0.4 | 0.34 | 0.23 | 60.56 | 921.909 | 1.2
D | 4002 | 2022-05-24 | 6 | OFF | 59.64 | 6.2 | 1.08 | 0.12 | 0.09 | 0 | 0.25 | 0.06 | -0.64 | -0.14 | 0 |  | 0.4 | 0.34 | 0.23 | 67.63 | 997.538 | 1.54
D | 4002 | 2022-05-24 | 7 | OFF | 82.28 | 6.2 | 1.08 | 0.12 | 0.37 | 0 | 0.56 | 0.09 | -0.76 | -0.14 | 0 |  | 0.4 | 0.34 | 0.23 | 90.77 | 1114.145 | 2.13
D | 4002 | 2022-05-24 | 8 | ON | 78.65 | 6.2 | 1.08 | 0.12 | 0.41 | 0.27 | 0.6 | 0.15 | -0.76 | -0.14 | 0 |  | 0.4 | 0.34 | 0.23 | 87.55 | 1194.208 | 2.48
D | 4002 | 2022-05-24 | 9 | ON | 64.19 | 6.2 | 1.08 | 0.12 | 0.2 | 0.28 | 0.06 | 0.05 | -0.47 | -0.14 | 0 |  | 0.4 | 0.34 | 0.23 | 72.54 | 1210.931 | 1.74
D | 4002 | 2022-05-24 | 10 | ON | 54 | 6.2 | 1.08 | 0.12 | 0.09 | 0.29 | 0.05 | 0 | -0.5 | -0.14 | 0 |  | 0.4 | 0.34 | 0.23 | 62.16 | 1207.825 | 1.63
D | 4002 | 2022-05-24 | 11 | ON | 60.21 | 6.2 | 1.08 | 0.12 | 0.03 | 0.29 | 0 | -0.07 | -0.56 | -0.14 | 0 |  | 0.4 | 0.34 | 0.23 | 68.13 | 1215.282 | 1.52
D | 4002 | 2022-05-24 | 12 | ON | 60.75 | 6.2 | 1.08 | 0.12 | 0.05 | 0.28 | 0 | 0 | -0.58 | -0.14 | 0 |  | 0.4 | 0.34 | 0.23 | 68.73 | 1221.617 | 1.53
D | 4002 | 2022-05-24 | 13 | ON | 61.25 | 6.2 | 1.08 | 0.12 | 0.08 | 0.3 | 0 | -0.01 | -0.54 | -0.14 | 0 |  | 0.4 | 0.34 | 0.23 | 69.31 | 1223.197 | 1.58
D | 4002 | 2022-05-24 | 14 | ON | 60.96 | 6.2 | 1.08 | 0.12 | 0.04 | 0.29 | 0 | -0.03 | -0.53 | -0.14 | 0 |  | 0.4 | 0.34 | 0.23 | 68.96 | 1237.042 | 1.53
D | 4002 | 2022-05-24 | 15 | ON | 62.09 | 6.2 | 1.08 | 0.12 | 0.05 | 0.29 | 0 | -0.15 | -0.42 | -0.14 | 0 |  | 0.4 | 0.34 | 0.23 | 70.09 | 1247.125 | 1.54
D | 4002 | 2022-05-24 | 16 | ON | 67.79 | 6.2 | 1.08 | 0.12 | 0.07 | 0.28 | 0.15 | -0.06 | -0.36 | -0.14 | 0 |  | 0.4 | 0.34 | 0.23 | 76.1 | 1269.395 | 1.7
D | 4002 | 2022-05-24 | 17 | ON | 77.59 | 6.2 | 1.08 | 0.12 | 0.11 | 0.26 | 0.34 | -0.03 | -0.31 | -0.14 | 0 |  | 0.4 | 0.34 | 0.23 | 86.19 | 1288.711 | 1.91
D | 4002 | 2022-05-24 | 18 | ON | 99.29 | 6.2 | 1.08 | 0.12 | 0.27 | 0.24 | 0.87 | -0.05 | -0.56 | -0.14 | 0 |  | 0.4 | 0.34 | 0.23 | 108.29 | 1325.575 | 2.58
D | 4002 | 2022-05-24 | 19 | ON | 139.44 | 6.2 | 1.08 | 0.12 | 0.66 | 0.23 | 1.6 | 0.02 | -0.6 | -0.14 | 0 |  | 0.4 | 0.34 | 0.23 | 149.58 | 1329.87 | 3.69
D | 4002 | 2022-05-24 | 20 | ON | 127.83 | 6.2 | 1.08 | 0.12 | 0.69 | 0.23 | 1.35 | -0.06 | -0.63 | -0.14 | 0 |  | 0.4 | 0.34 | 0.23 | 137.64 | 1306.106 | 3.47
D | 4002 | 2022-05-24 | 21 | ON | 113.78 | 6.2 | 1.08 | 0.12 | 1.08 | 0.24 | 1.03 | 0.01 | -0.63 | -0.14 | 0 |  | 0.4 | 0.34 | 0.23 | 123.74 | 1290.865 | 3.55
D | 4002 | 2022-05-24 | 22 | ON | 102.88 | 6.2 | 1.08 | 0.12 | 0.64 | 0.25 | 0.8 | -0.13 | -0.35 | -0.14 | 0 |  | 0.4 | 0.34 | 0.23 | 112.32 | 1211.755 | 2.89
D | 4002 | 2022-05-24 | 23 | ON | 74.14 | 6.2 | 1.08 | 0.12 | 0.24 | 0.28 | 0.05 | -0.12 | -0.55 | -0.14 | 0 |  | 0.4 | 0.34 | 0.23 | 82.27 | 1098.97 | 1.77
D | 4002 | 2022-05-24 | 24 | OFF | 69.83 | 6.2 | 1.08 | 0.12 | 0.29 | 0 | 0.01 | -0.12 | -0.55 | -0.14 | 0 |  | 0.4 | 0.34 | 0.23 | 77.69 | 999.964 | 1.5
D | 4002 | 2022-05-25 | 1 | OFF | 89.97 | 6.2 | 1.33 | 0.28 | 0.13 | 0 | 0.46 | -0.22 | -0.94 | -0.14 | 0 |  | 0.4 | 0.34 | 0.23 | 98.04 | 937.411 | 2.2
D | 4002 | 2022-05-25 | 2 | OFF | 110.61 | 6.2 | 1.33 | 0.28 | 0.01 | 0 | 0.75 | 0.04 | -0.99 | -0.14 | 0 |  | 0.4 | 0.34 | 0.23 | 119.06 | 902.82 | 2.37
D | 4002 | 2022-05-25 | 3 | OFF | 94.25 | 6.2 | 1.33 | 0.28 | 0 | 0 | 0.26 | -0.06 | -0.81 | -0.14 | 0 |  | 0.4 | 0.34 | 0.23 | 102.28 | 883.701 | 1.87
D | 4002 | 2022-05-25 | 4 | OFF | 127.29 | 6.2 | 1.33 | 0.28 | 0 | 0 | 0 | -0.17 | -1.07 | -0.14 | 0 |  | 0.4 | 0.34 | 0.23 | 134.69 | 886.3 | 1.61
D | 4002 | 2022-05-25 | 5 | OFF | 120.73 | 6.2 | 1.33 | 0.28 | 0 | 0 | 0.17 | -0.02 | -1.02 | -0.14 | 0 |  | 0.4 | 0.34 | 0.23 | 128.5 | 918.242 | 1.78
D | 4002 | 2022-05-25 | 6 | OFF | 116.59 | 6.2 | 1.33 | 0.28 | 0.8 | 0 | 0.01 | 0.11 | -1.17 | -0.14 | 0 |  | 0.4 | 0.34 | 0.23 | 124.98 | 991.036 | 2.42
D | 4002 | 2022-05-25 | 7 | OFF | 98.61 | 6.2 | 1.33 | 0.28 | 0.43 | 0 | 0.91 | -0.04 | -0.74 | -0.14 | 0 |  | 0.4 | 0.34 | 0.23 | 107.81 | 1118.594 | 2.95
D | 4002 | 2022-05-25 | 8 | ON | 111.73 | 6.2 | 1.33 | 0.28 | 1.78 | 0.29 | 1.2 | 0.14 | -1 | -0.14 | 0 |  | 0.4 | 0.34 | 0.23 | 122.78 | 1199.265 | 4.88
D | 4002 | 2022-05-25 | 9 | ON | 89.21 | 6.2 | 1.33 | 0.28 | 0.53 | 0.29 | 0.73 | -0.03 | -0.72 | -0.14 | 0 |  | 0.4 | 0.34 | 0.23 | 98.65 | 1226.763 | 3.16
D | 4002 | 2022-05-25 | 10 | ON | 61.22 | 6.2 | 1.33 | 0.28 | 0.08 | 0.3 | 0 | -0.02 | -0.54 | -0.14 | 0 |  | 0.4 | 0.34 | 0.23 | 69.68 | 1233.689 | 1.99
D | 4002 | 2022-05-25 | 11 | ON | 61.51 | 6.2 | 1.33 | 0.28 | 0.05 | 0.3 | 0 | -0.03 | -0.55 | -0.14 | 0 |  | 0.4 | 0.34 | 0.23 | 69.92 | 1242.319 | 1.96
D | 4002 | 2022-05-25 | 12 | ON | 62.71 | 6.2 | 1.33 | 0.28 | 0.06 | 0.3 | 0 | 0 | -0.62 | -0.14 | 0 |  | 0.4 | 0.34 | 0.23 | 71.09 | 1256.579 | 1.97
D | 4002 | 2022-05-25 | 13 | ON | 63.19 | 6.2 | 1.33 | 0.28 | 0.05 | 0.3 | 0 | 0.01 | -0.56 | -0.14 | 0 |  | 0.4 | 0.34 | 0.23 | 71.63 | 1271.421 | 1.96
D | 4002 | 2022-05-25 | 14 | ON | 66.17 | 6.2 | 1.33 | 0.28 | 0.08 | 0.28 | 0 | -0.05 | -0.47 | -0.14 | 0 |  | 0.4 | 0.34 | 0.23 | 74.65 | 1300.938 | 1.97
D | 4002 | 2022-05-25 | 15 | ON | 65.81 | 6.2 | 1.33 | 0.28 | 0.09 | 0.28 | 0 | 0.06 | -0.46 | -0.14 | 0 |  | 0.4 | 0.34 | 0.23 | 74.42 | 1309.908 | 1.98
D | 4002 | 2022-05-25 | 16 | ON | 67.19 | 6.2 | 1.33 | 0.28 | 0.09 | 0.28 | 0 | 0 | -0.36 | -0.14 | 0 |  | 0.4 | 0.34 | 0.23 | 75.84 | 1326.065 | 1.98
D | 4002 | 2022-05-25 | 17 | ON | 98.88 | 6.2 | 1.33 | 0.28 | 0.59 | 0.26 | 0.97 | -0.35 | 0.22 | -0.14 | 0 |  | 0.4 | 0.34 | 0.23 | 109.21 | 1350.248 | 3.43
D | 4002 | 2022-05-25 | 18 | ON | 147.1 | 6.2 | 1.33 | 0.28 | 0 | 0.25 | 0.87 | -0.11 | 0 | -0.14 | 0 |  | 0.4 | 0.34 | 0.23 | 156.75 | 1387.773 | 2.73
D | 4002 | 2022-05-25 | 19 | ON | 142.73 | 6.2 | 1.33 | 0.28 | 0 | 0.25 | 1.64 | -0.03 | -0.31 | -0.14 | 0 |  | 0.4 | 0.34 | 0.23 | 152.92 | 1383.827 | 3.5
D | 4002 | 2022-05-25 | 20 | ON | 118.25 | 6.2 | 1.33 | 0.28 | 0.37 | 0.25 | 1.12 | 0.12 | -0.33 | -0.14 | 0 |  | 0.4 | 0.34 | 0.23 | 128.42 | 1354.425 | 3.35
D | 4002 | 2022-05-25 | 21 | ON | 115.97 | 6.2 | 1.33 | 0.28 | 1.08 | 0.26 | 1.24 | 0.1 | -0.34 | -0.14 | 0 |  | 0.4 | 0.34 | 0.23 | 126.95 | 1339.038 | 4.19
D | 4002 | 2022-05-25 | 22 | ON | 103.9 | 6.2 | 1.33 | 0.28 | 0.94 | 0.27 | 0.01 | -0.01 | -0.28 | -0.14 | 0 |  | 0.4 | 0.34 | 0.23 | 113.47 | 1260.407 | 2.83
D | 4002 | 2022-05-25 | 23 | ON | 112.22 | 6.2 | 1.33 | 0.28 | 0.6 | 0.27 | 0 | -0.12 | -0.38 | -0.14 | 0 |  | 0.4 | 0.34 | 0.23 | 121.23 | 1141.477 | 2.48
D | 4002 | 2022-05-25 | 24 | OFF | 111.86 | 6.2 | 1.33 | 0.28 | 0.65 | 0 | 0.28 | -0.38 | -0.56 | -0.14 | 0 |  | 0.4 | 0.34 | 0.23 | 120.49 | 1037.55 | 2.54
D | 4002 | 2022-05-26 | 1 | OFF | 109.8 | 6.2 | 1.24 | 0.21 | 0.11 | 0 | 0.57 | -0.07 | -0.41 | -0.14 | 0 |  | 0.4 | 0.34 | 0.23 | 118.48 | 964.693 | 2.13
D | 4002 | 2022-05-26 | 2 | OFF | 97.22 | 6.2 | 1.24 | 0.21 | 0.25 | 0 | 0 | -0.13 | -0.69 | -0.14 | 0 |  | 0.4 | 0.34 | 0.23 | 105.13 | 922.827 | 1.7
D | 4002 | 2022-05-26 | 3 | OFF | 100.84 | 6.2 | 1.24 | 0.21 | 0.4 | 0 | 0 | -0.06 | -0.58 | -0.14 | 0 |  | 0.4 | 0.34 | 0.23 | 109.08 | 899.204 | 1.85
D | 4002 | 2022-05-26 | 4 | OFF | 93.13 | 6.2 | 1.24 | 0.21 | 0.37 | 0 | 0 | -0.11 | -0.65 | -0.14 | 0 |  | 0.4 | 0.34 | 0.23 | 101.22 | 900.964 | 1.82
D | 4002 | 2022-05-26 | 5 | OFF | 91.22 | 6.2 | 1.24 | 0.21 | 0.39 | 0 | 0 | 0.05 | -0.75 | -0.14 | 0 |  | 0.4 | 0.34 | 0.23 | 99.39 | 921.176 | 1.84
D | 4002 | 2022-05-26 | 6 | OFF | 83.38 | 6.2 | 1.24 | 0.21 | 0.3 | 0 | 0 | 0 | -0.78 | -0.14 | 0 |  | 0.4 | 0.34 | 0.23 | 91.38 | 993.904 | 1.75
D | 4002 | 2022-05-26 | 7 | OFF | 89.82 | 6.2 | 1.24 | 0.21 | 0.75 | 0 | 0.75 | -0.01 | -0.6 | -0.14 | 0 |  | 0.4 | 0.34 | 0.23 | 99.19 | 1119.053 | 2.95
D | 4002 | 2022-05-26 | 8 | ON | 148.02 | 6.2 | 1.24 | 0.21 | 1.48 | 0.3 | 1.89 | -0.01 | -1.25 | -0.14 | 0 |  | 0.4 | 0.34 | 0.23 | 158.91 | 1206.872 | 5.12
D | 4002 | 2022-05-26 | 9 | ON | 120.97 | 6.2 | 1.24 | 0.21 | 1.45 | 0.3 | 0.77 | 0.1 | -0.92 | -0.14 | 0 |  | 0.4 | 0.34 | 0.23 | 131.15 | 1245.813 | 3.97
D | 4002 | 2022-05-26 | 10 | ON | 68.99 | 6.2 | 1.24 | 0.21 | 0.28 | 0.3 | 0 | -0.08 | -0.69 | -0.14 | 0 |  | 0.4 | 0.34 | 0.23 | 77.28 | 1258.356 | 2.03
D | 4002 | 2022-05-26 | 11 | ON | 65.88 | 6.2 | 1.24 | 0.21 | 0.11 | 0.3 | 0 | 0.03 | -0.79 | -0.14 | 0 |  | 0.4 | 0.34 | 0.23 | 74.01 | 1264.1 | 1.86
D | 4002 | 2022-05-26 | 12 | ON | 66.94 | 6.2 | 1.24 | 0.21 | 0.09 | 0.3 | 0 | 0.02 | -0.85 | -0.14 | 0 |  | 0.4 | 0.34 | 0.23 | 74.98 | 1280.843 | 1.84
D | 4002 | 2022-05-26 | 13 | ON | 64.91 | 6.2 | 1.24 | 0.21 | 0.07 | 0.3 | 0 | 0.05 | -0.87 | -0.14 | 0 |  | 0.4 | 0.34 | 0.23 | 72.94 | 1264.785 | 1.82
D | 4002 | 2022-05-26 | 14 | ON | 65.39 | 6.2 | 1.24 | 0.21 | 0.06 | 0.3 | 0 | 0.18 | -0.95 | -0.14 | 0 |  | 0.4 | 0.34 | 0.23 | 73.46 | 1278.653 | 1.81
D | 4002 | 2022-05-26 | 15 | ON | 65.77 | 6.2 | 1.24 | 0.21 | 0.05 | 0.3 | 0 | -0.04 | -0.69 | -0.14 | 0 |  | 0.4 | 0.34 | 0.23 | 73.87 | 1291.032 | 1.8
D | 4002 | 2022-05-26 | 16 | ON | 64.93 | 6.2 | 1.24 | 0.21 | 0.05 | 0.29 | 0 | 0.01 | -0.62 | -0.14 | 0 |  | 0.4 | 0.34 | 0.23 | 73.14 | 1306.192 | 1.79
D | 4002 | 2022-05-26 | 17 | ON | 68.35 | 6.2 | 1.24 | 0.21 | 0.02 | 0.28 | 0 | -0.09 | -0.52 | -0.14 | 0 |  | 0.4 | 0.34 | 0.23 | 76.52 | 1331.711 | 1.75
D | 4002 | 2022-05-26 | 18 | ON | 83.84 | 6.2 | 1.24 | 0.21 | 0.09 | 0.27 | 0.25 | -0.12 | -0.3 | -0.14 | 0 |  | 0.4 | 0.34 | 0.23 | 92.51 | 1364.59 | 2.06
D | 4002 | 2022-05-26 | 19 | ON | 132.47 | 6.2 | 1.24 | 0.21 | 0.45 | 0.27 | 1.33 | -0.12 | -0.6 | -0.14 | 0 |  | 0.4 | 0.34 | 0.23 | 142.28 | 1364.577 | 3.5
D | 4002 | 2022-05-26 | 20 | ON | 107.49 | 6.2 | 1.24 | 0.21 | 0.58 | 0.27 | 0.3 | 0 | -0.66 | -0.14 | 0 |  | 0.4 | 0.34 | 0.23 | 116.46 | 1345.493 | 2.6
D | 4002 | 2022-05-26 | 21 | ON | 118.51 | 6.2 | 1.24 | 0.21 | 0.2 | 0.27 | 0.67 | -0.14 | -0.7 | -0.14 | 0 |  | 0.4 | 0.34 | 0.23 | 127.29 | 1341.245 | 2.59
D | 4002 | 2022-05-26 | 22 | ON | 130.61 | 6.2 | 1.24 | 0.21 | 1.52 | 0.28 | 1.11 | -0.01 | -0.66 | -0.14 | 0 |  | 0.4 | 0.34 | 0.23 | 141.33 | 1274.967 | 4.36
D | 4002 | 2022-05-26 | 23 | ON | 129.04 | 6.2 | 1.24 | 0.21 | 1.36 | 0.3 | 1.23 | 0.07 | -1.12 | -0.14 | 0 |  | 0.4 | 0.34 | 0.23 | 139.36 | 1163.808 | 4.34
D | 4002 | 2022-05-26 | 24 | OFF | 108.88 | 6.2 | 1.24 | 0.21 | 1.7 | 0 | 1.39 | 0.04 | -0.89 | -0.14 | 0 |  | 0.4 | 0.34 | 0.23 | 119.6 | 1060.175 | 4.54
D | 4002 | 2022-05-27 | 1 | OFF | 91.54 | 6.2 | 2.1 | 0.39 | 0.47 | 0 | 0.48 | -0.11 | -0.83 | -0.14 | 0 |  | 0.4 | 0.34 | 0.23 | 101.07 | 994.176 | 3.44
D | 4002 | 2022-05-27 | 2 | OFF | 88.69 | 6.2 | 2.1 | 0.39 | 0.35 | 0 | 0 | -0.04 | -0.76 | -0.14 | 0 |  | 0.4 | 0.34 | 0.23 | 97.76 | 954.45 | 2.84
D | 4002 | 2022-05-27 | 3 | OFF | 66.75 | 6.2 | 2.1 | 0.39 | 0.08 | 0 | 0 | 0.05 | -0.7 | -0.14 | 0 |  | 0.4 | 0.34 | 0.23 | 75.7 | 936.648 | 2.57
D | 4002 | 2022-05-27 | 4 | OFF | 67.71 | 6.2 | 2.1 | 0.39 | 0.14 | 0 | 0 | 0.01 | -0.67 | -0.14 | 0 |  | 0.4 | 0.34 | 0.23 | 76.71 | 936.051 | 2.63
D | 4002 | 2022-05-27 | 5 | OFF | 84.85 | 6.2 | 2.1 | 0.39 | 0.02 | 0 | 0.04 | -0.06 | -0.71 | -0.14 | 0 |  | 0.4 | 0.34 | 0.23 | 93.66 | 961.33 | 2.55
D | 4002 | 2022-05-27 | 6 | OFF | 169.68 | 6.2 | 2.1 | 0.39 | 0 | 0 | 0.28 | 0.19 | -1.13 | -0.14 | 0 |  | 0.4 | 0.34 | 0.23 | 178.54 | 1026.523 | 2.77
D | 4002 | 2022-05-27 | 7 | OFF | 72.01 | 6.2 | 2.1 | 0.39 | 0 | 0 | 0 | 0.07 | -0.97 | -0.14 | 0 |  | 0.4 | 0.34 | 0.23 | 80.63 | 1147.508 | 2.49
D | 4002 | 2022-05-27 | 8 | ON | 93.43 | 6.2 | 2.1 | 0.39 | 0.31 | 0.31 | 0.6 | -0.15 | -0.49 | -0.14 | 0 |  | 0.4 | 0.34 | 0.23 | 103.53 | 1250.526 | 3.71
D | 4002 | 2022-05-27 | 9 | ON | 142.62 | 6.2 | 2.1 | 0.39 | 0.37 | 0.27 | 1.14 | -0.28 | -0.65 | -0.14 | 0 |  | 0.4 | 0.34 | 0.23 | 152.99 | 1291.373 | 4.27
D | 4002 | 2022-05-27 | 10 | ON | 136.88 | 6.2 | 2.1 | 0.39 | 0.62 | 0.28 | 0.66 | -0.25 | -0.56 | -0.14 | 0 |  | 0.4 | 0.34 | 0.23 | 147.15 | 1341.489 | 4.05
D | 4002 | 2022-05-27 | 11 | ON | 119.86 | 6.2 | 2.1 | 0.39 | 0.06 | 0.27 | 0.6 | -0.13 | -0.56 | -0.14 | 0 |  | 0.4 | 0.34 | 0.23 | 129.62 | 1385.804 | 3.42
D | 4002 | 2022-05-27 | 12 | ON | 100.96 | 6.2 | 2.1 | 0.39 | 0.34 | 0.27 | 0.3 | -0.01 | -0.42 | -0.14 | 0 |  | 0.4 | 0.34 | 0.23 | 110.96 | 1433.217 | 3.4
D | 4002 | 2022-05-27 | 13 | ON | 89.3 | 6.2 | 2.1 | 0.39 | 0.28 | 0.27 | 0.23 | -0.24 | -0.5 | -0.14 | 0 |  | 0.4 | 0.34 | 0.23 | 98.86 | 1455.656 | 3.27
D | 4002 | 2022-05-27 | 14 | ON | 126.64 | 6.2 | 2.1 | 0.39 | 0.62 | 0.26 | 1.09 | -0.34 | -0.55 | -0.14 | 0 |  | 0.4 | 0.34 | 0.23 | 137.24 | 1503.842 | 4.46
D | 4002 | 2022-05-27 | 15 | ON | 128.84 | 6.2 | 2.1 | 0.39 | 0.06 | 0.26 | 1.11 | -0.37 | -0.3 | -0.14 | 0 |  | 0.4 | 0.34 | 0.23 | 139.12 | 1539.402 | 3.92
D | 4002 | 2022-05-27 | 16 | ON | 146.95 | 6.2 | 2.1 | 0.39 | 0 | 0.26 | 1.22 | -0.27 | 0.15 | -0.14 | 0 |  | 0.4 | 0.34 | 0.23 | 157.83 | 1572.253 | 3.97
D | 4002 | 2022-05-27 | 17 | ON | 151.7 | 6.2 | 2.1 | 0.39 | 0 | 0.22 | 1.23 | 0.23 | -0.14 | -0.14 | 0 |  | 0.4 | 0.34 | 0.23 | 162.76 | 1610.913 | 3.94
D | 4002 | 2022-05-27 | 18 | ON | 176.41 | 6.2 | 2.1 | 0.39 | 0 | 0.22 | 1.42 | 0.66 | -0.2 | -0.14 | 0 |  | 0.4 | 0.34 | 0.23 | 188.03 | 1622.051 | 4.13
D | 4002 | 2022-05-27 | 19 | ON | 106.93 | 6.2 | 2.1 | 0.39 | 0.34 | 0.21 | 0.3 | 0.32 | -0.26 | -0.14 | 0 |  | 0.4 | 0.34 | 0.23 | 117.36 | 1593.663 | 3.34
D | 4002 | 2022-05-27 | 20 | ON | 78.38 | 6.2 | 2.1 | 0.39 | 0.16 | 0.27 | 0 | -0.09 | -0.42 | -0.14 | 0 |  | 0.4 | 0.34 | 0.23 | 87.82 | 1558.595 | 2.92
D | 4002 | 2022-05-27 | 21 | ON | 79.67 | 6.2 | 2.1 | 0.39 | 0.27 | 0.28 | 0 | -0.11 | -0.35 | -0.14 | 0 |  | 0.4 | 0.34 | 0.23 | 89.28 | 1538.602 | 3.04
D | 4002 | 2022-05-27 | 22 | ON | 80.09 | 6.2 | 2.1 | 0.39 | 0.19 | 0.29 | 0.04 | -0.07 | -0.26 | -0.14 | 0 |  | 0.4 | 0.34 | 0.23 | 89.8 | 1458.688 | 3.01
D | 4002 | 2022-05-27 | 23 | ON | 79.01 | 6.2 | 2.1 | 0.39 | 0.2 | 0.31 | 0.02 | -0.09 | -0.41 | -0.14 | 0 |  | 0.4 | 0.34 | 0.23 | 88.56 | 1342.819 | 3.02
D | 4002 | 2022-05-27 | 24 | OFF | 66.42 | 6.2 | 2.1 | 0.39 | 0.06 | 0 | 0 | -0.07 | -0.46 | -0.14 | 0 |  | 0.4 | 0.34 | 0.23 | 75.47 | 1225.464 | 2.55
D | 4002 | 2022-05-28 | 1 | OFF | 64.53 | 6.2 | 0.2 | 0.02 | 0.01 | 0 | 0.01 | -0.07 | -0.43 | -0.14 | 0 |  | 0.4 | 0.34 | 0.23 | 71.3 | 1137.836 | 0.24
D | 4002 | 2022-05-28 | 2 | OFF | 65.15 | 6.2 | 0.2 | 0.02 | 0 | 0 | 0 | -0.02 | -0.55 | -0.14 | 0 |  | 0.4 | 0.34 | 0.23 | 71.83 | 1078.537 | 0.22
D | 4002 | 2022-05-28 | 3 | OFF | 66.34 | 6.2 | 0.2 | 0.02 | 0.21 | 0 | 0 | -0.09 | -0.47 | -0.14 | 0 |  | 0.4 | 0.34 | 0.23 | 73.24 | 1038.382 | 0.43
D | 4002 | 2022-05-28 | 4 | OFF | 66.71 | 6.2 | 0.2 | 0.02 | 0.2 | 0 | 0 | -0.02 | -0.58 | -0.14 | 0 |  | 0.4 | 0.34 | 0.23 | 73.56 | 1013.689 | 0.42
D | 4002 | 2022-05-28 | 5 | OFF | 66.8 | 6.2 | 0.2 | 0.02 | 0.15 | 0 | 0 | -0.08 | -0.58 | -0.14 | 0 |  | 0.4 | 0.34 | 0.23 | 73.54 | 1009.972 | 0.37
D | 4002 | 2022-05-28 | 6 | OFF | 65.78 | 6.2 | 0.2 | 0.02 | 0.18 | 0 | 0 | 0.01 | -0.62 | -0.14 | 0 |  | 0.4 | 0.34 | 0.23 | 72.6 | 1019.921 | 0.4
D | 4002 | 2022-05-28 | 7 | OFF | 64.09 | 6.2 | 0.2 | 0.02 | 0.24 | 0 | 0 | -0.07 | -0.38 | -0.14 | 0 |  | 0.4 | 0.34 | 0.23 | 71.13 | 1060.638 | 0.46
D | 4002 | 2022-05-28 | 8 | OFF | 61.79 | 6.2 | 0.2 | 0.02 | 0.11 | 0 | 0 | -0.02 | -0.32 | -0.14 | 0 |  | 0.4 | 0.34 | 0.23 | 68.81 | 1138.93 | 0.33
D | 4002 | 2022-05-28 | 9 | OFF | 62.52 | 6.2 | 0.2 | 0.02 | 0.21 | 0 | 0 | -0.12 | -0.29 | -0.14 | 0 |  | 0.4 | 0.34 | 0.23 | 69.57 | 1230.342 | 0.43
D | 4002 | 2022-05-28 | 10 | OFF | 69.01 | 6.2 | 0.2 | 0.02 | 0.2 | 0 | 0 | -0.05 | -0.38 | -0.14 | 0 |  | 0.4 | 0.34 | 0.23 | 76.03 | 1302.359 | 0.42
D | 4002 | 2022-05-28 | 11 | OFF | 63.61 | 6.2 | 0.2 | 0.02 | 0.1 | 0 | 0.03 | 0.08 | -0.23 | -0.14 | 0 |  | 0.4 | 0.34 | 0.23 | 70.84 | 1345.472 | 0.35
D | 4002 | 2022-05-28 | 12 | OFF | 62.48 | 6.2 | 0.2 | 0.02 | 0.05 | 0 | 0 | -0.07 | -0.15 | -0.14 | 0 |  | 0.4 | 0.34 | 0.23 | 69.56 | 1385.881 | 0.27
D | 4002 | 2022-05-28 | 13 | OFF | 62.76 | 6.2 | 0.2 | 0.02 | 0.04 | 0 | 0 | -0.01 | -0.12 | -0.14 | 0 |  | 0.4 | 0.34 | 0.23 | 69.92 | 1421.84 | 0.26
D | 4002 | 2022-05-28 | 14 | OFF | 65.61 | 6.2 | 0.2 | 0.02 | 0.05 | 0 | 0.01 | -0.09 | 0 | -0.14 | 0 |  | 0.4 | 0.34 | 0.23 | 72.83 | 1452.071 | 0.28
D | 4002 | 2022-05-28 | 15 | OFF | 69.16 | 6.2 | 0.2 | 0.02 | 0.13 | 0 | 0.03 | 0.06 | 0.09 | -0.14 | 0 |  | 0.4 | 0.34 | 0.23 | 76.72 | 1449.506 | 0.38
D | 4002 | 2022-05-28 | 16 | OFF | 62.3 | 6.2 | 0.2 | 0.02 | 0.05 | 0 | 0 | 0.08 | 0.09 | -0.14 | 0 |  | 0.4 | 0.34 | 0.23 | 69.77 | 1421.989 | 0.27
D | 4002 | 2022-05-28 | 17 | OFF | 60.6 | 6.2 | 0.2 | 0.02 | 0.05 | 0 | 0 | 0.02 | 0.02 | -0.14 | 0 |  | 0.4 | 0.34 | 0.23 | 67.94 | 1406.617 | 0.27
D | 4002 | 2022-05-28 | 18 | OFF | 61.19 | 6.2 | 0.2 | 0.02 | 0.05 | 0 | 0 | -0.05 | -0.01 | -0.14 | 0 |  | 0.4 | 0.34 | 0.23 | 68.43 | 1399.346 | 0.27
D | 4002 | 2022-05-28 | 19 | OFF | 61.53 | 6.2 | 0.2 | 0.02 | 0.03 | 0 | 0 | -0.05 | -0.03 | -0.14 | 0 |  | 0.4 | 0.34 | 0.23 | 68.73 | 1377.662 | 0.25
D | 4002 | 2022-05-28 | 20 | OFF | 62.58 | 6.2 | 0.2 | 0.02 | 0.04 | 0 | 0 | -0.04 | -0.03 | -0.14 | 0 |  | 0.4 | 0.34 | 0.23 | 69.8 | 1347.337 | 0.26
D | 4002 | 2022-05-28 | 21 | OFF | 63.24 | 6.2 | 0.2 | 0.02 | 0.03 | 0 | 0 | -0.03 | -0.03 | -0.14 | 0 |  | 0.4 | 0.34 | 0.23 | 70.46 | 1320.613 | 0.25
D | 4002 | 2022-05-28 | 22 | OFF | 61.61 | 6.2 | 0.2 | 0.02 | 0.07 | 0 | 0 | -0.07 | 0.03 | -0.14 | 0 |  | 0.4 | 0.34 | 0.23 | 68.89 | 1256.268 | 0.29
D | 4002 | 2022-05-28 | 23 | OFF | 60.05 | 6.2 | 0.2 | 0.02 | 0.17 | 0 | 0 | 0.03 | -0.03 | -0.14 | 0 |  | 0.4 | 0.34 | 0.23 | 67.47 | 1146.133 | 0.39
D | 4002 | 2022-05-28 | 24 | OFF | 55.38 | 6.2 | 0.2 | 0.02 | 0.09 | 0 | 0 | -0.09 | -0.1 | -0.14 | 0 |  | 0.4 | 0.34 | 0.23 | 62.53 | 1043.045 | 0.31
D | 4002 | 2022-05-29 | 1 | OFF | 58.73 | 6.2 | 0.36 | 0.02 | 0.01 | 0 | 0.11 | -0.09 | -0.04 | -0.14 | 0 |  | 0.4 | 0.34 | 0.23 | 66.13 | 964.51 | 0.5
D | 4002 | 2022-05-29 | 2 | OFF | 60.1 | 6.2 | 0.36 | 0.02 | 0.16 | 0 | 0 | -0.03 | -0.04 | -0.14 | 0 |  | 0.4 | 0.34 | 0.23 | 67.6 | 915.349 | 0.54
D | 4002 | 2022-05-29 | 3 | OFF | 60.74 | 6.2 | 0.36 | 0.02 | 0.08 | 0 | 0 | -0.02 | 0.04 | -0.14 | 0 |  | 0.4 | 0.34 | 0.23 | 68.25 | 883.354 | 0.46
D | 4002 | 2022-05-29 | 4 | OFF | 57.4 | 6.2 | 0.36 | 0.02 | 0.06 | 0 | 0 | 0.03 | -0.03 | -0.14 | 0 |  | 0.4 | 0.34 | 0.23 | 64.87 | 867.932 | 0.44
D | 4002 | 2022-05-29 | 5 | OFF | 54.07 | 6.2 | 0.36 | 0.02 | 0.02 | 0 | 0 | 0 | -0.05 | -0.14 | 0 |  | 0.4 | 0.34 | 0.23 | 61.45 | 867.939 | 0.4
D | 4002 | 2022-05-29 | 6 | OFF | 55.19 | 6.2 | 0.36 | 0.02 | 0 | 0 | 0 | 0.02 | -0.07 | -0.14 | 0 |  | 0.4 | 0.34 | 0.23 | 62.55 | 876.501 | 0.38
D | 4002 | 2022-05-29 | 7 | OFF | 57.88 | 6.2 | 0.36 | 0.02 | 0.3 | 0 | 0 | 0.08 | -0.04 | -0.14 | 0 |  | 0.4 | 0.34 | 0.23 | 65.63 | 917.189 | 0.68
D | 4002 | 2022-05-29 | 8 | OFF | 59.6 | 6.2 | 0.36 | 0.02 | 0.14 | 0 | 0 | 0.12 | -0.27 | -0.14 | 0 |  | 0.4 | 0.34 | 0.23 | 67 | 989.94 | 0.52
D | 4002 | 2022-05-29 | 9 | OFF | 54.35 | 6.2 | 0.36 | 0.02 | 0.06 | 0 | 0 | 0.02 | -0.29 | -0.14 | 0 |  | 0.4 | 0.34 | 0.23 | 61.55 | 1069.871 | 0.44
D | 4002 | 2022-05-29 | 10 | OFF | 53.69 | 6.2 | 0.36 | 0.02 | 0.08 | 0 | 0 | -0.01 | -0.19 | -0.14 | 0 |  | 0.4 | 0.34 | 0.23 | 60.98 | 1127.419 | 0.46
D | 4002 | 2022-05-29 | 11 | OFF | 57 | 6.2 | 0.36 | 0.02 | 0.04 | 0 | 0 | -0.03 | -0.16 | -0.14 | 0 |  | 0.4 | 0.34 | 0.23 | 64.26 | 1164.73 | 0.42
D | 4002 | 2022-05-29 | 12 | OFF | 61.79 | 6.2 | 0.36 | 0.02 | 0.06 | 0 | 0 | -0.04 | -0.07 | -0.14 | 0 |  | 0.4 | 0.34 | 0.23 | 69.15 | 1191.769 | 0.44
D | 4002 | 2022-05-29 | 13 | OFF | 61.1 | 6.2 | 0.36 | 0.02 | 0.07 | 0 | 0 | -0.1 | -0.06 | -0.14 | 0 |  | 0.4 | 0.34 | 0.23 | 68.42 | 1210.714 | 0.45
D | 4002 | 2022-05-29 | 14 | OFF | 58.98 | 6.2 | 0.36 | 0.02 | 0.05 | 0 | 0 | -0.03 | -0.04 | -0.14 | 0 |  | 0.4 | 0.34 | 0.23 | 66.37 | 1226.399 | 0.43
D | 4002 | 2022-05-29 | 15 | OFF | 52.47 | 6.2 | 0.36 | 0.02 | 0.06 | 0 | 0 | -0.08 | -0.01 | -0.14 | 0 |  | 0.4 | 0.34 | 0.23 | 59.85 | 1247.567 | 0.44
D | 4002 | 2022-05-29 | 16 | OFF | 49.74 | 6.2 | 0.36 | 0.02 | 0.07 | 0 | 0 | -0.06 | 0.03 | -0.14 | 0 |  | 0.4 | 0.34 | 0.23 | 57.19 | 1282.726 | 0.45
D | 4002 | 2022-05-29 | 17 | OFF | 54.98 | 6.2 | 0.36 | 0.02 | 0.01 | 0 | 0 | 0 | 0.12 | -0.14 | 0 |  | 0.4 | 0.34 | 0.23 | 62.52 | 1330.992 | 0.39
D | 4002 | 2022-05-29 | 18 | OFF | 61.42 | 6.2 | 0.36 | 0.02 | 0 | 0 | 0 | -0.11 | 0.1 | -0.14 | 0 |  | 0.4 | 0.34 | 0.23 | 68.82 | 1381.293 | 0.38
D | 4002 | 2022-05-29 | 19 | OFF | 65.23 | 6.2 | 0.36 | 0.02 | 0 | 0 | 0 | -0.09 | 0.12 | -0.14 | 0 |  | 0.4 | 0.34 | 0.23 | 72.67 | 1389.355 | 0.38
D | 4002 | 2022-05-29 | 20 | OFF | 67.32 | 6.2 | 0.36 | 0.02 | 0 | 0 | 0 | 0 | 0.12 | -0.14 | 0 |  | 0.4 | 0.34 | 0.23 | 74.85 | 1352.34 | 0.38
D | 4002 | 2022-05-29 | 21 | OFF | 60.85 | 6.2 | 0.36 | 0.02 | 0.16 | 0 | 0 | -0.17 | -0.01 | -0.14 | 0 |  | 0.4 | 0.34 | 0.23 | 68.24 | 1319.509 | 0.54
D | 4002 | 2022-05-29 | 22 | OFF | 55.42 | 6.2 | 0.36 | 0.02 | 0.25 | 0 | 0 | -0.15 | 0.08 | -0.14 | 0 |  | 0.4 | 0.34 | 0.23 | 63.01 | 1258.676 | 0.63
D | 4002 | 2022-05-29 | 23 | OFF | 56.48 | 6.2 | 0.36 | 0.02 | 0.16 | 0 | 0 | -0.12 | 0.09 | -0.14 | 0 |  | 0.4 | 0.34 | 0.23 | 64.02 | 1159.591 | 0.54
D | 4002 | 2022-05-29 | 24 | OFF | 55.59 | 6.2 | 0.36 | 0.02 | 0.14 | 0 | 0 | -0.14 | -0.11 | -0.14 | 0 |  | 0.4 | 0.34 | 0.23 | 62.89 | 1066.918 | 0.52
D | 4002 | 2022-05-30 | 1 | OFF | 67.9 | 6.2 | 0.85 | 0.13 | 0.01 | 0 | 0.4 | -0.12 | 0.02 | -0.14 | 0 |  | 0.4 | 0.34 | 0.23 | 76.22 | 990.175 | 1.39
D | 4002 | 2022-05-30 | 2 | OFF | 58.92 | 6.2 | 0.85 | 0.13 | 0.02 | 0 | 0.04 | -0.13 | 0.05 | -0.14 | 0 |  | 0.4 | 0.34 | 0.23 | 66.91 | 937.465 | 1.04
D | 4002 | 2022-05-30 | 3 | OFF | 54.3 | 6.2 | 0.85 | 0.13 | 0 | 0 | 0 | 0.08 | -0.03 | -0.14 | 0 |  | 0.4 | 0.34 | 0.23 | 62.36 | 908.559 | 0.98
D | 4002 | 2022-05-30 | 4 | OFF | 51.62 | 6.2 | 0.85 | 0.13 | 0.03 | 0 | 0 | 0.04 | -0.02 | -0.14 | 0 |  | 0.4 | 0.34 | 0.23 | 59.68 | 895.938 | 1.01
D | 4002 | 2022-05-30 | 5 | OFF | 57.41 | 6.2 | 0.85 | 0.13 | 0.06 | 0 | 0 | 0.03 | 0.01 | -0.14 | 0 |  | 0.4 | 0.34 | 0.23 | 65.52 | 889.247 | 1.04
D | 4002 | 2022-05-30 | 6 | OFF | 53.69 | 6.2 | 0.85 | 0.13 | 0.06 | 0 | 0 | 0.05 | -0.03 | -0.14 | 0 |  | 0.4 | 0.34 | 0.23 | 61.78 | 893.58 | 1.04
D | 4002 | 2022-05-30 | 7 | OFF | 45.01 | 6.2 | 0.85 | 0.13 | 0.16 | 0 | 0 | 0.12 | -0.13 | -0.14 | 0 |  | 0.4 | 0.34 | 0.23 | 53.17 | 937.415 | 1.14
D | 4002 | 2022-05-30 | 8 | OFF | 20.52 | 6.2 | 0.85 | 0.13 | 0.45 | 0 | 0 | -0.08 | -0.25 | -0.14 | 0 |  | 0.4 | 0.34 | 0.23 | 28.65 | 1011.502 | 1.43
D | 4002 | 2022-05-30 | 9 | OFF | 33.45 | 6.2 | 0.85 | 0.13 | 0.09 | 0 | 0 | -0.02 | -0.26 | -0.14 | 0 |  | 0.4 | 0.34 | 0.23 | 41.27 | 1109.714 | 1.07
D | 4002 | 2022-05-30 | 10 | OFF | 35.98 | 6.2 | 0.85 | 0.13 | 0 | 0 | 0 | -0.05 | -0.25 | -0.14 | 0 |  | 0.4 | 0.34 | 0.23 | 43.69 | 1196.753 | 0.98
D | 4002 | 2022-05-30 | 11 | OFF | 51.35 | 6.2 | 0.85 | 0.13 | 0.16 | 0 | 0 | -0.12 | -0.2 | -0.14 | 0 |  | 0.4 | 0.34 | 0.23 | 59.2 | 1256.308 | 1.14
D | 4002 | 2022-05-30 | 12 | OFF | 54.16 | 6.2 | 0.85 | 0.13 | 0.05 | 0 | 0 | -0.15 | -0.2 | -0.14 | 0 |  | 0.4 | 0.34 | 0.23 | 61.87 | 1306.934 | 1.03
D | 4002 | 2022-05-30 | 13 | OFF | 57.36 | 6.2 | 0.85 | 0.13 | 0.03 | 0 | 0 | -0.09 | -0.29 | -0.14 | 0 |  | 0.4 | 0.34 | 0.23 | 65.02 | 1354.09 | 1.01
D | 4002 | 2022-05-30 | 14 | OFF | 57.46 | 6.2 | 0.85 | 0.13 | 0.02 | 0 | 0 | -0.02 | -0.2 | -0.14 | 0 |  | 0.4 | 0.34 | 0.23 | 65.27 | 1394.314 | 1
D | 4002 | 2022-05-30 | 15 | OFF | 56.16 | 6.2 | 0.85 | 0.13 | 0.03 | 0 | 0 | -0.03 | -0.11 | -0.14 | 0 |  | 0.4 | 0.34 | 0.23 | 64.06 | 1432.852 | 1.01
D | 4002 | 2022-05-30 | 16 | OFF | 63.08 | 6.2 | 0.85 | 0.13 | 0.04 | 0 | 0 | -0.2 | 0 | -0.14 | 0 |  | 0.4 | 0.34 | 0.23 | 70.93 | 1504.189 | 1.02
D | 4002 | 2022-05-30 | 17 | OFF | 82.59 | 6.2 | 0.85 | 0.13 | 0.11 | 0 | 0.05 | -0.14 | 0.35 | -0.14 | 0 |  | 0.4 | 0.34 | 0.23 | 90.97 | 1592.547 | 1.14
D | 4002 | 2022-05-30 | 18 | OFF | 132.28 | 6.2 | 0.85 | 0.13 | 0.31 | 0 | 0.29 | -0.18 | 0.57 | -0.14 | 0 |  | 0.4 | 0.34 | 0.23 | 141.28 | 1665.937 | 1.58
D | 4002 | 2022-05-30 | 19 | OFF | 151.91 | 6.2 | 0.85 | 0.13 | 0.02 | 0 | 0.35 | -0.39 | 0.22 | -0.14 | 0 |  | 0.4 | 0.34 | 0.23 | 160.12 | 1663.991 | 1.35
D | 4002 | 2022-05-30 | 20 | OFF | 122.42 | 6.2 | 0.85 | 0.13 | 0 | 0 | 0.01 | -0.08 | 0.03 | -0.14 | 0 |  | 0.4 | 0.34 | 0.23 | 130.39 | 1620.524 | 0.99
D | 4002 | 2022-05-30 | 21 | OFF | 122.33 | 6.2 | 0.85 | 0.13 | 0.51 | 0 | 0 | -0.17 | 0.08 | -0.14 | 0 |  | 0.4 | 0.34 | 0.23 | 130.76 | 1584.27 | 1.49
D | 4002 | 2022-05-30 | 22 | OFF | 124.73 | 6.2 | 0.85 | 0.13 | 0.66 | 0 | 0.37 | 0.05 | 0.34 | -0.14 | 0 |  | 0.4 | 0.34 | 0.23 | 134.16 | 1481.256 | 2.01
D | 4002 | 2022-05-30 | 23 | OFF | 101.48 | 6.2 | 0.85 | 0.13 | 0.49 | 0 | 0.13 | 0.11 | 0.33 | -0.14 | 0 |  | 0.4 | 0.34 | 0.23 | 110.55 | 1334.604 | 1.6
D | 4002 | 2022-05-30 | 24 | OFF | 76.67 | 6.2 | 0.85 | 0.13 | 0.14 | 0 | 0.06 | 0.09 | 0.1 | -0.14 | 0 |  | 0.4 | 0.34 | 0.23 | 85.07 | 1232.173 | 1.18
D | 4002 | 2022-05-31 | 1 | OFF | 79.95 | 6.2 | 1.12 | 0.09 | 0.01 | 0 | 0.35 | -0.47 | 0.68 | -0.14 | 0 |  | 0.4 | 0.34 | 0.23 | 88.76 | 1156.554 | 1.57
D | 4002 | 2022-05-31 | 2 | OFF | 82.74 | 6.2 | 1.12 | 0.09 | 0.08 | 0 | 0 | -0.29 | 0.26 | -0.14 | 0 |  | 0.4 | 0.34 | 0.23 | 91.03 | 1108.879 | 1.29
D | 4002 | 2022-05-31 | 3 | OFF | 70.33 | 6.2 | 1.12 | 0.09 | 0.08 | 0 | 0 | -0.07 | -0.05 | -0.14 | 0 |  | 0.4 | 0.34 | 0.23 | 78.53 | 1078.263 | 1.29
D | 4002 | 2022-05-31 | 4 | OFF | 69.79 | 6.2 | 1.12 | 0.09 | 0.09 | 0 | 0 | -0.09 | -0.13 | -0.14 | 0 |  | 0.4 | 0.34 | 0.23 | 77.9 | 1070.417 | 1.3
D | 4002 | 2022-05-31 | 5 | OFF | 102.72 | 6.2 | 1.12 | 0.09 | 0.02 | 0 | 0 | -0.05 | 0.07 | -0.14 | 0 |  | 0.4 | 0.34 | 0.23 | 111 | 1095.211 | 1.23
D | 4002 | 2022-05-31 | 6 | OFF | 112.64 | 6.2 | 1.12 | 0.09 | 0.26 | 0 | 0 | 0.16 | -0.28 | -0.14 | 0 |  | 0.4 | 0.34 | 0.23 | 121.02 | 1175.549 | 1.47
D | 4002 | 2022-05-31 | 7 | OFF | 105.16 | 6.2 | 1.12 | 0.09 | 0.45 | 0 | 0 | 0.03 | -0.04 | -0.14 | 0 |  | 0.4 | 0.34 | 0.23 | 113.84 | 1300.866 | 1.66
D | 4002 | 2022-05-31 | 8 | ON | 84.01 | 6.2 | 1.12 | 0.09 | 0.34 | 0.29 | 0.02 | -0.12 | 0.01 | -0.14 | 0 |  | 0.4 | 0.34 | 0.23 | 92.79 | 1405.313 | 1.86
D | 4002 | 2022-05-31 | 9 | ON | 78.1 | 6.2 | 1.12 | 0.09 | 0.11 | 0.27 | 0.07 | -0.11 | -0.18 | -0.14 | 0 |  | 0.4 | 0.34 | 0.23 | 86.5 | 1462.5 | 1.66
D | 4002 | 2022-05-31 | 10 | ON | 82.27 | 6.2 | 1.12 | 0.09 | 0.1 | 0.26 | 0.09 | -0.05 | -0.33 | -0.14 | 0 |  | 0.4 | 0.34 | 0.23 | 90.58 | 1479.823 | 1.66
D | 4002 | 2022-05-31 | 11 | ON | 79.84 | 6.2 | 1.12 | 0.09 | 0.05 | 0.25 | 0 | -0.1 | -0.4 | -0.14 | 0 |  | 0.4 | 0.34 | 0.23 | 87.88 | 1481.315 | 1.51
D | 4002 | 2022-05-31 | 12 | ON | 80.26 | 6.2 | 1.12 | 0.09 | 0.26 | 0.25 | 0 | -0.08 | -0.39 | -0.14 | 0 |  | 0.4 | 0.34 | 0.23 | 88.54 | 1500.05 | 1.72
D | 4002 | 2022-05-31 | 13 | ON | 81.27 | 6.2 | 1.12 | 0.09 | 0.16 | 0.25 | 0 | 0 | -0.44 | -0.14 | 0 |  | 0.4 | 0.34 | 0.23 | 89.48 | 1499.305 | 1.62
D | 4002 | 2022-05-31 | 14 | ON | 77.69 | 6.2 | 1.12 | 0.09 | 0.1 | 0.26 | 0 | 0.08 | -0.47 | -0.14 | 0 |  | 0.4 | 0.34 | 0.23 | 85.9 | 1497.542 | 1.57
D | 4002 | 2022-05-31 | 15 | ON | 74.82 | 6.2 | 1.12 | 0.09 | 0.1 | 0.26 | 0 | 0.01 | -0.46 | -0.14 | 0 |  | 0.4 | 0.34 | 0.23 | 82.97 | 1484.314 | 1.57
D | 4002 | 2022-05-31 | 16 | ON | 73.69 | 6.2 | 1.12 | 0.09 | 0.11 | 0.25 | 0 | 0.07 | -0.47 | -0.14 | 0 |  | 0.4 | 0.34 | 0.23 | 81.89 | 1483.119 | 1.57
D | 4002 | 2022-05-31 | 17 | ON | 85.05 | 6.2 | 1.12 | 0.09 | 0.13 | 0.25 | 0.01 | 0.08 | -0.65 | -0.14 | 0 |  | 0.4 | 0.34 | 0.23 | 93.11 | 1483.773 | 1.6
D | 4002 | 2022-05-31 | 18 | ON | 103.05 | 6.2 | 1.12 | 0.09 | 0.36 | 0.24 | 0 | -0.06 | -0.37 | -0.14 | 0 |  | 0.4 | 0.34 | 0.23 | 111.46 | 1494.327 | 1.81
D | 4002 | 2022-05-31 | 19 | ON | 119.2 | 6.2 | 1.12 | 0.09 | 0.21 | 0.25 | 0.02 | -0.02 | -0.42 | -0.14 | 0 |  | 0.4 | 0.34 | 0.23 | 127.48 | 1472.514 | 1.69
D | 4002 | 2022-05-31 | 20 | ON | 125.38 | 6.2 | 1.12 | 0.09 | 0 | 0.26 | 0.61 | -0.05 | -0.36 | -0.14 | 0 |  | 0.4 | 0.34 | 0.23 | 134.08 | 1426.154 | 2.08
D | 4002 | 2022-05-31 | 21 | ON | 80.23 | 6.2 | 1.12 | 0.09 | 0.1 | 0.27 | 0 | 0.04 | -0.24 | -0.14 | 0 |  | 0.4 | 0.34 | 0.23 | 88.64 | 1385.614 | 1.58
D | 4002 | 2022-05-31 | 22 | ON | 82.14 | 6.2 | 1.12 | 0.09 | 0.3 | 0.29 | 0 | -0.07 | -0.14 | -0.14 | 0 |  | 0.4 | 0.34 | 0.23 | 90.76 | 1294.334 | 1.8
D | 4002 | 2022-05-31 | 23 | ON | 66.41 | 6.2 | 1.12 | 0.09 | 0.27 | 0.32 | 0 | 0.07 | -0.03 | -0.14 | 0 |  | 0.4 | 0.34 | 0.23 | 75.28 | 1170.474 | 1.8
D | 4002 | 2022-05-31 | 24 | OFF | 67.09 | 6.2 | 1.12 | 0.09 | 0.18 | 0 | 0.01 | -0.48 | 0.33 | -0.14 | 0 |  | 0.4 | 0.34 | 0.23 | 75.37 | 1072.639 | 1.4
T | 744 lines

## whlsecost_hourly_4002_202206
C | Hourly Wholesale Load Cost Report
C | Filename: whlsecost_hourly_4002_202206.csv
C | Report for: 06 2022
C | Report generated: 04/05/2023 12:58:21 EDT
H | Location ID | Local Date | Local Hour | OnOffPeak | RTLMP | Capacity | First Contingency | Second Contingency | Regulation | Forward Reserves | Real-Time Reserves | Inadvertent | Marginal Loss Rev Fund | Auction Rev Rights | Real-Time Demand Reduction Cost | Price Responsive Demand Cost | ISO Sched 2 | ISO Sched 3 | NEPOOL Exp | Total Cost | RTLO | Total Ancillary & NCPC
H | Number | Date | Number | String | Number | Number | Number | Number | Number | Number | Number | Number | Number | Number | Number | Number | Number | Number | Number | Number | Number
D | 4002 | 2022-06-01 | 1 | OFF | 76.58 | 12.17 | 1.1 | 0.09 | 0.13 | 0 | 0 | -0.08 | 0.08 | -0.14 | 0 |  | 0.4 | 0.35 | 0.23 | 90.91 | 1003.076 | 1.32
D | 4002 | 2022-06-01 | 2 | OFF | 79.74 | 12.17 | 1.1 | 0.09 | 0.2 | 0 | 0 | -0.69 | 0.76 | -0.14 | 0 |  | 0.4 | 0.35 | 0.23 | 94.21 | 963.834 | 1.39
D | 4002 | 2022-06-01 | 3 | OFF | 94.67 | 12.17 | 1.1 | 0.09 | 0.04 | 0 | 0 | -0.81 | 0.99 | -0.14 | 0 |  | 0.4 | 0.35 | 0.23 | 109.09 | 940.955 | 1.23
D | 4002 | 2022-06-01 | 4 | OFF | 111.35 | 12.17 | 1.1 | 0.09 | 0 | 0 | 0 | -0.49 | 0.67 | -0.14 | 0 |  | 0.4 | 0.35 | 0.23 | 125.73 | 934.383 | 1.19
D | 4002 | 2022-06-01 | 5 | OFF | 134.01 | 12.17 | 1.1 | 0.09 | 0 | 0 | 0 | -0.14 | -0.06 | -0.14 | 0 |  | 0.4 | 0.35 | 0.23 | 148.01 | 957.571 | 1.19
D | 4002 | 2022-06-01 | 6 | OFF | 78.48 | 12.17 | 1.1 | 0.09 | 0.67 | 0 | 0 | -0.07 | -0.3 | -0.14 | 0 |  | 0.4 | 0.35 | 0.23 | 92.98 | 1028.517 | 1.86
D | 4002 | 2022-06-01 | 7 | OFF | 64.99 | 12.17 | 1.1 | 0.09 | 0.24 | 0 | 0.04 | 0 | -0.46 | -0.14 | 0 |  | 0.4 | 0.35 | 0.23 | 79.01 | 1154.97 | 1.47
D | 4002 | 2022-06-01 | 8 | ON | 66.81 | 12.17 | 1.1 | 0.09 | 0.16 | 2.62 | 0 | -0.12 | -0.21 | -0.14 | 0 |  | 0.4 | 0.35 | 0.23 | 83.46 | 1247.102 | 3.97
D | 4002 | 2022-06-01 | 9 | ON | 68.94 | 12.17 | 1.1 | 0.09 | 0.12 | 2.56 | 0 | 0 | -0.52 | -0.14 | 0 |  | 0.4 | 0.35 | 0.23 | 85.3 | 1289.245 | 3.87
D | 4002 | 2022-06-01 | 10 | ON | 65.33 | 12.17 | 1.1 | 0.09 | 0.1 | 2.54 | 0 | -0.02 | -0.57 | -0.14 | 0 |  | 0.4 | 0.35 | 0.23 | 81.58 | 1305.623 | 3.83
D | 4002 | 2022-06-01 | 11 | ON | 63.12 | 12.17 | 1.1 | 0.09 | 0.1 | 2.52 | 0 | 0.07 | -0.5 | -0.14 | 0 |  | 0.4 | 0.35 | 0.23 | 79.51 | 1322.884 | 3.81
D | 4002 | 2022-06-01 | 12 | ON | 65.78 | 12.17 | 1.1 | 0.09 | 0.09 | 2.49 | 0 | 0.04 | -0.49 | -0.14 | 0 |  | 0.4 | 0.35 | 0.23 | 82.11 | 1331.056 | 3.77
D | 4002 | 2022-06-01 | 13 | ON | 67.61 | 12.17 | 1.1 | 0.09 | 0.08 | 2.48 | 0 | 0.02 | -0.41 | -0.14 | 0 |  | 0.4 | 0.35 | 0.23 | 83.98 | 1341.759 | 3.75
D | 4002 | 2022-06-01 | 14 | ON | 94.48 | 12.17 | 1.1 | 0.09 | 0.15 | 2.44 | 0.01 | -0.07 | -0.25 | -0.14 | 0 |  | 0.4 | 0.35 | 0.23 | 110.96 | 1342.715 | 3.79
D | 4002 | 2022-06-01 | 15 | ON | 103.41 | 12.17 | 1.1 | 0.09 | 0.31 | 2.44 | 0.01 | 0.09 | -0.25 | -0.14 | 0 |  | 0.4 | 0.35 | 0.23 | 120.21 | 1314.575 | 3.95
D | 4002 | 2022-06-01 | 16 | ON | 78.75 | 12.17 | 1.1 | 0.09 | 0.09 | 2.47 | 0 | 0.07 | -0.2 | -0.14 | 0 |  | 0.4 | 0.35 | 0.23 | 95.38 | 1300.234 | 3.75
D | 4002 | 2022-06-01 | 17 | ON | 82.81 | 12.17 | 1.1 | 0.09 | 0 | 2.45 | 0 | 0.01 | -0.3 | -0.14 | 0 |  | 0.4 | 0.35 | 0.23 | 99.17 | 1315.129 | 3.64
D | 4002 | 2022-06-01 | 18 | ON | 97.57 | 12.17 | 1.1 | 0.09 | 0 | 2.41 | 0.08 | -0.08 | -0.26 | -0.14 | 0 |  | 0.4 | 0.35 | 0.23 | 113.92 | 1340.382 | 3.68
D | 4002 | 2022-06-01 | 19 | ON | 106.78 | 12.17 | 1.1 | 0.09 | 0 | 2.41 | 0.01 | 0.04 | -0.37 | -0.14 | 0 |  | 0.4 | 0.35 | 0.23 | 123.07 | 1332.798 | 3.61
D | 4002 | 2022-06-01 | 20 | ON | 100.19 | 12.17 | 1.1 | 0.09 | 0 | 2.44 | 0.02 | 0.01 | -0.45 | -0.14 | 0 |  | 0.4 | 0.35 | 0.23 | 116.41 | 1306.499 | 3.65
D | 4002 | 2022-06-01 | 21 | ON | 105.95 | 12.17 | 1.1 | 0.09 | 0.44 | 2.47 | 0.03 | -0.02 | -0.22 | -0.14 | 0 |  | 0.4 | 0.35 | 0.23 | 122.85 | 1272.15 | 4.13
D | 4002 | 2022-06-01 | 22 | ON | 93.82 | 12.17 | 1.1 | 0.09 | 0.36 | 2.61 | 0 | 0.02 | -0.07 | -0.14 | 0 |  | 0.4 | 0.35 | 0.23 | 110.94 | 1190.501 | 4.16
D | 4002 | 2022-06-01 | 23 | ON | 83.36 | 12.17 | 1.1 | 0.09 | 0.16 | 2.85 | 0.12 | -0.14 | -0.27 | -0.14 | 0 |  | 0.4 | 0.35 | 0.23 | 100.28 | 1079.955 | 4.32
D | 4002 | 2022-06-01 | 24 | OFF | 99.62 | 12.17 | 1.1 | 0.09 | 0.4 | 0 | 0.37 | -0.1 | -0.12 | -0.14 | 0 |  | 0.4 | 0.35 | 0.23 | 114.37 | 997.064 | 1.96
D | 4002 | 2022-06-02 | 1 | OFF | 84.19 | 12.17 | 1.69 | 0.16 | 0.06 | 0 | 0.35 | 0.14 | 0.23 | -0.14 | 0 |  | 0.4 | 0.35 | 0.23 | 99.83 | 939.875 | 2.26
D | 4002 | 2022-06-02 | 2 | OFF | 99.21 | 12.17 | 1.69 | 0.16 | 0 | 0 | 0 | 0.05 | 0.12 | -0.14 | 0 |  | 0.4 | 0.35 | 0.23 | 114.24 | 909.557 | 1.85
D | 4002 | 2022-06-02 | 3 | OFF | 87.29 | 12.17 | 1.69 | 0.16 | 0.13 | 0 | 0 | -0.03 | -0.02 | -0.14 | 0 |  | 0.4 | 0.35 | 0.23 | 102.23 | 892.838 | 1.98
D | 4002 | 2022-06-02 | 4 | OFF | 85.84 | 12.17 | 1.69 | 0.16 | 0.2 | 0 | 0 | 0.01 | 0.04 | -0.14 | 0 |  | 0.4 | 0.35 | 0.23 | 100.95 | 892.431 | 2.05
D | 4002 | 2022-06-02 | 5 | OFF | 79.47 | 12.17 | 1.69 | 0.16 | 0.02 | 0 | 0 | 0.02 | -0.09 | -0.14 | 0 |  | 0.4 | 0.35 | 0.23 | 94.28 | 923.04 | 1.87
D | 4002 | 2022-06-02 | 6 | OFF | 82.93 | 12.17 | 1.69 | 0.16 | 0.42 | 0 | 0 | 0.13 | -0.12 | -0.14 | 0 |  | 0.4 | 0.35 | 0.23 | 98.22 | 1001.285 | 2.27
D | 4002 | 2022-06-02 | 7 | OFF | 92.04 | 12.17 | 1.69 | 0.16 | 0.59 | 0 | 0.04 | -0.06 | -0.01 | -0.14 | 0 |  | 0.4 | 0.35 | 0.23 | 107.46 | 1131.535 | 2.48
D | 4002 | 2022-06-02 | 8 | ON | 108.98 | 12.17 | 1.69 | 0.16 | 0.67 | 2.7 | 0.03 | -0.05 | -0.15 | -0.14 | 0 |  | 0.4 | 0.35 | 0.23 | 127.04 | 1224.791 | 5.25
D | 4002 | 2022-06-02 | 9 | ON | 111.17 | 12.17 | 1.69 | 0.16 | 0.26 | 2.62 | 0.03 | 0 | -0.21 | -0.14 | 0 |  | 0.4 | 0.35 | 0.23 | 128.73 | 1266.739 | 4.76
D | 4002 | 2022-06-02 | 10 | ON | 119.63 | 12.17 | 1.69 | 0.16 | 0.17 | 2.59 | 0 | -0.01 | -0.22 | -0.14 | 0 |  | 0.4 | 0.35 | 0.23 | 137.02 | 1287.183 | 4.61
D | 4002 | 2022-06-02 | 11 | ON | 73.27 | 12.17 | 1.69 | 0.16 | 0.18 | 2.58 | 0 | 0.13 | -0.25 | -0.14 | 0 |  | 0.4 | 0.35 | 0.23 | 90.77 | 1306.641 | 4.61
D | 4002 | 2022-06-02 | 12 | ON | 68.04 | 12.17 | 1.69 | 0.16 | 0.08 | 2.57 | 0 | 0.1 | -0.3 | -0.14 | 0 |  | 0.4 | 0.35 | 0.23 | 85.35 | 1314.388 | 4.5
D | 4002 | 2022-06-02 | 13 | ON | 68.91 | 12.17 | 1.69 | 0.16 | 0.08 | 2.53 | 0 | -0.02 | -0.26 | -0.14 | 0 |  | 0.4 | 0.35 | 0.23 | 86.1 | 1314.921 | 4.46
D | 4002 | 2022-06-02 | 14 | ON | 120.82 | 12.17 | 1.69 | 0.16 | 0.46 | 2.47 | 0.27 | -0.21 | -0.07 | -0.14 | 0 |  | 0.4 | 0.35 | 0.23 | 138.6 | 1315.993 | 5.05
D | 4002 | 2022-06-02 | 15 | ON | 95.05 | 12.17 | 1.69 | 0.16 | 0.15 | 2.46 | 0 | 0.05 | -0.23 | -0.14 | 0 |  | 0.4 | 0.35 | 0.23 | 112.34 | 1312.332 | 4.46
D | 4002 | 2022-06-02 | 16 | ON | 79.46 | 12.17 | 1.69 | 0.16 | 0.08 | 2.45 | 0 | -0.04 | -0.18 | -0.14 | 0 |  | 0.4 | 0.35 | 0.23 | 96.63 | 1307.493 | 4.38
D | 4002 | 2022-06-02 | 17 | ON | 118.61 | 12.17 | 1.69 | 0.16 | 0.01 | 2.4 | 0.01 | -0.08 | -0.06 | -0.14 | 0 |  | 0.4 | 0.35 | 0.23 | 135.75 | 1310.2 | 4.27
D | 4002 | 2022-06-02 | 18 | ON | 130.94 | 12.17 | 1.69 | 0.16 | 0 | 2.36 | 0 | 0.03 | -0.06 | -0.14 | 0 |  | 0.4 | 0.35 | 0.23 | 148.13 | 1326.29 | 4.21
D | 4002 | 2022-06-02 | 19 | ON | 114.14 | 12.17 | 1.69 | 0.16 | 0 | 2.38 | 0 | 0.05 | -0.22 | -0.14 | 0 |  | 0.4 | 0.35 | 0.23 | 131.21 | 1317.363 | 4.23
D | 4002 | 2022-06-02 | 20 | ON | 95.41 | 12.17 | 1.69 | 0.16 | 0 | 2.41 | 0 | -0.07 | -0.28 | -0.14 | 0 |  | 0.4 | 0.35 | 0.23 | 112.33 | 1298.933 | 4.26
D | 4002 | 2022-06-02 | 21 | ON | 86.4 | 12.17 | 1.69 | 0.16 | 0.17 | 2.44 | 0 | 0.01 | -0.27 | -0.14 | 0 |  | 0.4 | 0.35 | 0.23 | 103.61 | 1290.661 | 4.46
D | 4002 | 2022-06-02 | 22 | ON | 96.52 | 12.17 | 1.69 | 0.16 | 0.18 | 2.55 | 0 | 0.09 | -0.05 | -0.14 | 0 |  | 0.4 | 0.35 | 0.23 | 114.15 | 1226.154 | 4.58
D | 4002 | 2022-06-02 | 23 | ON | 95.88 | 12.17 | 1.69 | 0.16 | 0.55 | 2.77 | 0.07 | -0.06 | -0.22 | -0.14 | 0 |  | 0.4 | 0.35 | 0.23 | 113.85 | 1113.473 | 5.24
D | 4002 | 2022-06-02 | 24 | OFF | 86.94 | 12.17 | 1.69 | 0.16 | 0.4 | 0 | 0.02 | 0.03 | 0 | -0.14 | 0 |  | 0.4 | 0.35 | 0.23 | 102.25 | 1017.093 | 2.27
D | 4002 | 2022-06-03 | 1 | OFF | 82.89 | 12.17 | 0.31 | 0.07 | 0.06 | 0 | 0 | 0.12 | -0.19 | -0.14 | 0 |  | 0.4 | 0.35 | 0.23 | 96.27 | 950.964 | 0.44
D | 4002 | 2022-06-03 | 2 | OFF | 93.85 | 12.17 | 0.31 | 0.07 | 0.2 | 0 | 0 | -0.03 | -0.26 | -0.14 | 0 |  | 0.4 | 0.35 | 0.23 | 107.15 | 912.238 | 0.58
D | 4002 | 2022-06-03 | 3 | OFF | 76.87 | 12.17 | 0.31 | 0.07 | 0.15 | 0 | 0 | -0.01 | -0.16 | -0.14 | 0 |  | 0.4 | 0.35 | 0.23 | 90.24 | 892.508 | 0.53
D | 4002 | 2022-06-03 | 4 | OFF | 71.31 | 12.17 | 0.31 | 0.07 | 0.12 | 0 | 0 | 0.03 | -0.18 | -0.14 | 0 |  | 0.4 | 0.35 | 0.23 | 84.67 | 889.281 | 0.5
D | 4002 | 2022-06-03 | 5 | OFF | 71.9 | 12.17 | 0.31 | 0.07 | 0.09 | 0 | 0 | 0.07 | -0.19 | -0.14 | 0 |  | 0.4 | 0.35 | 0.23 | 85.26 | 915.496 | 0.47
D | 4002 | 2022-06-03 | 6 | OFF | 82.2 | 12.17 | 0.31 | 0.07 | 0.18 | 0 | 0 | -0.01 | -0.18 | -0.14 | 0 |  | 0.4 | 0.35 | 0.23 | 95.58 | 990.778 | 0.56
D | 4002 | 2022-06-03 | 7 | OFF | 80.06 | 12.17 | 0.31 | 0.07 | 0.37 | 0 | 0 | 0 | -0.12 | -0.14 | 0 |  | 0.4 | 0.35 | 0.23 | 93.7 | 1118.095 | 0.75
D | 4002 | 2022-06-03 | 8 | ON | 104 | 12.17 | 0.31 | 0.07 | 0.54 | 2.71 | 0.02 | -0.03 | -0.08 | -0.14 | 0 |  | 0.4 | 0.35 | 0.23 | 120.55 | 1227.988 | 3.65
D | 4002 | 2022-06-03 | 9 | ON | 109.23 | 12.17 | 0.31 | 0.07 | 0.27 | 2.59 | 0.02 | -0.03 | -0.21 | -0.14 | 0 |  | 0.4 | 0.35 | 0.23 | 125.26 | 1287.657 | 3.26
D | 4002 | 2022-06-03 | 10 | ON | 108.67 | 12.17 | 0.31 | 0.07 | 0.13 | 2.56 | 0.12 | 0.07 | -0.19 | -0.14 | 0 |  | 0.4 | 0.35 | 0.23 | 124.75 | 1316.285 | 3.19
D | 4002 | 2022-06-03 | 11 | ON | 90.85 | 12.17 | 0.31 | 0.07 | 0.32 | 2.56 | 0.01 | 0.18 | -0.2 | -0.14 | 0 |  | 0.4 | 0.35 | 0.23 | 107.11 | 1331.509 | 3.27
D | 4002 | 2022-06-03 | 12 | ON | 75.72 | 12.17 | 0.31 | 0.07 | 0.14 | 2.57 | 0 | 0.18 | -0.34 | -0.14 | 0 |  | 0.4 | 0.35 | 0.23 | 91.66 | 1336.327 | 3.09
D | 4002 | 2022-06-03 | 13 | ON | 73.91 | 12.17 | 0.31 | 0.07 | 0.09 | 2.58 | 0 | 0.2 | -0.33 | -0.14 | 0 |  | 0.4 | 0.35 | 0.23 | 89.84 | 1332.071 | 3.05
D | 4002 | 2022-06-03 | 14 | ON | 69.5 | 12.17 | 0.31 | 0.07 | 0.08 | 2.57 | 0 | -0.01 | -0.37 | -0.14 | 0 |  | 0.4 | 0.35 | 0.23 | 85.16 | 1323.812 | 3.03
D | 4002 | 2022-06-03 | 15 | ON | 69.05 | 12.17 | 0.31 | 0.07 | 0.1 | 2.57 | 0 | -0.03 | -0.3 | -0.14 | 0 |  | 0.4 | 0.35 | 0.23 | 84.78 | 1305.709 | 3.05
D | 4002 | 2022-06-03 | 16 | ON | 68.84 | 12.17 | 0.31 | 0.07 | 0.09 | 2.53 | 0 | -0.04 | -0.24 | -0.14 | 0 |  | 0.4 | 0.35 | 0.23 | 84.57 | 1297.492 | 3
D | 4002 | 2022-06-03 | 17 | ON | 71.03 | 12.17 | 0.31 | 0.07 | 0.12 | 2.48 | 0 | 0.03 | -0.21 | -0.14 | 0 |  | 0.4 | 0.35 | 0.23 | 86.84 | 1304.812 | 2.98
D | 4002 | 2022-06-03 | 18 | ON | 92.62 | 12.17 | 0.31 | 0.07 | 0.15 | 2.41 | 0.14 | -0.22 | 0.06 | -0.14 | 0 |  | 0.4 | 0.35 | 0.23 | 108.55 | 1316.724 | 3.08
D | 4002 | 2022-06-03 | 19 | ON | 104.72 | 12.17 | 0.31 | 0.07 | 0.19 | 2.4 | 0.45 | -0.12 | -0.19 | -0.14 | 0 |  | 0.4 | 0.35 | 0.23 | 120.84 | 1302.44 | 3.42
D | 4002 | 2022-06-03 | 20 | ON | 74.33 | 12.17 | 0.31 | 0.07 | 0 | 2.43 | 0.01 | -0.01 | -0.29 | -0.14 | 0 |  | 0.4 | 0.35 | 0.23 | 89.86 | 1269.351 | 2.82
D | 4002 | 2022-06-03 | 21 | ON | 74.7 | 12.17 | 0.31 | 0.07 | 0.07 | 2.47 | 0.02 | -0.02 | -0.22 | -0.14 | 0 |  | 0.4 | 0.35 | 0.23 | 90.41 | 1248.974 | 2.94
D | 4002 | 2022-06-03 | 22 | ON | 88.44 | 12.17 | 0.31 | 0.07 | 0.01 | 2.57 | 0.04 | -0.12 | -0.1 | -0.14 | 0 |  | 0.4 | 0.35 | 0.23 | 104.23 | 1186.848 | 3
D | 4002 | 2022-06-03 | 23 | ON | 79.5 | 12.17 | 0.31 | 0.07 | 0.33 | 2.78 | 0.37 | -0.17 | -0.09 | -0.14 | 0 |  | 0.4 | 0.35 | 0.23 | 96.11 | 1090.706 | 3.86
D | 4002 | 2022-06-03 | 24 | OFF | 105.59 | 12.17 | 0.31 | 0.07 | 2.07 | 0 | 1 | -0.56 | -0.33 | -0.14 | 0 |  | 0.4 | 0.35 | 0.23 | 121.16 | 999.164 | 3.45
D | 4002 | 2022-06-04 | 1 | OFF | 110.22 | 12.17 | 1.3 | 0.14 | 0.25 | 0 | 0.4 | -0.17 | 0.02 | -0.14 | 0 |  | 0.4 | 0.35 | 0.23 | 125.17 | 933.94 | 2.09
D | 4002 | 2022-06-04 | 2 | OFF | 118.13 | 12.17 | 1.3 | 0.14 | 0 | 0 | 0.04 | 0 | -0.42 | -0.14 | 0 |  | 0.4 | 0.35 | 0.23 | 132.2 | 892.995 | 1.48
D | 4002 | 2022-06-04 | 3 | OFF | 101.74 | 12.17 | 1.3 | 0.14 | 0 | 0 | 0 | 0.01 | -0.05 | -0.14 | 0 |  | 0.4 | 0.35 | 0.23 | 116.15 | 871.794 | 1.44
D | 4002 | 2022-06-04 | 4 | OFF | 95.1 | 12.17 | 1.3 | 0.14 | 0 | 0 | 0 | -0.06 | -0.08 | -0.14 | 0 |  | 0.4 | 0.35 | 0.23 | 109.41 | 862.947 | 1.44
D | 4002 | 2022-06-04 | 5 | OFF | 108.78 | 12.17 | 1.3 | 0.14 | 0 | 0 | 0 | -0.01 | -0.08 | -0.14 | 0 |  | 0.4 | 0.35 | 0.23 | 123.14 | 870.948 | 1.44
D | 4002 | 2022-06-04 | 6 | OFF | 93.03 | 12.17 | 1.3 | 0.14 | 0 | 0 | 0 | -0.04 | -0.08 | -0.14 | 0 |  | 0.4 | 0.35 | 0.23 | 107.36 | 897.926 | 1.44
D | 4002 | 2022-06-04 | 7 | OFF | 81.18 | 12.17 | 1.3 | 0.14 | 0.14 | 0 | 0 | 0.07 | -0.01 | -0.14 | 0 |  | 0.4 | 0.35 | 0.23 | 95.83 | 949.374 | 1.58
D | 4002 | 2022-06-04 | 8 | OFF | 99.24 | 12.17 | 1.3 | 0.14 | 0.25 | 0 | 0.19 | -0.34 | 0.14 | -0.14 | 0 |  | 0.4 | 0.35 | 0.23 | 113.93 | 1025.728 | 1.88
D | 4002 | 2022-06-04 | 9 | OFF | 122.3 | 12.17 | 1.3 | 0.14 | 0.17 | 0 | 0.12 | 0.02 | -0.08 | -0.14 | 0 |  | 0.4 | 0.35 | 0.23 | 136.98 | 1099.981 | 1.73
D | 4002 | 2022-06-04 | 10 | OFF | 119.45 | 12.17 | 1.3 | 0.14 | 0.1 | 0 | 0.71 | -0.04 | -0.2 | -0.14 | 0 |  | 0.4 | 0.35 | 0.23 | 134.47 | 1133.15 | 2.25
D | 4002 | 2022-06-04 | 11 | OFF | 77.43 | 12.17 | 1.3 | 0.14 | 0.16 | 0 | 0.18 | -0.1 | -0.18 | -0.14 | 0 |  | 0.4 | 0.35 | 0.23 | 91.94 | 1144.654 | 1.78
D | 4002 | 2022-06-04 | 12 | OFF | 82.81 | 12.17 | 1.3 | 0.14 | 0.29 | 0 | 0 | 0.13 | -0.17 | -0.14 | 0 |  | 0.4 | 0.35 | 0.23 | 97.51 | 1148.358 | 1.73
D | 4002 | 2022-06-04 | 13 | OFF | 68.15 | 12.17 | 1.3 | 0.14 | 0.14 | 0 | 0.01 | 0 | -0.24 | -0.14 | 0 |  | 0.4 | 0.35 | 0.23 | 82.51 | 1153.239 | 1.59
D | 4002 | 2022-06-04 | 14 | OFF | 68.17 | 12.17 | 1.3 | 0.14 | 0.13 | 0 | 0.01 | 0.06 | -0.25 | -0.14 | 0 |  | 0.4 | 0.35 | 0.23 | 82.57 | 1167.415 | 1.58
D | 4002 | 2022-06-04 | 15 | OFF | 62.9 | 12.17 | 1.3 | 0.14 | 0.01 | 0 | 0 | 0.06 | -0.23 | -0.14 | 0 |  | 0.4 | 0.35 | 0.23 | 77.19 | 1188.163 | 1.45
D | 4002 | 2022-06-04 | 16 | OFF | 74.5 | 12.17 | 1.3 | 0.14 | 0 | 0 | 0.32 | -0.03 | -0.04 | -0.14 | 0 |  | 0.4 | 0.35 | 0.23 | 89.2 | 1212.477 | 1.76
D | 4002 | 2022-06-04 | 17 | OFF | 97.42 | 12.17 | 1.3 | 0.14 | 0 | 0 | 0.3 | 0.16 | 0.12 | -0.14 | 0 |  | 0.4 | 0.35 | 0.23 | 112.45 | 1253.448 | 1.74
D | 4002 | 2022-06-04 | 18 | OFF | 120.68 | 12.17 | 1.3 | 0.14 | 0 | 0 | 0.04 | -0.01 | -0.01 | -0.14 | 0 |  | 0.4 | 0.35 | 0.23 | 135.15 | 1291.073 | 1.48
D | 4002 | 2022-06-04 | 19 | OFF | 130.45 | 12.17 | 1.3 | 0.14 | 0 | 0 | 0.22 | -0.11 | -0.11 | -0.14 | 0 |  | 0.4 | 0.35 | 0.23 | 144.9 | 1300.711 | 1.66
D | 4002 | 2022-06-04 | 20 | OFF | 122.67 | 12.17 | 1.3 | 0.14 | 0 | 0 | 0.21 | -0.05 | -0.17 | -0.14 | 0 |  | 0.4 | 0.35 | 0.23 | 137.11 | 1271.72 | 1.65
D | 4002 | 2022-06-04 | 21 | OFF | 112.15 | 12.17 | 1.3 | 0.14 | 0 | 0 | 0.05 | -0.08 | -0.18 | -0.14 | 0 |  | 0.4 | 0.35 | 0.23 | 126.39 | 1241.834 | 1.49
D | 4002 | 2022-06-04 | 22 | OFF | 111.97 | 12.17 | 1.3 | 0.14 | 0.62 | 0 | 0.47 | 0 | 0.2 | -0.14 | 0 |  | 0.4 | 0.35 | 0.23 | 127.71 | 1187.959 | 2.53
D | 4002 | 2022-06-04 | 23 | OFF | 123.02 | 12.17 | 1.3 | 0.14 | 0.87 | 0 | 0.99 | -0.13 | -0.17 | -0.14 | 0 |  | 0.4 | 0.35 | 0.23 | 139.03 | 1089.716 | 3.3
D | 4002 | 2022-06-04 | 24 | OFF | 95.86 | 12.17 | 1.3 | 0.14 | 1.54 | 0 | 0.76 | -0.01 | 0.38 | -0.14 | 0 |  | 0.4 | 0.35 | 0.23 | 112.98 | 994.112 | 3.74
D | 4002 | 2022-06-05 | 1 | OFF | 80.18 | 12.17 | 0.47 | 0.08 | 0.8 | 0 | 0.58 | -0.11 | -0.12 | -0.14 | 0 |  | 0.4 | 0.35 | 0.23 | 94.89 | 921.616 | 1.93
D | 4002 | 2022-06-05 | 2 | OFF | 87.79 | 12.17 | 0.47 | 0.08 | 0.06 | 0 | 0.79 | -0.05 | 0.08 | -0.14 | 0 |  | 0.4 | 0.35 | 0.23 | 102.23 | 882.693 | 1.4
D | 4002 | 2022-06-05 | 3 | OFF | 96.41 | 12.17 | 0.47 | 0.08 | 0 | 0 | 0 | -0.1 | -0.15 | -0.14 | 0 |  | 0.4 | 0.35 | 0.23 | 109.72 | 855.589 | 0.55
D | 4002 | 2022-06-05 | 4 | OFF | 72.02 | 12.17 | 0.47 | 0.08 | 0.12 | 0 | 0 | -0.01 | -0.07 | -0.14 | 0 |  | 0.4 | 0.35 | 0.23 | 85.62 | 843.175 | 0.67
D | 4002 | 2022-06-05 | 5 | OFF | 97.42 | 12.17 | 0.47 | 0.08 | 0.05 | 0 | 0 | -0.11 | -0.02 | -0.14 | 0 |  | 0.4 | 0.35 | 0.23 | 110.9 | 843.61 | 0.6
D | 4002 | 2022-06-05 | 6 | OFF | 106.08 | 12.17 | 0.47 | 0.08 | 0 | 0 | 0 | 0.01 | 0.04 | -0.14 | 0 |  | 0.4 | 0.35 | 0.23 | 119.69 | 854.206 | 0.55
D | 4002 | 2022-06-05 | 7 | OFF | 71.26 | 12.17 | 0.47 | 0.08 | 0.13 | 0 | 0 | -0.11 | -0.08 | -0.14 | 0 |  | 0.4 | 0.35 | 0.23 | 84.76 | 894.121 | 0.68
D | 4002 | 2022-06-05 | 8 | OFF | 84.65 | 12.17 | 0.47 | 0.08 | 0.57 | 0 | 0 | -0.09 | -0.11 | -0.14 | 0 |  | 0.4 | 0.35 | 0.23 | 98.58 | 957.033 | 1.12
D | 4002 | 2022-06-05 | 9 | OFF | 68.42 | 12.17 | 0.47 | 0.08 | 0.37 | 0 | 0 | 0.06 | -0.22 | -0.14 | 0 |  | 0.4 | 0.35 | 0.23 | 82.19 | 1027.158 | 0.92
D | 4002 | 2022-06-05 | 10 | OFF | 69.34 | 12.17 | 0.47 | 0.08 | 0.15 | 0 | 0 | 0.05 | -0.26 | -0.14 | 0 |  | 0.4 | 0.35 | 0.23 | 82.84 | 1061.823 | 0.7
D | 4002 | 2022-06-05 | 11 | OFF | 65.09 | 12.17 | 0.47 | 0.08 | 0.12 | 0 | 0 | 0.07 | -0.25 | -0.14 | 0 |  | 0.4 | 0.35 | 0.23 | 78.59 | 1082.303 | 0.67
D | 4002 | 2022-06-05 | 12 | OFF | 65.35 | 12.17 | 0.47 | 0.08 | 0.11 | 0 | 0 | 0.01 | -0.28 | -0.14 | 0 |  | 0.4 | 0.35 | 0.23 | 78.75 | 1107.513 | 0.66
D | 4002 | 2022-06-05 | 13 | OFF | 65.44 | 12.17 | 0.47 | 0.08 | 0.02 | 0 | 0 | 0.05 | -0.23 | -0.14 | 0 |  | 0.4 | 0.35 | 0.23 | 78.84 | 1133.32 | 0.57
D | 4002 | 2022-06-05 | 14 | OFF | 62.8 | 12.17 | 0.47 | 0.08 | 0.09 | 0 | 0 | 0.01 | -0.25 | -0.14 | 0 |  | 0.4 | 0.35 | 0.23 | 76.21 | 1141.984 | 0.64
D | 4002 | 2022-06-05 | 15 | OFF | 63.91 | 12.17 | 0.47 | 0.08 | 0.1 | 0 | 0 | 0.01 | -0.22 | -0.14 | 0 |  | 0.4 | 0.35 | 0.23 | 77.36 | 1151.092 | 0.65
D | 4002 | 2022-06-05 | 16 | OFF | 64.47 | 12.17 | 0.47 | 0.08 | 0.09 | 0 | 0 | -0.04 | -0.24 | -0.14 | 0 |  | 0.4 | 0.35 | 0.23 | 77.84 | 1171.683 | 0.64
D | 4002 | 2022-06-05 | 17 | OFF | 82.55 | 12.17 | 0.47 | 0.08 | 0.1 | 0 | 0.02 | -0.13 | 0.29 | -0.14 | 0 |  | 0.4 | 0.35 | 0.23 | 96.39 | 1220.077 | 0.67
D | 4002 | 2022-06-05 | 18 | OFF | 124.87 | 12.17 | 0.47 | 0.08 | 0.05 | 0 | 0.06 | -0.02 | 0.05 | -0.14 | 0 |  | 0.4 | 0.35 | 0.23 | 138.57 | 1281.792 | 0.66
D | 4002 | 2022-06-05 | 19 | OFF | 129.85 | 12.17 | 0.47 | 0.08 | 0 | 0 | 0.01 | 0.09 | -0.3 | -0.14 | 0 |  | 0.4 | 0.35 | 0.23 | 143.21 | 1306.579 | 0.56
D | 4002 | 2022-06-05 | 20 | OFF | 127.88 | 12.17 | 0.47 | 0.08 | 0 | 0 | 0.01 | -0.14 | -0.26 | -0.14 | 0 |  | 0.4 | 0.35 | 0.23 | 141.05 | 1290.733 | 0.56
D | 4002 | 2022-06-05 | 21 | OFF | 118.55 | 12.17 | 0.47 | 0.08 | 0.16 | 0 | 0.2 | -0.12 | -0.28 | -0.14 | 0 |  | 0.4 | 0.35 | 0.23 | 132.07 | 1258.073 | 0.91
D | 4002 | 2022-06-05 | 22 | OFF | 93.83 | 12.17 | 0.47 | 0.08 | 0.04 | 0 | 0.25 | -0.1 | 0.11 | -0.14 | 0 |  | 0.4 | 0.35 | 0.23 | 107.69 | 1193.549 | 0.84
D | 4002 | 2022-06-05 | 23 | OFF | 70.09 | 12.17 | 0.47 | 0.08 | 0.28 | 0 | 0.08 | -0.15 | -0.13 | -0.14 | 0 |  | 0.4 | 0.35 | 0.23 | 83.73 | 1077.967 | 0.91
D | 4002 | 2022-06-05 | 24 | OFF | 72.28 | 12.17 | 0.47 | 0.08 | 0.43 | 0 | 0 | 0.07 | -0.13 | -0.14 | 0 |  | 0.4 | 0.35 | 0.23 | 86.21 | 976.221 | 0.98
D | 4002 | 2022-06-06 | 1 | OFF | 86.41 | 12.17 | 1.05 | 0.09 | 0.06 | 0 | 0 | -0.42 | -0.37 | -0.14 | 0 |  | 0.4 | 0.35 | 0.23 | 99.83 | 915.562 | 1.2
D | 4002 | 2022-06-06 | 2 | OFF | 72.15 | 12.17 | 1.05 | 0.09 | 0.11 | 0 | 0 | 0.02 | -0.14 | -0.14 | 0 |  | 0.4 | 0.35 | 0.23 | 86.29 | 881.319 | 1.25
D | 4002 | 2022-06-06 | 3 | OFF | 75.98 | 12.17 | 1.05 | 0.09 | 0.04 | 0 | 0 | 0 | -0.18 | -0.14 | 0 |  | 0.4 | 0.35 | 0.23 | 89.99 | 861.631 | 1.18
D | 4002 | 2022-06-06 | 4 | OFF | 66.03 | 12.17 | 1.05 | 0.09 | 0 | 0 | 0 | 0.01 | -0.23 | -0.14 | 0 |  | 0.4 | 0.35 | 0.23 | 79.96 | 863.554 | 1.14
D | 4002 | 2022-06-06 | 5 | OFF | 63.22 | 12.17 | 1.05 | 0.09 | 0.09 | 0 | 0 | -0.06 | -0.19 | -0.14 | 0 |  | 0.4 | 0.35 | 0.23 | 77.21 | 893.597 | 1.23
D | 4002 | 2022-06-06 | 6 | OFF | 64.74 | 12.17 | 1.05 | 0.09 | 0.28 | 0 | 0 | 0.04 | -0.15 | -0.14 | 0 |  | 0.4 | 0.35 | 0.23 | 79.06 | 969.78 | 1.42
D | 4002 | 2022-06-06 | 7 | OFF | 62.29 | 12.17 | 1.05 | 0.09 | 0.27 | 0 | 0 | 0.02 | -0.45 | -0.14 | 0 |  | 0.4 | 0.35 | 0.23 | 76.28 | 1100.278 | 1.41
D | 4002 | 2022-06-06 | 8 | ON | 63.61 | 12.17 | 1.05 | 0.09 | 0.19 | 2.83 | 0 | 0 | -0.49 | -0.14 | 0 |  | 0.4 | 0.35 | 0.23 | 80.29 | 1195.157 | 4.16
D | 4002 | 2022-06-06 | 9 | ON | 64.23 | 12.17 | 1.05 | 0.09 | 0.17 | 2.76 | 0 | 0.01 | -0.5 | -0.14 | 0 |  | 0.4 | 0.35 | 0.23 | 80.82 | 1240.17 | 4.07
D | 4002 | 2022-06-06 | 10 | ON | 61.6 | 12.17 | 1.05 | 0.09 | 0.07 | 2.73 | 0 | -0.01 | -0.4 | -0.14 | 0 |  | 0.4 | 0.35 | 0.23 | 78.14 | 1264.93 | 3.94
D | 4002 | 2022-06-06 | 11 | ON | 61.19 | 12.17 | 1.05 | 0.09 | 0.06 | 2.7 | 0 | 0.01 | -0.37 | -0.14 | 0 |  | 0.4 | 0.35 | 0.23 | 77.74 | 1290.571 | 3.9
D | 4002 | 2022-06-06 | 12 | ON | 62.69 | 12.17 | 1.05 | 0.09 | 0.01 | 2.65 | 0 | 0.04 | -0.37 | -0.14 | 0 |  | 0.4 | 0.35 | 0.23 | 79.17 | 1317.454 | 3.8
D | 4002 | 2022-06-06 | 13 | ON | 64.11 | 12.17 | 1.05 | 0.09 | 0.03 | 2.6 | 0 | 0.05 | -0.31 | -0.14 | -0.04 |  | 0.4 | 0.35 | 0.23 | 80.59 | 1341.058 | 3.73
D | 4002 | 2022-06-06 | 14 | ON | 66.37 | 12.17 | 1.05 | 0.09 | 0.08 | 2.5 | 0 | 0.03 | -0.32 | -0.14 | -0.26 |  | 0.4 | 0.35 | 0.23 | 82.55 | 1376.114 | 3.46
D | 4002 | 2022-06-06 | 15 | ON | 76.73 | 12.17 | 1.05 | 0.09 | 0.11 | 2.43 | 0.02 | 0.01 | -0.17 | -0.14 | -0.81 |  | 0.4 | 0.35 | 0.23 | 92.47 | 1389.742 | 2.89
D | 4002 | 2022-06-06 | 16 | ON | 72.95 | 12.17 | 1.05 | 0.09 | 0.12 | 2.34 | 0 | -0.01 | -0.32 | -0.14 | -0.14 |  | 0.4 | 0.35 | 0.23 | 89.09 | 1422.56 | 3.46
D | 4002 | 2022-06-06 | 17 | ON | 90.27 | 12.17 | 1.05 | 0.09 | 0.01 | 2.26 | 0.24 | -0.17 | -0.12 | -0.14 | 0 |  | 0.4 | 0.35 | 0.23 | 106.64 | 1459.11 | 3.65
D | 4002 | 2022-06-06 | 18 | ON | 108.8 | 12.17 | 1.05 | 0.09 | 0 | 2.18 | 0.03 | -0.15 | -0.32 | -0.14 | 0 |  | 0.4 | 0.35 | 0.23 | 124.69 | 1493.367 | 3.35
D | 4002 | 2022-06-06 | 19 | ON | 97.23 | 12.17 | 1.05 | 0.09 | 0 | 2.19 | 0.02 | -0.17 | -0.38 | -0.14 | 0 |  | 0.4 | 0.35 | 0.23 | 113.04 | 1485.663 | 3.35
D | 4002 | 2022-06-06 | 20 | ON | 99.2 | 12.17 | 1.05 | 0.09 | 0.14 | 2.23 | 0.08 | -0.12 | -0.33 | -0.14 | 0 |  | 0.4 | 0.35 | 0.23 | 115.35 | 1448.146 | 3.59
D | 4002 | 2022-06-06 | 21 | ON | 98.8 | 12.17 | 1.05 | 0.09 | 0.15 | 2.27 | 0.03 | -0.01 | -0.33 | -0.14 | 0 |  | 0.4 | 0.35 | 0.23 | 115.06 | 1413.668 | 3.59
D | 4002 | 2022-06-06 | 22 | ON | 100.08 | 12.17 | 1.05 | 0.09 | 0.21 | 2.39 | 0.02 | -0.08 | -0.22 | -0.14 | 0 |  | 0.4 | 0.35 | 0.23 | 116.55 | 1326.655 | 3.76
D | 4002 | 2022-06-06 | 23 | ON | 96.69 | 12.17 | 1.05 | 0.09 | 0.64 | 2.63 | 0.02 | -0.02 | -0.24 | -0.14 | 0 |  | 0.4 | 0.35 | 0.23 | 113.87 | 1193.651 | 4.43
D | 4002 | 2022-06-06 | 24 | OFF | 83.67 | 12.17 | 1.05 | 0.09 | 0.7 | 0 | 0 | -0.09 | -0.11 | -0.14 | 0 |  | 0.4 | 0.35 | 0.23 | 98.32 | 1078.226 | 1.84
D | 4002 | 2022-06-07 | 1 | OFF | 80.31 | 12.17 | 0.41 | 0.06 | 0.07 | 0 | 0 | -0.21 | -0.27 | -0.14 | 0 |  | 0.4 | 0.35 | 0.23 | 93.38 | 1004.052 | 0.54
D | 4002 | 2022-06-07 | 2 | OFF | 67.14 | 12.17 | 0.41 | 0.06 | 0.05 | 0 | 0 | -0.08 | -0.16 | -0.14 | 0 |  | 0.4 | 0.35 | 0.23 | 80.43 | 958.211 | 0.52
D | 4002 | 2022-06-07 | 3 | OFF | 64.23 | 12.17 | 0.41 | 0.06 | 0.06 | 0 | 0 | -0.06 | -0.16 | -0.14 | 0 |  | 0.4 | 0.35 | 0.23 | 77.55 | 932.551 | 0.53
D | 4002 | 2022-06-07 | 4 | OFF | 61.25 | 12.17 | 0.41 | 0.06 | 0.03 | 0 | 0 | -0.04 | -0.16 | -0.14 | 0 |  | 0.4 | 0.35 | 0.23 | 74.56 | 923.59 | 0.5
D | 4002 | 2022-06-07 | 5 | OFF | 63.29 | 12.17 | 0.41 | 0.06 | 0.05 | 0 | 0 | -0.06 | -0.16 | -0.14 | 0 |  | 0.4 | 0.35 | 0.23 | 76.6 | 947.693 | 0.52
D | 4002 | 2022-06-07 | 6 | OFF | 62.76 | 12.17 | 0.41 | 0.06 | 0.18 | 0 | 0 | 0.04 | -0.22 | -0.14 | 0 |  | 0.4 | 0.35 | 0.23 | 76.24 | 1013.748 | 0.65
D | 4002 | 2022-06-07 | 7 | OFF | 96.21 | 12.17 | 0.41 | 0.06 | 0.51 | 0 | 0 | -0.05 | 0.16 | -0.14 | 0 |  | 0.4 | 0.35 | 0.23 | 110.31 | 1143.709 | 0.98
D | 4002 | 2022-06-07 | 8 | ON | 106.59 | 12.17 | 0.41 | 0.06 | 1.1 | 2.7 | 0 | 0.08 | -0.44 | -0.14 | 0 |  | 0.4 | 0.35 | 0.23 | 123.51 | 1245.351 | 4.27
D | 4002 | 2022-06-07 | 9 | ON | 80.6 | 12.17 | 0.41 | 0.06 | 0.56 | 2.54 | 0.02 | 0.03 | -0.29 | -0.14 | 0 |  | 0.4 | 0.35 | 0.23 | 96.94 | 1299.941 | 3.59
D | 4002 | 2022-06-07 | 10 | ON | 71.9 | 12.17 | 0.41 | 0.06 | 0.09 | 2.57 | 0.02 | 0.02 | -0.36 | -0.14 | 0 |  | 0.4 | 0.35 | 0.23 | 87.72 | 1334.417 | 3.15
D | 4002 | 2022-06-07 | 11 | ON | 67.74 | 12.17 | 0.41 | 0.06 | 0.05 | 2.57 | 0 | -0.01 | -0.37 | -0.14 | 0 |  | 0.4 | 0.35 | 0.23 | 83.46 | 1373.87 | 3.09
D | 4002 | 2022-06-07 | 12 | ON | 68.39 | 12.17 | 0.41 | 0.06 | 0.05 | 2.5 | 0 | 0.01 | -0.36 | -0.14 | 0 |  | 0.4 | 0.35 | 0.23 | 84.07 | 1401.238 | 3.02
D | 4002 | 2022-06-07 | 13 | ON | 70.28 | 12.17 | 0.41 | 0.06 | 0.06 | 2.44 | 0.02 | 0 | -0.33 | -0.14 | 0 |  | 0.4 | 0.35 | 0.23 | 85.95 | 1433.922 | 2.99
D | 4002 | 2022-06-07 | 14 | ON | 102.69 | 12.17 | 0.41 | 0.06 | 0.24 | 2.36 | 0.16 | 0.1 | -0.1 | -0.14 | 0 |  | 0.4 | 0.35 | 0.23 | 118.93 | 1476.289 | 3.23
D | 4002 | 2022-06-07 | 15 | ON | 98.51 | 12.17 | 0.41 | 0.06 | 0.05 | 2.3 | 0.27 | 0.17 | -0.41 | -0.14 | 0 |  | 0.4 | 0.35 | 0.23 | 114.37 | 1498.651 | 3.09
D | 4002 | 2022-06-07 | 16 | ON | 86.83 | 12.17 | 0.41 | 0.06 | 0.11 | 2.27 | 0.02 | 0.5 | -0.35 | -0.14 | 0 |  | 0.4 | 0.35 | 0.23 | 102.86 | 1506.568 | 2.87
D | 4002 | 2022-06-07 | 17 | ON | 74.54 | 12.17 | 0.41 | 0.06 | 0.08 | 2.23 | 0 | 0.07 | -0.5 | -0.14 | 0 |  | 0.4 | 0.35 | 0.23 | 89.9 | 1511.18 | 2.78
D | 4002 | 2022-06-07 | 18 | ON | 88.18 | 12.17 | 0.41 | 0.06 | 0.01 | 2.17 | 0.01 | -0.05 | -0.32 | -0.14 | 0 |  | 0.4 | 0.35 | 0.23 | 103.48 | 1536.894 | 2.66
D | 4002 | 2022-06-07 | 19 | ON | 101.99 | 12.17 | 0.41 | 0.06 | 0.15 | 2.18 | 0.02 | -0.05 | -0.46 | -0.14 | 0 |  | 0.4 | 0.35 | 0.23 | 117.31 | 1521.312 | 2.82
D | 4002 | 2022-06-07 | 20 | ON | 98.04 | 12.17 | 0.41 | 0.06 | 0.01 | 2.23 | 0.02 | -0.09 | -0.41 | -0.14 | 0 |  | 0.4 | 0.35 | 0.23 | 113.28 | 1481.482 | 2.73
D | 4002 | 2022-06-07 | 21 | ON | 101.69 | 12.17 | 0.41 | 0.06 | 0.08 | 2.26 | 0.07 | -0.03 | -0.34 | -0.14 | 0 |  | 0.4 | 0.35 | 0.23 | 117.21 | 1459.573 | 2.88
D | 4002 | 2022-06-07 | 22 | ON | 91.84 | 12.17 | 0.41 | 0.06 | 0.19 | 2.36 | 0.05 | -0.02 | -0.18 | -0.14 | 0 |  | 0.4 | 0.35 | 0.23 | 107.72 | 1380.917 | 3.07
D | 4002 | 2022-06-07 | 23 | ON | 83.66 | 12.17 | 0.41 | 0.06 | 0.51 | 2.57 | 0.19 | -0.09 | -0.1 | -0.14 | 0 |  | 0.4 | 0.35 | 0.23 | 100.22 | 1248.078 | 3.74
D | 4002 | 2022-06-07 | 24 | OFF | 73.9 | 12.17 | 0.41 | 0.06 | 0.46 | 0 | 0 | -0.11 | -0.21 | -0.14 | 0 |  | 0.4 | 0.35 | 0.23 | 87.52 | 1133.454 | 0.93
D | 4002 | 2022-06-08 | 1 | OFF | 76.57 | 12.17 | 0.37 | 0.07 | 0.04 | 0 | 0.01 | -0.19 | -0.21 | -0.14 | 0 |  | 0.4 | 0.35 | 0.23 | 89.67 | 1057.313 | 0.49
D | 4002 | 2022-06-08 | 2 | OFF | 70.37 | 12.17 | 0.37 | 0.07 | 0.02 | 0 | 0 | 0.02 | -0.12 | -0.14 | 0 |  | 0.4 | 0.35 | 0.23 | 83.74 | 1012.562 | 0.46
D | 4002 | 2022-06-08 | 3 | OFF | 68.77 | 12.17 | 0.37 | 0.07 | 0.04 | 0 | 0 | -0.02 | -0.1 | -0.14 | 0 |  | 0.4 | 0.35 | 0.23 | 82.14 | 985.949 | 0.48
D | 4002 | 2022-06-08 | 4 | OFF | 63.42 | 12.17 | 0.37 | 0.07 | 0.05 | 0 | 0 | -0.07 | -0.11 | -0.14 | 0 |  | 0.4 | 0.35 | 0.23 | 76.74 | 980.868 | 0.49
D | 4002 | 2022-06-08 | 5 | OFF | 72.54 | 12.17 | 0.37 | 0.07 | 0.05 | 0 | 0 | -0.05 | -0.08 | -0.14 | 0 |  | 0.4 | 0.35 | 0.23 | 85.91 | 1006.85 | 0.49
D | 4002 | 2022-06-08 | 6 | OFF | 78.22 | 12.17 | 0.37 | 0.07 | 0.26 | 0 | 0 | 0.01 | 0.1 | -0.14 | 0 |  | 0.4 | 0.35 | 0.23 | 92.04 | 1083.957 | 0.7
D | 4002 | 2022-06-08 | 7 | OFF | 99.73 | 12.17 | 0.37 | 0.07 | 0.83 | 0 | 0.02 | 0.01 | 0.15 | -0.14 | 0 |  | 0.4 | 0.35 | 0.23 | 114.19 | 1212.168 | 1.29
D | 4002 | 2022-06-08 | 8 | ON | 109.67 | 12.17 | 0.37 | 0.07 | 0.78 | 2.5 | 0 | 0 | -0.23 | -0.14 | 0 |  | 0.4 | 0.35 | 0.23 | 126.17 | 1312.06 | 3.72
D | 4002 | 2022-06-08 | 9 | ON | 95.53 | 12.17 | 0.37 | 0.07 | 0.39 | 2.41 | 0 | 0.05 | -0.25 | -0.14 | 0 |  | 0.4 | 0.35 | 0.23 | 111.58 | 1369.148 | 3.24
D | 4002 | 2022-06-08 | 10 | ON | 85.47 | 12.17 | 0.37 | 0.07 | 0.26 | 2.37 | 0.06 | 0.04 | -0.26 | -0.14 | 0 |  | 0.4 | 0.35 | 0.23 | 101.39 | 1389.762 | 3.13
D | 4002 | 2022-06-08 | 11 | ON | 79.49 | 12.17 | 0.37 | 0.07 | 0.1 | 2.34 | 0.03 | 0 | -0.29 | -0.14 | 0 |  | 0.4 | 0.35 | 0.23 | 95.12 | 1413.958 | 2.91
D | 4002 | 2022-06-08 | 12 | ON | 68.15 | 12.17 | 0.37 | 0.07 | 0.03 | 2.34 | 0 | 0.07 | -0.33 | -0.14 | 0 |  | 0.4 | 0.35 | 0.23 | 83.71 | 1435.688 | 2.81
D | 4002 | 2022-06-08 | 13 | ON | 67.96 | 12.17 | 0.37 | 0.07 | 0.04 | 2.32 | 0 | 0.02 | -0.39 | -0.14 | 0 |  | 0.4 | 0.35 | 0.23 | 83.4 | 1452.251 | 2.8
D | 4002 | 2022-06-08 | 14 | ON | 67.39 | 12.17 | 0.37 | 0.07 | 0.05 | 2.28 | 0 | 0.01 | -0.37 | -0.14 | 0 |  | 0.4 | 0.35 | 0.23 | 82.81 | 1474.423 | 2.77
D | 4002 | 2022-06-08 | 15 | ON | 67.3 | 12.17 | 0.37 | 0.07 | 0.04 | 2.24 | 0 | 0.01 | -0.44 | -0.14 | 0 |  | 0.4 | 0.35 | 0.23 | 82.6 | 1482.763 | 2.72
D | 4002 | 2022-06-08 | 16 | ON | 72.21 | 12.17 | 0.37 | 0.07 | 0.05 | 2.17 | 0 | -0.01 | -0.39 | -0.14 | 0 |  | 0.4 | 0.35 | 0.23 | 87.48 | 1509.927 | 2.66
D | 4002 | 2022-06-08 | 17 | ON | 97.86 | 12.17 | 0.37 | 0.07 | 0.23 | 2.08 | 0.03 | 0.01 | -0.37 | -0.14 | 0 |  | 0.4 | 0.35 | 0.23 | 113.29 | 1544.595 | 2.78
D | 4002 | 2022-06-08 | 18 | ON | 107.3 | 12.17 | 0.37 | 0.07 | 0.03 | 2.01 | 0 | -0.01 | -0.54 | -0.14 | 0 |  | 0.4 | 0.35 | 0.23 | 122.24 | 1577.388 | 2.48
D | 4002 | 2022-06-08 | 19 | ON | 105.96 | 12.17 | 0.37 | 0.07 | 0.21 | 2.01 | 0.03 | -0.08 | -0.56 | -0.14 | 0 |  | 0.4 | 0.35 | 0.23 | 121.02 | 1571.242 | 2.69
D | 4002 | 2022-06-08 | 20 | ON | 100.42 | 12.17 | 0.37 | 0.07 | 0.16 | 2.06 | 0.06 | 0.03 | -0.44 | -0.14 | 0 |  | 0.4 | 0.35 | 0.23 | 115.74 | 1521.135 | 2.72
D | 4002 | 2022-06-08 | 21 | ON | 90.69 | 12.17 | 0.37 | 0.07 | 0.14 | 2.12 | 0 | -0.02 | -0.5 | -0.14 | 0 |  | 0.4 | 0.35 | 0.23 | 105.88 | 1475.443 | 2.7
D | 4002 | 2022-06-08 | 22 | ON | 95.44 | 12.17 | 0.37 | 0.07 | 0.32 | 2.23 | 0.01 | 0 | -0.29 | -0.14 | 0 |  | 0.4 | 0.35 | 0.23 | 111.16 | 1388.528 | 3
D | 4002 | 2022-06-08 | 23 | ON | 83.21 | 12.17 | 0.37 | 0.07 | 0.37 | 2.45 | 0.01 | -0.06 | -0.16 | -0.14 | 0 |  | 0.4 | 0.35 | 0.23 | 99.27 | 1257.503 | 3.27
D | 4002 | 2022-06-08 | 24 | OFF | 79.64 | 12.17 | 0.37 | 0.07 | 0.42 | 0 | 0.01 | -0.06 | -0.2 | -0.14 | 0 |  | 0.4 | 0.35 | 0.23 | 93.26 | 1139.659 | 0.87
D | 4002 | 2022-06-09 | 1 | OFF | 74.51 | 12.17 | 0.43 | 0.1 | 0.02 | 0 | 0.2 | 0.1 | -0.18 | -0.14 | 0 |  | 0.4 | 0.35 | 0.23 | 88.19 | 1050.68 | 0.75
D | 4002 | 2022-06-09 | 2 | OFF | 67.09 | 12.17 | 0.43 | 0.1 | 0.11 | 0 | 0 | -0.02 | -0.22 | -0.14 | 0 |  | 0.4 | 0.35 | 0.23 | 80.5 | 996.309 | 0.64
D | 4002 | 2022-06-09 | 3 | OFF | 66.93 | 12.17 | 0.43 | 0.1 | 0.15 | 0 | 0 | -0.06 | -0.24 | -0.14 | 0 |  | 0.4 | 0.35 | 0.23 | 80.32 | 963.552 | 0.68
D | 4002 | 2022-06-09 | 4 | OFF | 67.04 | 12.17 | 0.43 | 0.1 | 0.06 | 0 | 0 | -0.04 | -0.22 | -0.14 | 0 |  | 0.4 | 0.35 | 0.23 | 80.38 | 957.416 | 0.59
D | 4002 | 2022-06-09 | 5 | OFF | 69.39 | 12.17 | 0.43 | 0.1 | 0.05 | 0 | 0 | -0.03 | -0.21 | -0.14 | 0 |  | 0.4 | 0.35 | 0.23 | 82.74 | 979.225 | 0.58
D | 4002 | 2022-06-09 | 6 | OFF | 70.63 | 12.17 | 0.43 | 0.1 | 0.16 | 0 | 0 | 0.01 | -0.1 | -0.14 | 0 |  | 0.4 | 0.35 | 0.23 | 84.24 | 1047.146 | 0.69
D | 4002 | 2022-06-09 | 7 | OFF | 80.07 | 12.17 | 0.43 | 0.1 | 0.31 | 0 | 0.14 | -0.01 | 0.01 | -0.14 | 0 |  | 0.4 | 0.35 | 0.23 | 94.06 | 1171.14 | 0.98
D | 4002 | 2022-06-09 | 8 | ON | 79.68 | 12.17 | 0.43 | 0.1 | 0.36 | 2.48 | 0 | -0.04 | -0.29 | -0.14 | 0 |  | 0.4 | 0.35 | 0.23 | 95.73 | 1274.194 | 3.37
D | 4002 | 2022-06-09 | 9 | ON | 100.88 | 12.17 | 0.43 | 0.1 | 0.17 | 2.36 | 0.02 | -0.08 | -0.48 | -0.14 | 0 |  | 0.4 | 0.35 | 0.23 | 116.41 | 1338.883 | 3.08
D | 4002 | 2022-06-09 | 10 | ON | 108.15 | 12.17 | 0.43 | 0.1 | 0.09 | 2.3 | 0.02 | 0.08 | -0.63 | -0.14 | 0 |  | 0.4 | 0.35 | 0.23 | 123.55 | 1379.403 | 2.94
D | 4002 | 2022-06-09 | 11 | ON | 94.65 | 12.17 | 0.43 | 0.1 | 0.17 | 2.27 | 0 | 0.02 | -0.56 | -0.14 | 0 |  | 0.4 | 0.35 | 0.23 | 110.09 | 1409.782 | 2.97
D | 4002 | 2022-06-09 | 12 | ON | 99.83 | 12.17 | 0.43 | 0.1 | 0.15 | 2.23 | 0.04 | 0.04 | -0.56 | -0.14 | 0 |  | 0.4 | 0.35 | 0.23 | 115.27 | 1412.672 | 2.95
D | 4002 | 2022-06-09 | 13 | ON | 91.88 | 12.17 | 0.43 | 0.1 | 0.28 | 2.19 | 0.01 | 0.09 | -0.5 | -0.14 | 0 |  | 0.4 | 0.35 | 0.23 | 107.49 | 1413.512 | 3.01
D | 4002 | 2022-06-09 | 14 | ON | 90.7 | 12.17 | 0.43 | 0.1 | 0.18 | 2.15 | 0 | -0.03 | -0.22 | -0.14 | 0 |  | 0.4 | 0.35 | 0.23 | 106.32 | 1428.659 | 2.86
D | 4002 | 2022-06-09 | 15 | ON | 84.38 | 12.17 | 0.43 | 0.1 | 0.17 | 2.13 | 0 | -0.05 | -0.61 | -0.14 | 0 |  | 0.4 | 0.35 | 0.23 | 99.56 | 1454.38 | 2.83
D | 4002 | 2022-06-09 | 16 | ON | 95.72 | 12.17 | 0.43 | 0.1 | 0.28 | 2.09 | 0 | 0.08 | -0.5 | -0.14 | 0 |  | 0.4 | 0.35 | 0.23 | 111.21 | 1469.751 | 2.9
D | 4002 | 2022-06-09 | 17 | ON | 88.44 | 12.17 | 0.43 | 0.1 | 0.1 | 2.05 | 0 | -0.04 | -0.51 | -0.14 | 0 |  | 0.4 | 0.35 | 0.23 | 103.58 | 1463.654 | 2.68
D | 4002 | 2022-06-09 | 18 | ON | 94.48 | 12.17 | 0.43 | 0.1 | 0.14 | 2.02 | 0 | -0.08 | -0.57 | -0.14 | 0 |  | 0.4 | 0.35 | 0.23 | 109.53 | 1483.498 | 2.69
D | 4002 | 2022-06-09 | 19 | ON | 92.08 | 12.17 | 0.43 | 0.1 | 0.19 | 2.04 | 0 | -0.04 | -0.63 | -0.14 | 0 |  | 0.4 | 0.35 | 0.23 | 107.18 | 1470.349 | 2.76
D | 4002 | 2022-06-09 | 20 | ON | 100.65 | 12.17 | 0.43 | 0.1 | 0.19 | 2.1 | 0.01 | 0.15 | -0.24 | -0.14 | 0 |  | 0.4 | 0.35 | 0.23 | 116.4 | 1431.117 | 2.83
D | 4002 | 2022-06-09 | 21 | ON | 83.65 | 12.17 | 0.43 | 0.1 | 0.19 | 2.18 | 0.02 | 0.07 | -0.59 | -0.14 | 0 |  | 0.4 | 0.35 | 0.23 | 99.06 | 1390.908 | 2.92
D | 4002 | 2022-06-09 | 22 | ON | 75.22 | 12.17 | 0.43 | 0.1 | 0.15 | 2.28 | 0 | 0.02 | -0.44 | -0.14 | 0 |  | 0.4 | 0.35 | 0.23 | 90.77 | 1325.56 | 2.96
D | 4002 | 2022-06-09 | 23 | ON | 69.16 | 12.17 | 0.43 | 0.1 | 0.12 | 2.49 | 0 | -0.13 | -0.54 | -0.14 | 0 |  | 0.4 | 0.35 | 0.23 | 84.64 | 1209.264 | 3.14
D | 4002 | 2022-06-09 | 24 | OFF | 64.31 | 12.17 | 0.43 | 0.1 | 0.13 | 0 | 0 | -0.04 | -0.27 | -0.14 | 0 |  | 0.4 | 0.35 | 0.23 | 77.67 | 1097.208 | 0.66
D | 4002 | 2022-06-10 | 1 | OFF | 60.93 | 12.17 | 0.28 | 0.02 | 0.05 | 0 | 0 | -0.12 | -0.24 | -0.14 | 0 |  | 0.4 | 0.35 | 0.23 | 73.93 | 1017.007 | 0.35
D | 4002 | 2022-06-10 | 2 | OFF | 61.32 | 12.17 | 0.28 | 0.02 | 0.13 | 0 | 0 | -0.04 | -0.18 | -0.14 | 0 |  | 0.4 | 0.35 | 0.23 | 74.54 | 970.548 | 0.43
D | 4002 | 2022-06-10 | 3 | OFF | 59.6 | 12.17 | 0.28 | 0.02 | 0.04 | 0 | 0 | -0.06 | -0.16 | -0.14 | 0 |  | 0.4 | 0.35 | 0.23 | 72.73 | 940.928 | 0.34
D | 4002 | 2022-06-10 | 4 | OFF | 57.95 | 12.17 | 0.28 | 0.02 | 0.02 | 0 | 0 | -0.04 | -0.15 | -0.14 | 0 |  | 0.4 | 0.35 | 0.23 | 71.09 | 932.776 | 0.32
D | 4002 | 2022-06-10 | 5 | OFF | 59.43 | 12.17 | 0.28 | 0.02 | 0.03 | 0 | 0 | -0.03 | -0.15 | -0.14 | 0 |  | 0.4 | 0.35 | 0.23 | 72.59 | 952.373 | 0.33
D | 4002 | 2022-06-10 | 6 | OFF | 59.59 | 12.17 | 0.28 | 0.02 | 0.19 | 0 | 0 | -0.02 | -0.13 | -0.14 | 0 |  | 0.4 | 0.35 | 0.23 | 72.94 | 1014.329 | 0.49
D | 4002 | 2022-06-10 | 7 | OFF | 63.09 | 12.17 | 0.28 | 0.02 | 0.29 | 0 | 0 | -0.01 | -0.22 | -0.14 | 0 |  | 0.4 | 0.35 | 0.23 | 76.46 | 1135.459 | 0.59
D | 4002 | 2022-06-10 | 8 | ON | 62.17 | 12.17 | 0.28 | 0.02 | 0.16 | 2.71 | 0 | -0.07 | -0.31 | -0.14 | 0 |  | 0.4 | 0.35 | 0.23 | 77.97 | 1238.433 | 3.17
D | 4002 | 2022-06-10 | 9 | ON | 61.46 | 12.17 | 0.28 | 0.02 | 0.11 | 2.64 | 0 | -0.02 | -0.26 | -0.14 | 0 |  | 0.4 | 0.35 | 0.23 | 77.24 | 1287.637 | 3.05
D | 4002 | 2022-06-10 | 10 | ON | 60.5 | 12.17 | 0.28 | 0.02 | 0.04 | 2.61 | 0 | -0.01 | -0.26 | -0.14 | 0 |  | 0.4 | 0.35 | 0.23 | 76.19 | 1310.665 | 2.95
D | 4002 | 2022-06-10 | 11 | ON | 60.4 | 12.17 | 0.28 | 0.02 | 0.05 | 2.57 | 0 | 0 | -0.2 | -0.14 | 0 |  | 0.4 | 0.35 | 0.23 | 76.13 | 1340.924 | 2.92
D | 4002 | 2022-06-10 | 12 | ON | 59.83 | 12.17 | 0.28 | 0.02 | 0.05 | 2.52 | 0 | 0.03 | -0.2 | -0.14 | 0 |  | 0.4 | 0.35 | 0.23 | 75.54 | 1362.841 | 2.87
D | 4002 | 2022-06-10 | 13 | ON | 62.33 | 12.17 | 0.28 | 0.02 | 0.06 | 2.47 | 0 | 0.02 | -0.25 | -0.14 | 0 |  | 0.4 | 0.35 | 0.23 | 77.94 | 1377.407 | 2.83
D | 4002 | 2022-06-10 | 14 | ON | 60.7 | 12.17 | 0.28 | 0.02 | 0.04 | 2.43 | 0 | -0.03 | -0.22 | -0.14 | 0 |  | 0.4 | 0.35 | 0.23 | 76.23 | 1386.412 | 2.77
D | 4002 | 2022-06-10 | 15 | ON | 59.49 | 12.17 | 0.28 | 0.02 | 0.05 | 2.4 | 0 | 0.01 | -0.25 | -0.14 | 0 |  | 0.4 | 0.35 | 0.23 | 75.01 | 1384.415 | 2.75
D | 4002 | 2022-06-10 | 16 | ON | 58.67 | 12.17 | 0.28 | 0.02 | 0.05 | 2.36 | 0 | -0.01 | -0.28 | -0.14 | 0 |  | 0.4 | 0.35 | 0.23 | 74.1 | 1387.386 | 2.71
D | 4002 | 2022-06-10 | 17 | ON | 57.52 | 12.17 | 0.28 | 0.02 | 0.01 | 2.28 | 0 | 0.05 | -0.27 | -0.14 | 0 |  | 0.4 | 0.35 | 0.23 | 72.9 | 1399.673 | 2.59
D | 4002 | 2022-06-10 | 18 | ON | 60.47 | 12.17 | 0.28 | 0.02 | 0.04 | 2.22 | 0 | -0.03 | -0.35 | -0.14 | 0 |  | 0.4 | 0.35 | 0.23 | 75.66 | 1408.059 | 2.56
D | 4002 | 2022-06-10 | 19 | ON | 63.55 | 12.17 | 0.28 | 0.02 | 0.02 | 2.25 | 0 | 0.01 | -0.3 | -0.14 | 0 |  | 0.4 | 0.35 | 0.23 | 78.84 | 1390.146 | 2.57
D | 4002 | 2022-06-10 | 20 | ON | 65.27 | 12.17 | 0.28 | 0.02 | 0.07 | 2.31 | 0 | -0.09 | -0.34 | -0.14 | 0 |  | 0.4 | 0.35 | 0.23 | 80.53 | 1349.84 | 2.68
D | 4002 | 2022-06-10 | 21 | ON | 63.98 | 12.17 | 0.28 | 0.02 | 0.11 | 2.36 | 0.01 | 0.03 | -0.31 | -0.14 | 0 |  | 0.4 | 0.35 | 0.23 | 79.49 | 1325.717 | 2.78
D | 4002 | 2022-06-10 | 22 | ON | 60.32 | 12.17 | 0.28 | 0.02 | 0.04 | 2.44 | 0 | -0.04 | -0.31 | -0.14 | 0 |  | 0.4 | 0.35 | 0.23 | 75.76 | 1276.642 | 2.78
D | 4002 | 2022-06-10 | 23 | ON | 58.77 | 12.17 | 0.28 | 0.02 | 0.19 | 2.63 | 0 | -0.07 | -0.37 | -0.14 | 0 |  | 0.4 | 0.35 | 0.23 | 74.46 | 1178.021 | 3.12
D | 4002 | 2022-06-10 | 24 | OFF | 57.86 | 12.17 | 0.28 | 0.02 | 0.15 | 0 | 0 | -0.1 | -0.28 | -0.14 | 0 |  | 0.4 | 0.35 | 0.23 | 70.94 | 1072.967 | 0.45
D | 4002 | 2022-06-11 | 1 | OFF | 61.19 | 12.17 | 0.37 | 0.03 | 0.05 | 0 | 0.13 | -0.26 | -0.38 | -0.14 | 0 |  | 0.4 | 0.35 | 0.23 | 74.14 | 991.168 | 0.58
D | 4002 | 2022-06-11 | 2 | OFF | 59.85 | 12.17 | 0.37 | 0.03 | 0.04 | 0 | 0 | -0.03 | -0.3 | -0.14 | 0 |  | 0.4 | 0.35 | 0.23 | 72.97 | 936.7 | 0.44
D | 4002 | 2022-06-11 | 3 | OFF | 62.34 | 12.17 | 0.37 | 0.03 | 0.13 | 0 | 0 | -0.1 | -0.32 | -0.14 | 0 |  | 0.4 | 0.35 | 0.23 | 75.46 | 902.733 | 0.53
D | 4002 | 2022-06-11 | 4 | OFF | 61.14 | 12.17 | 0.37 | 0.03 | 0.05 | 0 | 0 | -0.04 | -0.39 | -0.14 | 0 |  | 0.4 | 0.35 | 0.23 | 74.17 | 889.137 | 0.45
D | 4002 | 2022-06-11 | 5 | OFF | 57.6 | 12.17 | 0.37 | 0.03 | 0.04 | 0 | 0 | -0.01 | -0.34 | -0.14 | 0 |  | 0.4 | 0.35 | 0.23 | 70.7 | 889.593 | 0.44
D | 4002 | 2022-06-11 | 6 | OFF | 62.81 | 12.17 | 0.37 | 0.03 | 0.17 | 0 | 0 | 0.03 | -0.19 | -0.14 | 0 |  | 0.4 | 0.35 | 0.23 | 76.23 | 904.917 | 0.57
D | 4002 | 2022-06-11 | 7 | OFF | 55.63 | 12.17 | 0.37 | 0.03 | 0.13 | 0 | 0 | 0.06 | -0.31 | -0.14 | 0 |  | 0.4 | 0.35 | 0.23 | 68.92 | 956.722 | 0.53
D | 4002 | 2022-06-11 | 8 | OFF | 55.19 | 12.17 | 0.37 | 0.03 | 0.15 | 0 | 0 | -0.02 | -0.28 | -0.14 | 0 |  | 0.4 | 0.35 | 0.23 | 68.45 | 1032.321 | 0.55
D | 4002 | 2022-06-11 | 9 | OFF | 55.45 | 12.17 | 0.37 | 0.03 | 0.33 | 0 | 0 | 0.02 | -0.29 | -0.14 | 0 |  | 0.4 | 0.35 | 0.23 | 68.92 | 1107.953 | 0.73
D | 4002 | 2022-06-11 | 10 | OFF | 56.14 | 12.17 | 0.37 | 0.03 | 0.08 | 0 | 0 | -0.01 | -0.3 | -0.14 | 0 |  | 0.4 | 0.35 | 0.23 | 69.32 | 1156.887 | 0.48
D | 4002 | 2022-06-11 | 11 | OFF | 57.8 | 12.17 | 0.37 | 0.03 | 0.07 | 0 | 0 | 0.01 | -0.26 | -0.14 | 0 |  | 0.4 | 0.35 | 0.23 | 71.03 | 1187.749 | 0.47
D | 4002 | 2022-06-11 | 12 | OFF | 57.62 | 12.17 | 0.37 | 0.03 | 0.07 | 0 | 0 | -0.02 | -0.26 | -0.14 | 0 |  | 0.4 | 0.35 | 0.23 | 70.82 | 1205.784 | 0.47
D | 4002 | 2022-06-11 | 13 | OFF | 57.73 | 12.17 | 0.37 | 0.03 | 0.04 | 0 | 0 | -0.01 | -0.22 | -0.14 | 0 |  | 0.4 | 0.35 | 0.23 | 70.95 | 1225.391 | 0.44
D | 4002 | 2022-06-11 | 14 | OFF | 59.62 | 12.17 | 0.37 | 0.03 | 0.02 | 0 | 0 | -0.05 | -0.14 | -0.14 | 0 |  | 0.4 | 0.35 | 0.23 | 72.86 | 1244.766 | 0.42
D | 4002 | 2022-06-11 | 15 | OFF | 59.97 | 12.17 | 0.37 | 0.03 | 0 | 0 | 0 | 0.07 | -0.21 | -0.14 | 0 |  | 0.4 | 0.35 | 0.23 | 73.24 | 1254.975 | 0.4
D | 4002 | 2022-06-11 | 16 | OFF | 60.18 | 12.17 | 0.37 | 0.03 | 0.05 | 0 | 0 | 0 | -0.25 | -0.14 | 0 |  | 0.4 | 0.35 | 0.23 | 73.39 | 1262.952 | 0.45
D | 4002 | 2022-06-11 | 17 | OFF | 58.56 | 12.17 | 0.37 | 0.03 | 0.05 | 0 | 0 | -0.01 | -0.19 | -0.14 | 0 |  | 0.4 | 0.35 | 0.23 | 71.82 | 1278.092 | 0.45
D | 4002 | 2022-06-11 | 18 | OFF | 62.92 | 12.17 | 0.37 | 0.03 | 0 | 0 | 0 | 0.01 | -0.17 | -0.14 | 0 |  | 0.4 | 0.35 | 0.23 | 76.17 | 1321.327 | 0.4
D | 4002 | 2022-06-11 | 19 | OFF | 86.17 | 12.17 | 0.37 | 0.03 | 0 | 0 | 0.02 | -0.09 | -0.14 | -0.14 | 0 |  | 0.4 | 0.35 | 0.23 | 99.37 | 1342.073 | 0.42
D | 4002 | 2022-06-11 | 20 | OFF | 85.27 | 12.17 | 0.37 | 0.03 | 0 | 0 | 0 | -0.03 | -0.19 | -0.14 | 0 |  | 0.4 | 0.35 | 0.23 | 98.46 | 1311.915 | 0.4
D | 4002 | 2022-06-11 | 21 | OFF | 81.34 | 12.17 | 0.37 | 0.03 | 0 | 0 | 0.01 | -0.1 | -0.24 | -0.14 | 0 |  | 0.4 | 0.35 | 0.23 | 94.42 | 1285.922 | 0.41
D | 4002 | 2022-06-11 | 22 | OFF | 78.88 | 12.17 | 0.37 | 0.03 | 0 | 0 | 0.06 | 0 | -0.13 | -0.14 | 0 |  | 0.4 | 0.35 | 0.23 | 92.22 | 1237.586 | 0.46
D | 4002 | 2022-06-11 | 23 | OFF | 67.57 | 12.17 | 0.37 | 0.03 | 0.17 | 0 | 0 | -0.06 | -0.25 | -0.14 | 0 |  | 0.4 | 0.35 | 0.23 | 80.84 | 1137.816 | 0.57
D | 4002 | 2022-06-11 | 24 | OFF | 62.33 | 12.17 | 0.37 | 0.03 | 0.19 | 0 | 0 | -0.04 | -0.19 | -0.14 | 0 |  | 0.4 | 0.35 | 0.23 | 75.7 | 1039.197 | 0.59
D | 4002 | 2022-06-12 | 1 | OFF | 61.73 | 12.17 | 0.87 | 0.11 | 0.14 | 0 | 0.01 | -0.04 | -0.22 | -0.14 | 0 |  | 0.4 | 0.35 | 0.23 | 75.61 | 968.428 | 1.13
D | 4002 | 2022-06-12 | 2 | OFF | 60.81 | 12.17 | 0.87 | 0.11 | 0.09 | 0 | 0 | -0.12 | -0.17 | -0.14 | 0 |  | 0.4 | 0.35 | 0.23 | 74.6 | 916.852 | 1.07
D | 4002 | 2022-06-12 | 3 | OFF | 82.49 | 12.17 | 0.87 | 0.11 | 0.03 | 0 | 0 | -0.16 | -0.05 | -0.14 | 0 |  | 0.4 | 0.35 | 0.23 | 96.3 | 886.25 | 1.01
D | 4002 | 2022-06-12 | 4 | OFF | 85.85 | 12.17 | 0.87 | 0.11 | 0 | 0 | 0 | -0.34 | -0.05 | -0.14 | 0 |  | 0.4 | 0.35 | 0.23 | 99.45 | 872.164 | 0.98
D | 4002 | 2022-06-12 | 5 | OFF | 89.18 | 12.17 | 0.87 | 0.11 | 0 | 0 | 0 | -0.01 | 0.02 | -0.14 | 0 |  | 0.4 | 0.35 | 0.23 | 103.18 | 869.483 | 0.98
D | 4002 | 2022-06-12 | 6 | OFF | 79.31 | 12.17 | 0.87 | 0.11 | 0 | 0 | 0 | 0 | -0.04 | -0.14 | 0 |  | 0.4 | 0.35 | 0.23 | 93.26 | 874.753 | 0.98
D | 4002 | 2022-06-12 | 7 | OFF | 91.29 | 12.17 | 0.87 | 0.11 | 0.47 | 0 | 0 | -0.12 | 0.04 | -0.14 | 0 |  | 0.4 | 0.35 | 0.23 | 105.67 | 915.838 | 1.45
D | 4002 | 2022-06-12 | 8 | OFF | 96.75 | 12.17 | 0.87 | 0.11 | 0.57 | 0 | 0.24 | -0.06 | -0.03 | -0.14 | 0 |  | 0.4 | 0.35 | 0.23 | 111.46 | 986.893 | 1.79
D | 4002 | 2022-06-12 | 9 | OFF | 77.87 | 12.17 | 0.87 | 0.11 | 0.35 | 0 | 0.02 | 0.07 | -0.24 | -0.14 | 0 |  | 0.4 | 0.35 | 0.23 | 92.06 | 1072.5 | 1.35
D | 4002 | 2022-06-12 | 10 | OFF | 61.66 | 12.17 | 0.87 | 0.11 | 0.17 | 0 | 0 | -0.03 | -0.2 | -0.14 | 0 |  | 0.4 | 0.35 | 0.23 | 75.59 | 1147.631 | 1.15
D | 4002 | 2022-06-12 | 11 | OFF | 78.19 | 12.17 | 0.87 | 0.11 | 0.19 | 0 | 0 | 0.06 | -0.05 | -0.14 | 0 |  | 0.4 | 0.35 | 0.23 | 92.38 | 1194.136 | 1.17
D | 4002 | 2022-06-12 | 12 | OFF | 90.85 | 12.17 | 0.87 | 0.11 | 0.07 | 0 | 0 | 0.17 | -0.34 | -0.14 | 0 |  | 0.4 | 0.35 | 0.23 | 104.74 | 1228.666 | 1.05
D | 4002 | 2022-06-12 | 13 | OFF | 66.66 | 12.17 | 0.87 | 0.11 | 0.05 | 0 | 0 | 0.01 | -0.18 | -0.14 | 0 |  | 0.4 | 0.35 | 0.23 | 80.53 | 1272.494 | 1.03
D | 4002 | 2022-06-12 | 14 | OFF | 65.78 | 12.17 | 0.87 | 0.11 | 0.07 | 0 | 0 | 0.08 | -0.22 | -0.14 | 0 |  | 0.4 | 0.35 | 0.23 | 79.7 | 1308.179 | 1.05
D | 4002 | 2022-06-12 | 15 | OFF | 62.97 | 12.17 | 0.87 | 0.11 | 0.06 | 0 | 0 | 0.15 | -0.21 | -0.14 | 0 |  | 0.4 | 0.35 | 0.23 | 76.96 | 1335.203 | 1.04
D | 4002 | 2022-06-12 | 16 | OFF | 63.86 | 12.17 | 0.87 | 0.11 | 0.05 | 0 | 0 | -0.15 | -0.16 | -0.14 | 0 |  | 0.4 | 0.35 | 0.23 | 77.59 | 1352.867 | 1.03
D | 4002 | 2022-06-12 | 17 | OFF | 69.41 | 12.17 | 0.87 | 0.11 | 0.08 | 0 | 0.04 | 0.07 | -0.12 | -0.14 | 0 |  | 0.4 | 0.35 | 0.23 | 83.47 | 1400.079 | 1.1
D | 4002 | 2022-06-12 | 18 | OFF | 75.62 | 12.17 | 0.87 | 0.11 | 0.02 | 0 | 0.05 | 0.03 | -0.2 | -0.14 | 0 |  | 0.4 | 0.35 | 0.23 | 89.51 | 1444.172 | 1.05
D | 4002 | 2022-06-12 | 19 | OFF | 100.9 | 12.17 | 0.87 | 0.11 | 0 | 0 | 0.01 | 0.01 | -0.23 | -0.14 | 0 |  | 0.4 | 0.35 | 0.23 | 114.68 | 1440.44 | 0.99
D | 4002 | 2022-06-12 | 20 | OFF | 91.67 | 12.17 | 0.87 | 0.11 | 0 | 0 | 0.01 | -0.08 | -0.24 | -0.14 | 0 |  | 0.4 | 0.35 | 0.23 | 105.35 | 1408.951 | 0.99
D | 4002 | 2022-06-12 | 21 | OFF | 105.95 | 12.17 | 0.87 | 0.11 | 0.14 | 0 | 0.13 | -0.03 | -0.17 | -0.14 | 0 |  | 0.4 | 0.35 | 0.23 | 120.01 | 1383.348 | 1.25
D | 4002 | 2022-06-12 | 22 | OFF | 90.04 | 12.17 | 0.87 | 0.11 | 0.02 | 0 | 0.45 | 0.05 | 0.03 | -0.14 | 0 |  | 0.4 | 0.35 | 0.23 | 104.58 | 1324.04 | 1.45
D | 4002 | 2022-06-12 | 23 | OFF | 68.46 | 12.17 | 0.87 | 0.11 | 0.1 | 0 | 0.04 | -0.1 | -0.19 | -0.14 | 0 |  | 0.4 | 0.35 | 0.23 | 82.3 | 1215.004 | 1.12
D | 4002 | 2022-06-12 | 24 | OFF | 80.62 | 12.17 | 0.87 | 0.11 | 0.58 | 0 | 0.02 | -0.25 | -0.23 | -0.14 | 0 |  | 0.4 | 0.35 | 0.23 | 94.73 | 1116.055 | 1.58
D | 4002 | 2022-06-13 | 1 | OFF | 77.19 | 12.17 | 2.44 | 0.29 | 0.15 | 0 | 0.18 | 0 | -0.06 | -0.14 | 0 |  | 0.4 | 0.35 | 0.23 | 93.2 | 1055.17 | 3.06
D | 4002 | 2022-06-13 | 2 | OFF | 74.55 | 12.17 | 2.44 | 0.29 | 0.16 | 0 | 0 | -0.01 | -0.08 | -0.14 | 0 |  | 0.4 | 0.35 | 0.23 | 90.36 | 1011.173 | 2.89
D | 4002 | 2022-06-13 | 3 | OFF | 87.84 | 12.17 | 2.44 | 0.29 | 0.2 | 0 | 0 | -0.1 | 0.04 | -0.14 | 0 |  | 0.4 | 0.35 | 0.23 | 103.72 | 987.625 | 2.93
D | 4002 | 2022-06-13 | 4 | OFF | 104.14 | 12.17 | 2.44 | 0.29 | 0.25 | 0 | 0 | -0.13 | -0.05 | -0.14 | 0 |  | 0.4 | 0.35 | 0.23 | 119.95 | 991.246 | 2.98
D | 4002 | 2022-06-13 | 5 | OFF | 90.58 | 12.17 | 2.44 | 0.29 | 0.03 | 0 | 0 | 0.1 | -0.19 | -0.14 | 0 |  | 0.4 | 0.35 | 0.23 | 106.26 | 1011.958 | 2.76
D | 4002 | 2022-06-13 | 6 | OFF | 120.2 | 12.17 | 2.44 | 0.29 | 0.56 | 0 | 0 | 0.03 | 0.24 | -0.14 | 0 |  | 0.4 | 0.35 | 0.23 | 136.77 | 1094.802 | 3.29
D | 4002 | 2022-06-13 | 7 | OFF | 129.07 | 12.17 | 2.44 | 0.29 | 1.85 | 0 | 0.04 | 0.19 | -0.32 | -0.14 | 0 |  | 0.4 | 0.35 | 0.23 | 146.57 | 1223.302 | 4.62
D | 4002 | 2022-06-13 | 8 | ON | 106.91 | 12.17 | 2.44 | 0.29 | 1.03 | 2.46 | 0.35 | 0.06 | -0.81 | -0.14 | 0 |  | 0.4 | 0.35 | 0.23 | 125.74 | 1330.017 | 6.57
D | 4002 | 2022-06-13 | 9 | ON | 77.93 | 12.17 | 2.44 | 0.29 | 0.22 | 2.26 | 0.03 | -0.02 | -0.74 | -0.14 | 0 |  | 0.4 | 0.35 | 0.23 | 95.42 | 1407.192 | 5.24
D | 4002 | 2022-06-13 | 10 | ON | 102.48 | 12.17 | 2.44 | 0.29 | 0.15 | 2.1 | 0.43 | 0 | -0.8 | -0.14 | 0 |  | 0.4 | 0.35 | 0.23 | 120.1 | 1465.417 | 5.41
D | 4002 | 2022-06-13 | 11 | ON | 113.58 | 12.17 | 2.44 | 0.29 | 0.38 | 2.01 | 0.07 | -0.08 | -0.8 | -0.14 | 0 |  | 0.4 | 0.35 | 0.23 | 130.9 | 1516.013 | 5.19
D | 4002 | 2022-06-13 | 12 | ON | 115.32 | 12.17 | 2.44 | 0.29 | 0.22 | 1.96 | 0.16 | -0.03 | -0.78 | -0.14 | 0 |  | 0.4 | 0.35 | 0.23 | 132.59 | 1548.826 | 5.07
D | 4002 | 2022-06-13 | 13 | ON | 117.55 | 12.17 | 2.44 | 0.29 | 0.28 | 1.91 | 0.23 | -0.11 | -0.59 | -0.14 | 0 |  | 0.4 | 0.35 | 0.23 | 135.01 | 1584.293 | 5.15
D | 4002 | 2022-06-13 | 14 | ON | 119.86 | 12.17 | 2.44 | 0.29 | 0.55 | 1.86 | 0.07 | -0.14 | -0.76 | -0.14 | -0.09 |  | 0.4 | 0.35 | 0.23 | 137.09 | 1613.936 | 5.12
D | 4002 | 2022-06-13 | 15 | ON | 137.17 | 12.17 | 2.44 | 0.29 | 0.09 | 1.83 | 0.04 | 0.04 | -0.69 | -0.14 | -0.17 |  | 0.4 | 0.35 | 0.23 | 154.05 | 1637.684 | 4.52
D | 4002 | 2022-06-13 | 16 | ON | 109.76 | 12.17 | 2.44 | 0.29 | 0.24 | 1.77 | 0.02 | -0.05 | -0.67 | -0.14 | -0.04 |  | 0.4 | 0.35 | 0.23 | 126.77 | 1671.801 | 4.72
D | 4002 | 2022-06-13 | 17 | ON | 164.97 | 12.17 | 2.44 | 0.29 | 0.02 | 1.7 | 0.54 | -0.4 | -0.35 | -0.14 | 0 |  | 0.4 | 0.35 | 0.23 | 182.22 | 1707.311 | 4.99
D | 4002 | 2022-06-13 | 18 | ON | 378.32 | 12.17 | 2.44 | 0.29 | 0 | 0.97 | 8.91 | -0.37 | -1.28 | -0.14 | 0 |  | 0.4 | 0.35 | 0.23 | 402.29 | 1748.874 | 12.61
D | 4002 | 2022-06-13 | 19 | ON | 286.86 | 12.17 | 2.44 | 0.29 | 0.67 | 1.56 | 3.08 | -0.4 | -0.28 | -0.14 | 0 |  | 0.4 | 0.35 | 0.23 | 307.23 | 1739.12 | 8.04
D | 4002 | 2022-06-13 | 20 | ON | 240.76 | 12.17 | 2.44 | 0.29 | 0.07 | 1.68 | 1.01 | 0.37 | -0.14 | -0.14 | 0 |  | 0.4 | 0.35 | 0.23 | 259.49 | 1673.599 | 5.49
D | 4002 | 2022-06-13 | 21 | ON | 186.22 | 12.17 | 2.44 | 0.29 | 0.27 | 1.77 | 0.7 | 0.06 | -0.12 | -0.14 | 0 |  | 0.4 | 0.35 | 0.23 | 204.64 | 1596.822 | 5.47
D | 4002 | 2022-06-13 | 22 | ON | 131.02 | 12.17 | 2.44 | 0.29 | 0.58 | 1.88 | 0.01 | 0.08 | 0.03 | -0.14 | 0 |  | 0.4 | 0.35 | 0.23 | 149.34 | 1492.388 | 5.2
D | 4002 | 2022-06-13 | 23 | ON | 78.18 | 12.17 | 2.44 | 0.29 | 0.38 | 2.09 | 0 | -0.03 | -0.59 | -0.14 | 0 |  | 0.4 | 0.35 | 0.23 | 95.77 | 1343.99 | 5.2
D | 4002 | 2022-06-13 | 24 | OFF | 78.22 | 12.17 | 2.44 | 0.29 | 0.38 | 0 | 0.03 | -0.07 | -0.17 | -0.14 | 0 |  | 0.4 | 0.35 | 0.23 | 94.13 | 1204.608 | 3.14
D | 4002 | 2022-06-14 | 1 | OFF | 71.28 | 12.17 | 0.27 | 0.03 | 0.02 | 0 | 0 | -0.18 | -0.39 | -0.14 | 0 |  | 0.4 | 0.35 | 0.23 | 84.04 | 1109.514 | 0.32
D | 4002 | 2022-06-14 | 2 | OFF | 74.28 | 12.17 | 0.27 | 0.03 | 0 | 0 | 0 | 0.08 | -0.39 | -0.14 | 0 |  | 0.4 | 0.35 | 0.23 | 87.28 | 1040.413 | 0.3
D | 4002 | 2022-06-14 | 3 | OFF | 75.33 | 12.17 | 0.27 | 0.03 | 0 | 0 | 0 | -0.02 | -0.29 | -0.14 | 0 |  | 0.4 | 0.35 | 0.23 | 88.33 | 999.523 | 0.3
D | 4002 | 2022-06-14 | 4 | OFF | 70.79 | 12.17 | 0.27 | 0.03 | 0.06 | 0 | 0 | 0.04 | -0.3 | -0.14 | 0 |  | 0.4 | 0.35 | 0.23 | 83.9 | 982.067 | 0.36
D | 4002 | 2022-06-14 | 5 | OFF | 65.91 | 12.17 | 0.27 | 0.03 | 0.05 | 0 | 0 | 0.08 | -0.33 | -0.14 | 0 |  | 0.4 | 0.35 | 0.23 | 79.02 | 998.906 | 0.35
D | 4002 | 2022-06-14 | 6 | OFF | 69.78 | 12.17 | 0.27 | 0.03 | 0.15 | 0 | 0 | 0.04 | -0.36 | -0.14 | 0 |  | 0.4 | 0.35 | 0.23 | 82.92 | 1060.465 | 0.45
D | 4002 | 2022-06-14 | 7 | OFF | 64.45 | 12.17 | 0.27 | 0.03 | 0.15 | 0 | 0 | 0.17 | -0.56 | -0.14 | 0 |  | 0.4 | 0.35 | 0.23 | 77.52 | 1190.296 | 0.45
D | 4002 | 2022-06-14 | 8 | ON | 67.66 | 12.17 | 0.27 | 0.03 | 0.13 | 2.48 | 0 | 0.09 | -0.8 | -0.14 | 0 |  | 0.4 | 0.35 | 0.23 | 82.87 | 1293.601 | 2.91
D | 4002 | 2022-06-14 | 9 | ON | 63.77 | 12.17 | 0.27 | 0.03 | 0.09 | 2.4 | 0 | 0.05 | -0.68 | -0.14 | 0 |  | 0.4 | 0.35 | 0.23 | 78.94 | 1347.169 | 2.79
D | 4002 | 2022-06-14 | 10 | ON | 61.69 | 12.17 | 0.27 | 0.03 | 0.06 | 2.38 | 0 | 0.14 | -0.6 | -0.14 | 0 |  | 0.4 | 0.35 | 0.23 | 76.98 | 1369.905 | 2.74
D | 4002 | 2022-06-14 | 11 | ON | 59.41 | 12.17 | 0.27 | 0.03 | 0.05 | 2.35 | 0 | -0.03 | -0.59 | -0.14 | 0 |  | 0.4 | 0.35 | 0.23 | 74.5 | 1407.432 | 2.7
D | 4002 | 2022-06-14 | 12 | ON | 58.65 | 12.17 | 0.27 | 0.03 | 0.04 | 2.3 | 0 | 0.06 | -0.62 | -0.14 | 0 |  | 0.4 | 0.35 | 0.23 | 73.74 | 1441.126 | 2.64
D | 4002 | 2022-06-14 | 13 | ON | 59.55 | 12.17 | 0.27 | 0.03 | 0.03 | 2.25 | 0 | 0.07 | -0.62 | -0.14 | 0 |  | 0.4 | 0.35 | 0.23 | 74.59 | 1474.035 | 2.58
D | 4002 | 2022-06-14 | 14 | ON | 62.06 | 12.17 | 0.27 | 0.03 | 0.04 | 2.17 | 0 | -0.02 | -0.39 | -0.14 | 0 |  | 0.4 | 0.35 | 0.23 | 77.17 | 1520.036 | 2.51
D | 4002 | 2022-06-14 | 15 | ON | 63.03 | 12.17 | 0.27 | 0.03 | 0.04 | 2.09 | 0 | -0.06 | -0.47 | -0.14 | 0 |  | 0.4 | 0.35 | 0.23 | 77.94 | 1546.869 | 2.43
D | 4002 | 2022-06-14 | 16 | ON | 66.05 | 12.17 | 0.27 | 0.03 | 0.12 | 2 | 0 | 0.18 | -0.35 | -0.14 | 0 |  | 0.4 | 0.35 | 0.23 | 81.31 | 1579.101 | 2.42
D | 4002 | 2022-06-14 | 17 | ON | 75.73 | 12.17 | 0.27 | 0.03 | 0.2 | 1.95 | 0.01 | 0.06 | -0.28 | -0.14 | 0 |  | 0.4 | 0.35 | 0.23 | 90.98 | 1605.141 | 2.46
D | 4002 | 2022-06-14 | 18 | ON | 95.52 | 12.17 | 0.27 | 0.03 | 0.02 | 1.89 | 0.1 | 0.12 | -0.37 | -0.14 | 0 |  | 0.4 | 0.35 | 0.23 | 110.59 | 1638.375 | 2.31
D | 4002 | 2022-06-14 | 19 | ON | 99.28 | 12.17 | 0.27 | 0.03 | 0.26 | 1.88 | 0 | 0.01 | -0.39 | -0.14 | 0 |  | 0.4 | 0.35 | 0.23 | 114.35 | 1635.199 | 2.44
D | 4002 | 2022-06-14 | 20 | ON | 102.11 | 12.17 | 0.27 | 0.03 | 0.03 | 1.92 | 0.01 | -0.14 | -0.4 | -0.14 | 0 |  | 0.4 | 0.35 | 0.23 | 116.84 | 1591.356 | 2.26
D | 4002 | 2022-06-14 | 21 | ON | 85.12 | 12.17 | 0.27 | 0.03 | 0.25 | 1.99 | 0 | -0.03 | -0.36 | -0.14 | 0 |  | 0.4 | 0.35 | 0.23 | 100.28 | 1532.945 | 2.54
D | 4002 | 2022-06-14 | 22 | ON | 73.58 | 12.17 | 0.27 | 0.03 | 0.14 | 2.09 | 0 | -0.08 | -0.35 | -0.14 | 0 |  | 0.4 | 0.35 | 0.23 | 88.69 | 1451.737 | 2.53
D | 4002 | 2022-06-14 | 23 | ON | 66.41 | 12.17 | 0.27 | 0.03 | 0.11 | 2.35 | 0 | -0.08 | -0.4 | -0.14 | 0 |  | 0.4 | 0.35 | 0.23 | 81.7 | 1306.464 | 2.76
D | 4002 | 2022-06-14 | 24 | OFF | 65.74 | 12.17 | 0.27 | 0.03 | 0.46 | 0 | 0.12 | 0.01 | -0.35 | -0.14 | 0 |  | 0.4 | 0.35 | 0.23 | 79.29 | 1178.82 | 0.88
D | 4002 | 2022-06-15 | 1 | OFF | 61.26 | 12.17 | 0.27 | 0.03 | 0.05 | 0 | 0 | 0 | -0.27 | -0.14 | 0 |  | 0.4 | 0.35 | 0.23 | 74.35 | 1088.808 | 0.35
D | 4002 | 2022-06-15 | 2 | OFF | 60.8 | 12.17 | 0.27 | 0.03 | 0.15 | 0 | 0 | 0.02 | -0.18 | -0.14 | 0 |  | 0.4 | 0.35 | 0.23 | 74.1 | 1029.575 | 0.45
D | 4002 | 2022-06-15 | 3 | OFF | 58.68 | 12.17 | 0.27 | 0.03 | 0.15 | 0 | 0 | 0.06 | -0.14 | -0.14 | 0 |  | 0.4 | 0.35 | 0.23 | 72.06 | 994.728 | 0.45
D | 4002 | 2022-06-15 | 4 | OFF | 56.81 | 12.17 | 0.27 | 0.03 | 0.09 | 0 | 0 | -0.03 | -0.13 | -0.14 | 0 |  | 0.4 | 0.35 | 0.23 | 70.05 | 980.911 | 0.39
D | 4002 | 2022-06-15 | 5 | OFF | 56.8 | 12.17 | 0.27 | 0.03 | 0.01 | 0 | 0 | 0.02 | -0.12 | -0.14 | 0 |  | 0.4 | 0.35 | 0.23 | 70.02 | 998.954 | 0.31
D | 4002 | 2022-06-15 | 6 | OFF | 56.62 | 12.17 | 0.27 | 0.03 | 0.11 | 0 | 0 | 0.07 | -0.29 | -0.14 | 0 |  | 0.4 | 0.35 | 0.23 | 69.82 | 1062.032 | 0.41
D | 4002 | 2022-06-15 | 7 | OFF | 56.41 | 12.17 | 0.27 | 0.03 | 0.16 | 0 | 0 | 0.08 | -0.32 | -0.14 | 0 |  | 0.4 | 0.35 | 0.23 | 69.64 | 1195.298 | 0.46
D | 4002 | 2022-06-15 | 8 | ON | 61.27 | 12.17 | 0.27 | 0.03 | 0.14 | 2.59 | 0 | 0.06 | -0.35 | -0.14 | 0 |  | 0.4 | 0.35 | 0.23 | 77.02 | 1302.7 | 3.03
D | 4002 | 2022-06-15 | 9 | ON | 58.61 | 12.17 | 0.27 | 0.03 | 0.15 | 2.42 | 0 | 0.09 | -0.28 | -0.14 | 0 |  | 0.4 | 0.35 | 0.23 | 74.3 | 1362.035 | 2.87
D | 4002 | 2022-06-15 | 10 | ON | 59.07 | 12.17 | 0.27 | 0.03 | 0.06 | 2.38 | 0 | 0.14 | -0.28 | -0.14 | 0 |  | 0.4 | 0.35 | 0.23 | 74.68 | 1385.283 | 2.74
D | 4002 | 2022-06-15 | 11 | ON | 58.55 | 12.17 | 0.27 | 0.03 | 0.11 | 2.35 | 0 | 0.21 | -0.25 | -0.14 | 0 |  | 0.4 | 0.35 | 0.23 | 74.28 | 1421.91 | 2.76
D | 4002 | 2022-06-15 | 12 | ON | 56.82 | 12.17 | 0.27 | 0.03 | 0.12 | 2.3 | 0 | 0.21 | -0.29 | -0.14 | 0 |  | 0.4 | 0.35 | 0.23 | 72.47 | 1454.479 | 2.72
D | 4002 | 2022-06-15 | 13 | ON | 56.35 | 12.17 | 0.27 | 0.03 | 0.05 | 2.26 | 0 | 0.13 | -0.24 | -0.14 | 0 |  | 0.4 | 0.35 | 0.23 | 71.86 | 1472.005 | 2.61
D | 4002 | 2022-06-15 | 14 | ON | 57.69 | 12.17 | 0.27 | 0.03 | 0.04 | 2.21 | 0 | 0.05 | -0.26 | -0.14 | 0 |  | 0.4 | 0.35 | 0.23 | 73.04 | 1500.493 | 2.55
D | 4002 | 2022-06-15 | 15 | ON | 60.62 | 12.17 | 0.27 | 0.03 | 0.1 | 2.15 | 0 | -0.01 | -0.24 | -0.14 | 0 |  | 0.4 | 0.35 | 0.23 | 75.93 | 1529.77 | 2.55
D | 4002 | 2022-06-15 | 16 | ON | 60.65 | 12.17 | 0.27 | 0.03 | 0.13 | 2.08 | 0 | 0.09 | -0.21 | -0.14 | 0 |  | 0.4 | 0.35 | 0.23 | 76.05 | 1564.375 | 2.51
D | 4002 | 2022-06-15 | 17 | ON | 78.45 | 12.17 | 0.27 | 0.03 | 0.1 | 2 | 0 | 0.04 | -0.17 | -0.14 | 0 |  | 0.4 | 0.35 | 0.23 | 93.73 | 1584.872 | 2.4
D | 4002 | 2022-06-15 | 18 | ON | 88.86 | 12.17 | 0.27 | 0.03 | 0.16 | 1.96 | 0.01 | 0.11 | -0.22 | -0.14 | 0 |  | 0.4 | 0.35 | 0.23 | 104.19 | 1602.581 | 2.43
D | 4002 | 2022-06-15 | 19 | ON | 86.66 | 12.17 | 0.27 | 0.03 | 0.01 | 1.98 | 0 | 0.29 | -0.26 | -0.14 | 0 |  | 0.4 | 0.35 | 0.23 | 101.99 | 1574.662 | 2.29
D | 4002 | 2022-06-15 | 20 | ON | 83.36 | 12.17 | 0.27 | 0.03 | 0.08 | 2.04 | 0.13 | 0.11 | -0.29 | -0.14 | 0 |  | 0.4 | 0.35 | 0.23 | 98.74 | 1527.397 | 2.55
D | 4002 | 2022-06-15 | 21 | ON | 77.39 | 12.17 | 0.27 | 0.03 | 0.17 | 2.09 | 0.06 | 0.12 | -0.33 | -0.14 | 0 |  | 0.4 | 0.35 | 0.23 | 92.81 | 1484.77 | 2.62
D | 4002 | 2022-06-15 | 22 | ON | 63.16 | 12.17 | 0.27 | 0.03 | 0.08 | 2.19 | 0 | 0.07 | -0.19 | -0.14 | 0 |  | 0.4 | 0.35 | 0.23 | 78.62 | 1406.91 | 2.57
D | 4002 | 2022-06-15 | 23 | ON | 56.76 | 12.17 | 0.27 | 0.03 | 0.09 | 2.39 | 0 | 0.06 | -0.22 | -0.14 | 0 |  | 0.4 | 0.35 | 0.23 | 72.39 | 1269.487 | 2.78
D | 4002 | 2022-06-15 | 24 | OFF | 55.52 | 12.17 | 0.27 | 0.03 | 0.24 | 0 | 0 | 0.07 | -0.31 | -0.14 | 0 |  | 0.4 | 0.35 | 0.23 | 68.83 | 1149.792 | 0.54
D | 4002 | 2022-06-16 | 1 | OFF | 57.19 | 12.17 | 0.34 | 0.03 | 0.09 | 0 | 0 | 0.03 | -0.25 | -0.14 | 0 |  | 0.4 | 0.35 | 0.23 | 70.44 | 1057.944 | 0.46
D | 4002 | 2022-06-16 | 2 | OFF | 60.08 | 12.17 | 0.34 | 0.03 | 0.18 | 0 | 0 | 0.2 | -0.11 | -0.14 | 0 |  | 0.4 | 0.35 | 0.23 | 73.73 | 1011.866 | 0.55
D | 4002 | 2022-06-16 | 3 | OFF | 55 | 12.17 | 0.34 | 0.03 | 0.15 | 0 | 0 | 0.15 | -0.09 | -0.14 | 0 |  | 0.4 | 0.35 | 0.23 | 68.59 | 979.867 | 0.52
D | 4002 | 2022-06-16 | 4 | OFF | 53.71 | 12.17 | 0.34 | 0.03 | 0.05 | 0 | 0 | 0.18 | -0.08 | -0.14 | 0 |  | 0.4 | 0.35 | 0.23 | 67.24 | 974.685 | 0.42
D | 4002 | 2022-06-16 | 5 | OFF | 51.75 | 12.17 | 0.34 | 0.03 | 0.1 | 0 | 0 | 0.2 | -0.08 | -0.14 | 0 |  | 0.4 | 0.35 | 0.23 | 65.35 | 991.227 | 0.47
D | 4002 | 2022-06-16 | 6 | OFF | 52.39 | 12.17 | 0.34 | 0.03 | 0.14 | 0 | 0 | 0.23 | -0.18 | -0.14 | 0 |  | 0.4 | 0.35 | 0.23 | 65.96 | 1049.806 | 0.51
D | 4002 | 2022-06-16 | 7 | OFF | 52.88 | 12.17 | 0.34 | 0.03 | 0.15 | 0 | 0 | 0.3 | -0.26 | -0.14 | 0 |  | 0.4 | 0.35 | 0.23 | 66.45 | 1178.934 | 0.52
D | 4002 | 2022-06-16 | 8 | ON | 59.22 | 12.17 | 0.34 | 0.03 | 0.21 | 2.61 | 0 | 0.2 | -0.27 | -0.14 | 0 |  | 0.4 | 0.35 | 0.23 | 75.35 | 1284.025 | 3.19
D | 4002 | 2022-06-16 | 9 | ON | 62.13 | 12.17 | 0.34 | 0.03 | 0.14 | 2.51 | 0 | -0.03 | -0.27 | -0.14 | 0 |  | 0.4 | 0.35 | 0.23 | 77.86 | 1347.078 | 3.02
D | 4002 | 2022-06-16 | 10 | ON | 65.22 | 12.17 | 0.34 | 0.03 | 0.11 | 2.47 | 0.23 | 0.06 | -0.23 | -0.14 | 0 |  | 0.4 | 0.35 | 0.23 | 81.24 | 1363.568 | 3.18
D | 4002 | 2022-06-16 | 11 | ON | 80.16 | 12.17 | 0.34 | 0.03 | 0.02 | 2.4 | 0.02 | 0.01 | -0.22 | -0.14 | 0 |  | 0.4 | 0.35 | 0.23 | 95.77 | 1400.683 | 2.81
D | 4002 | 2022-06-16 | 12 | ON | 61.1 | 12.17 | 0.34 | 0.03 | 0.07 | 2.39 | 0.04 | 0.04 | -0.18 | -0.14 | 0 |  | 0.4 | 0.35 | 0.23 | 76.84 | 1418.006 | 2.87
D | 4002 | 2022-06-16 | 13 | ON | 56.97 | 12.17 | 0.34 | 0.03 | 0.05 | 2.39 | 0 | -0.02 | -0.25 | -0.14 | 0 |  | 0.4 | 0.35 | 0.23 | 72.52 | 1429.719 | 2.81
D | 4002 | 2022-06-16 | 14 | ON | 57.89 | 12.17 | 0.34 | 0.03 | 0.05 | 2.38 | 0 | -0.02 | -0.28 | -0.14 | 0 |  | 0.4 | 0.35 | 0.23 | 73.4 | 1453.662 | 2.8
D | 4002 | 2022-06-16 | 15 | ON | 57.7 | 12.17 | 0.34 | 0.03 | 0.04 | 2.38 | 0 | 0.01 | -0.25 | -0.14 | 0 |  | 0.4 | 0.35 | 0.23 | 73.26 | 1450.466 | 2.79
D | 4002 | 2022-06-16 | 16 | ON | 55.53 | 12.17 | 0.34 | 0.03 | 0.04 | 2.36 | 0 | -0.01 | -0.3 | -0.14 | 0 |  | 0.4 | 0.35 | 0.23 | 71 | 1451.783 | 2.77
D | 4002 | 2022-06-16 | 17 | ON | 56.5 | 12.17 | 0.34 | 0.03 | 0.04 | 2.33 | 0 | -0.03 | -0.31 | -0.14 | 0 |  | 0.4 | 0.35 | 0.23 | 71.91 | 1460.415 | 2.74
D | 4002 | 2022-06-16 | 18 | ON | 57.07 | 12.17 | 0.34 | 0.03 | 0.02 | 2.29 | 0 | 0.01 | -0.41 | -0.14 | 0 |  | 0.4 | 0.35 | 0.23 | 72.36 | 1476.783 | 2.68
D | 4002 | 2022-06-16 | 19 | ON | 56.99 | 12.17 | 0.34 | 0.03 | 0.08 | 2.29 | 0 | -0.05 | -0.42 | -0.14 | 0 |  | 0.4 | 0.35 | 0.23 | 72.27 | 1473.955 | 2.74
D | 4002 | 2022-06-16 | 20 | ON | 57.31 | 12.17 | 0.34 | 0.03 | 0.05 | 2.32 | 0 | -0.03 | -0.44 | -0.14 | 0 |  | 0.4 | 0.35 | 0.23 | 72.59 | 1452.784 | 2.74
D | 4002 | 2022-06-16 | 21 | ON | 57.55 | 12.17 | 0.34 | 0.03 | 0.06 | 2.34 | 0 | -0.03 | -0.47 | -0.14 | 0 |  | 0.4 | 0.35 | 0.23 | 72.83 | 1436.358 | 2.77
D | 4002 | 2022-06-16 | 22 | ON | 57.51 | 12.17 | 0.34 | 0.03 | 0.05 | 2.43 | 0 | -0.13 | -0.24 | -0.14 | 0 |  | 0.4 | 0.35 | 0.23 | 73 | 1364.443 | 2.85
D | 4002 | 2022-06-16 | 23 | ON | 57.14 | 12.17 | 0.34 | 0.03 | 0.1 | 2.61 | 0 | -0.18 | -0.27 | -0.14 | 0 |  | 0.4 | 0.35 | 0.23 | 72.78 | 1255.014 | 3.08
D | 4002 | 2022-06-16 | 24 | OFF | 54.56 | 12.17 | 0.34 | 0.03 | 0.33 | 0 | 0 | -0.06 | -0.24 | -0.14 | 0 |  | 0.4 | 0.35 | 0.23 | 67.97 | 1155.109 | 0.7
D | 4002 | 2022-06-17 | 1 | OFF | 55.96 | 12.17 | 0.13 | 0.03 | 0.11 | 0 | 0 | 0.05 | -0.21 | -0.14 | 0 |  | 0.4 | 0.35 | 0.23 | 69.08 | 1081.646 | 0.27
D | 4002 | 2022-06-17 | 2 | OFF | 54.25 | 12.17 | 0.13 | 0.03 | 0.05 | 0 | 0 | -0.03 | -0.12 | -0.14 | 0 |  | 0.4 | 0.35 | 0.23 | 67.32 | 1036.508 | 0.21
D | 4002 | 2022-06-17 | 3 | OFF | 52.86 | 12.17 | 0.13 | 0.03 | 0.06 | 0 | 0 | -0.03 | -0.14 | -0.14 | 0 |  | 0.4 | 0.35 | 0.23 | 65.92 | 1012.725 | 0.22
D | 4002 | 2022-06-17 | 4 | OFF | 53.3 | 12.17 | 0.13 | 0.03 | 0.09 | 0 | 0 | 0.03 | -0.17 | -0.14 | 0 |  | 0.4 | 0.35 | 0.23 | 66.42 | 1005.076 | 0.25
D | 4002 | 2022-06-17 | 5 | OFF | 53.9 | 12.17 | 0.13 | 0.03 | 0.05 | 0 | 0 | 0.01 | -0.13 | -0.14 | 0 |  | 0.4 | 0.35 | 0.23 | 67 | 1029.104 | 0.21
D | 4002 | 2022-06-17 | 6 | OFF | 56.03 | 12.17 | 0.13 | 0.03 | 0.15 | 0 | 0 | 0.01 | -0.13 | -0.14 | 0 |  | 0.4 | 0.35 | 0.23 | 69.23 | 1097.014 | 0.31
D | 4002 | 2022-06-17 | 7 | OFF | 54.47 | 12.17 | 0.13 | 0.03 | 0.16 | 0 | 0 | 0.1 | -0.36 | -0.14 | 0 |  | 0.4 | 0.35 | 0.23 | 67.54 | 1218.733 | 0.32
D | 4002 | 2022-06-17 | 8 | ON | 60.53 | 12.17 | 0.13 | 0.03 | 0.2 | 2.49 | 0 | 0.18 | -0.25 | -0.14 | 0 |  | 0.4 | 0.35 | 0.23 | 76.32 | 1338.157 | 2.85
D | 4002 | 2022-06-17 | 9 | ON | 96.18 | 12.17 | 0.13 | 0.03 | 0.46 | 2.35 | 0.24 | 0.2 | -0.16 | -0.14 | 0 |  | 0.4 | 0.35 | 0.23 | 112.44 | 1428.849 | 3.21
D | 4002 | 2022-06-17 | 10 | ON | 62.21 | 12.17 | 0.13 | 0.03 | 0.1 | 2.29 | 0 | 0.04 | -0.22 | -0.14 | 0 |  | 0.4 | 0.35 | 0.23 | 77.59 | 1472.591 | 2.55
D | 4002 | 2022-06-17 | 11 | ON | 61.47 | 12.17 | 0.13 | 0.03 | 0.05 | 2.23 | 0 | 0.05 | -0.25 | -0.14 | 0 |  | 0.4 | 0.35 | 0.23 | 76.72 | 1545.11 | 2.44
D | 4002 | 2022-06-17 | 12 | ON | 62.09 | 12.17 | 0.13 | 0.03 | 0.06 | 2.17 | 0 | 0.03 | -0.35 | -0.14 | 0 |  | 0.4 | 0.35 | 0.23 | 77.17 | 1617.922 | 2.39
D | 4002 | 2022-06-17 | 13 | ON | 62.41 | 12.17 | 0.13 | 0.03 | 0.09 | 2.08 | 0 | 0 | -0.25 | -0.14 | 0 |  | 0.4 | 0.35 | 0.23 | 77.5 | 1666.659 | 2.33
D | 4002 | 2022-06-17 | 14 | ON | 76.79 | 12.17 | 0.13 | 0.03 | 0.08 | 1.99 | 0.01 | -0.02 | -0.19 | -0.14 | 0 |  | 0.4 | 0.35 | 0.23 | 91.83 | 1696.308 | 2.24
D | 4002 | 2022-06-17 | 15 | ON | 70.03 | 12.17 | 0.13 | 0.03 | 0.06 | 2 | 0 | 0.06 | -0.28 | -0.14 | 0 |  | 0.4 | 0.35 | 0.23 | 85.04 | 1692.509 | 2.22
D | 4002 | 2022-06-17 | 16 | ON | 62.19 | 12.17 | 0.13 | 0.03 | 0.04 | 2.01 | 0 | -0.01 | -0.44 | -0.14 | 0 |  | 0.4 | 0.35 | 0.23 | 76.96 | 1708.294 | 2.21
D | 4002 | 2022-06-17 | 17 | ON | 62.42 | 12.17 | 0.13 | 0.03 | 0.04 | 1.95 | 0 | 0 | -0.6 | -0.14 | 0 |  | 0.4 | 0.35 | 0.23 | 76.98 | 1717.077 | 2.15
D | 4002 | 2022-06-17 | 18 | ON | 64.09 | 12.17 | 0.13 | 0.03 | 0.04 | 1.92 | 0 | -0.01 | -0.66 | -0.14 | 0 |  | 0.4 | 0.35 | 0.23 | 78.55 | 1710.797 | 2.12
D | 4002 | 2022-06-17 | 19 | ON | 66.8 | 12.17 | 0.13 | 0.03 | 0.05 | 1.95 | 0 | -0.07 | -0.67 | -0.14 | 0 |  | 0.4 | 0.35 | 0.23 | 81.23 | 1661.91 | 2.16
D | 4002 | 2022-06-17 | 20 | ON | 70.2 | 12.17 | 0.13 | 0.03 | 0.12 | 2.01 | 0 | -0.09 | -0.6 | -0.14 | 0 |  | 0.4 | 0.35 | 0.23 | 84.81 | 1598.428 | 2.29
D | 4002 | 2022-06-17 | 21 | ON | 60.7 | 12.17 | 0.13 | 0.03 | 0.07 | 2.09 | 0 | -0.08 | -0.58 | -0.14 | 0 |  | 0.4 | 0.35 | 0.23 | 75.37 | 1536.661 | 2.32
D | 4002 | 2022-06-17 | 22 | ON | 61.19 | 12.17 | 0.13 | 0.03 | 0.1 | 2.19 | 0 | -0.1 | -0.55 | -0.14 | 0 |  | 0.4 | 0.35 | 0.23 | 76 | 1465.582 | 2.45
D | 4002 | 2022-06-17 | 23 | ON | 60.14 | 12.17 | 0.13 | 0.03 | 0.13 | 2.37 | 0 | -0.19 | -0.53 | -0.14 | 0 |  | 0.4 | 0.35 | 0.23 | 75.09 | 1335.02 | 2.66
D | 4002 | 2022-06-17 | 24 | OFF | 57.15 | 12.17 | 0.13 | 0.03 | 0.18 | 0 | 0 | -0.21 | -0.45 | -0.14 | 0 |  | 0.4 | 0.35 | 0.23 | 69.84 | 1206.471 | 0.34
D | 4002 | 2022-06-18 | 1 | OFF | 55.13 | 12.17 | 0.38 | 0.04 | 0.03 | 0 | 0 | -0.12 | -0.47 | -0.14 | 0 |  | 0.4 | 0.35 | 0.23 | 68 | 1108.871 | 0.45
D | 4002 | 2022-06-18 | 2 | OFF | 56.51 | 12.17 | 0.38 | 0.04 | 0.05 | 0 | 0 | -0.13 | -0.35 | -0.14 | 0 |  | 0.4 | 0.35 | 0.23 | 69.51 | 1049.245 | 0.47
D | 4002 | 2022-06-18 | 3 | OFF | 77.76 | 12.17 | 0.38 | 0.04 | 0.12 | 0 | 0.33 | -0.24 | -0.24 | -0.14 | 0 |  | 0.4 | 0.35 | 0.23 | 91.16 | 1008.888 | 0.87
D | 4002 | 2022-06-18 | 4 | OFF | 81.66 | 12.17 | 0.38 | 0.04 | 0.04 | 0 | 0.92 | 0.12 | -0.1 | -0.14 | 0 |  | 0.4 | 0.35 | 0.23 | 96.07 | 983.034 | 1.38
D | 4002 | 2022-06-18 | 5 | OFF | 65.9 | 12.17 | 0.38 | 0.04 | 0.1 | 0 | 0.2 | -0.05 | -0.18 | -0.14 | 0 |  | 0.4 | 0.35 | 0.23 | 79.4 | 977.592 | 0.72
D | 4002 | 2022-06-18 | 6 | OFF | 57.2 | 12.17 | 0.38 | 0.04 | 0.02 | 0 | 0 | 0.06 | -0.21 | -0.14 | 0 |  | 0.4 | 0.35 | 0.23 | 70.5 | 986.362 | 0.44
D | 4002 | 2022-06-18 | 7 | OFF | 56.6 | 12.17 | 0.38 | 0.04 | 0.1 | 0 | 0 | 0.03 | -0.2 | -0.14 | 0 |  | 0.4 | 0.35 | 0.23 | 69.96 | 1016.713 | 0.52
D | 4002 | 2022-06-18 | 8 | OFF | 54.98 | 12.17 | 0.38 | 0.04 | 0.09 | 0 | 0 | -0.01 | -0.24 | -0.14 | 0 |  | 0.4 | 0.35 | 0.23 | 68.25 | 1073.272 | 0.51
D | 4002 | 2022-06-18 | 9 | OFF | 57.68 | 12.17 | 0.38 | 0.04 | 0.19 | 0 | 0.11 | 0.02 | -0.28 | -0.14 | 0 |  | 0.4 | 0.35 | 0.23 | 71.15 | 1136.151 | 0.72
D | 4002 | 2022-06-18 | 10 | OFF | 52.38 | 12.17 | 0.38 | 0.04 | 0.11 | 0 | 0 | 0.04 | -0.29 | -0.14 | 0 |  | 0.4 | 0.35 | 0.23 | 65.67 | 1175.181 | 0.53
D | 4002 | 2022-06-18 | 11 | OFF | 49.34 | 12.17 | 0.38 | 0.04 | 0.04 | 0 | 0 | 0.03 | -0.25 | -0.14 | 0 |  | 0.4 | 0.35 | 0.23 | 62.59 | 1189.693 | 0.46
D | 4002 | 2022-06-18 | 12 | OFF | 51.62 | 12.17 | 0.38 | 0.04 | 0.04 | 0 | 0 | -0.01 | -0.24 | -0.14 | 0 |  | 0.4 | 0.35 | 0.23 | 64.84 | 1196.1 | 0.46
D | 4002 | 2022-06-18 | 13 | OFF | 53.06 | 12.17 | 0.38 | 0.04 | 0.06 | 0 | 0 | 0 | -0.25 | -0.14 | 0 |  | 0.4 | 0.35 | 0.23 | 66.3 | 1184.367 | 0.48
D | 4002 | 2022-06-18 | 14 | OFF | 53.15 | 12.17 | 0.38 | 0.04 | 0.07 | 0 | 0 | 0.07 | -0.22 | -0.14 | 0 |  | 0.4 | 0.35 | 0.23 | 66.5 | 1176.815 | 0.49
D | 4002 | 2022-06-18 | 15 | OFF | 50.67 | 12.17 | 0.38 | 0.04 | 0.01 | 0 | 0 | 0.01 | -0.17 | -0.14 | 0 |  | 0.4 | 0.35 | 0.23 | 63.95 | 1159.33 | 0.43
D | 4002 | 2022-06-18 | 16 | OFF | 52.37 | 12.17 | 0.38 | 0.04 | 0 | 0 | 0 | 0.01 | -0.17 | -0.14 | 0 |  | 0.4 | 0.35 | 0.23 | 65.64 | 1155.866 | 0.42
D | 4002 | 2022-06-18 | 17 | OFF | 58.92 | 12.17 | 0.38 | 0.04 | 0 | 0 | 0 | 0.01 | -0.12 | -0.14 | 0 |  | 0.4 | 0.35 | 0.23 | 72.24 | 1169.86 | 0.42
D | 4002 | 2022-06-18 | 18 | OFF | 66.34 | 12.17 | 0.38 | 0.04 | 0 | 0 | 0.02 | 0.04 | -0.17 | -0.14 | 0 |  | 0.4 | 0.35 | 0.23 | 79.66 | 1198.647 | 0.44
D | 4002 | 2022-06-18 | 19 | OFF | 59.26 | 12.17 | 0.38 | 0.04 | 0 | 0 | 0 | 0.06 | -0.21 | -0.14 | 0 |  | 0.4 | 0.35 | 0.23 | 72.54 | 1199.406 | 0.42
D | 4002 | 2022-06-18 | 20 | OFF | 53.93 | 12.17 | 0.38 | 0.04 | 0.02 | 0 | 0 | 0 | -0.24 | -0.14 | 0 |  | 0.4 | 0.35 | 0.23 | 67.14 | 1176.737 | 0.44
D | 4002 | 2022-06-18 | 21 | OFF | 54.69 | 12.17 | 0.38 | 0.04 | 0.05 | 0 | 0 | -0.06 | -0.27 | -0.14 | 0 |  | 0.4 | 0.35 | 0.23 | 67.84 | 1169.909 | 0.47
D | 4002 | 2022-06-18 | 22 | OFF | 54.65 | 12.17 | 0.38 | 0.04 | 0.07 | 0 | 0 | 0.16 | -0.32 | -0.14 | 0 |  | 0.4 | 0.35 | 0.23 | 67.99 | 1119.719 | 0.49
D | 4002 | 2022-06-18 | 23 | OFF | 73.36 | 12.17 | 0.38 | 0.04 | 0.32 | 0 | 0 | -0.08 | -0.54 | -0.14 | 0 |  | 0.4 | 0.35 | 0.23 | 86.49 | 1036.641 | 0.74
D | 4002 | 2022-06-18 | 24 | OFF | 55.5 | 12.17 | 0.38 | 0.04 | 0.16 | 0 | 0 | 0 | -0.3 | -0.14 | 0 |  | 0.4 | 0.35 | 0.23 | 68.79 | 959.056 | 0.58
D | 4002 | 2022-06-19 | 1 | OFF | 58.94 | 12.17 | 0.39 | 0.04 | 0.36 | 0 | 0 | -0.02 | -0.3 | -0.14 | 0 |  | 0.4 | 0.35 | 0.23 | 72.42 | 905.766 | 0.79
D | 4002 | 2022-06-19 | 2 | OFF | 53.7 | 12.17 | 0.39 | 0.04 | 0.09 | 0 | 0 | -0.1 | -0.27 | -0.14 | 0 |  | 0.4 | 0.35 | 0.23 | 66.86 | 870.377 | 0.52
D | 4002 | 2022-06-19 | 3 | OFF | 52.41 | 12.17 | 0.39 | 0.04 | 0.09 | 0 | 0 | -0.08 | -0.24 | -0.14 | 0 |  | 0.4 | 0.35 | 0.23 | 65.62 | 850.642 | 0.52
D | 4002 | 2022-06-19 | 4 | OFF | 53.09 | 12.17 | 0.39 | 0.04 | 0.08 | 0 | 0 | 0.09 | -0.27 | -0.14 | 0 |  | 0.4 | 0.35 | 0.23 | 66.43 | 842.909 | 0.51
D | 4002 | 2022-06-19 | 5 | OFF | 53.51 | 12.17 | 0.39 | 0.04 | 0.09 | 0 | 0 | 0.01 | -0.27 | -0.14 | 0 |  | 0.4 | 0.35 | 0.23 | 66.78 | 846.113 | 0.52
D | 4002 | 2022-06-19 | 6 | OFF | 54.24 | 12.17 | 0.39 | 0.04 | 0.12 | 0 | 0 | -0.07 | -0.26 | -0.14 | 0 |  | 0.4 | 0.35 | 0.23 | 67.47 | 861.803 | 0.55
D | 4002 | 2022-06-19 | 7 | OFF | 50.75 | 12.17 | 0.39 | 0.04 | 0.15 | 0 | 0 | -0.04 | -0.29 | -0.14 | 0 |  | 0.4 | 0.35 | 0.23 | 64.01 | 896.87 | 0.58
D | 4002 | 2022-06-19 | 8 | OFF | 50.03 | 12.17 | 0.39 | 0.04 | 0.13 | 0 | 0 | -0.06 | -0.33 | -0.14 | 0 |  | 0.4 | 0.35 | 0.23 | 63.21 | 957.994 | 0.56
D | 4002 | 2022-06-19 | 9 | OFF | 54.13 | 12.17 | 0.39 | 0.04 | 0.2 | 0 | 0 | -0.03 | -0.3 | -0.14 | 0 |  | 0.4 | 0.35 | 0.23 | 67.44 | 1027.48 | 0.63
D | 4002 | 2022-06-19 | 10 | OFF | 46.38 | 12.17 | 0.39 | 0.04 | 0.1 | 0 | 0 | -0.03 | -0.35 | -0.14 | 0 |  | 0.4 | 0.35 | 0.23 | 59.54 | 1065.03 | 0.53
D | 4002 | 2022-06-19 | 11 | OFF | 26.17 | 12.17 | 0.39 | 0.04 | 0.36 | 0 | 0 | 0.01 | -0.32 | -0.14 | 0 |  | 0.4 | 0.35 | 0.23 | 39.66 | 1099.987 | 0.79
D | 4002 | 2022-06-19 | 12 | OFF | 46.2 | 12.17 | 0.39 | 0.04 | 0.06 | 0 | 0 | -0.09 | -0.28 | -0.14 | 0 |  | 0.4 | 0.35 | 0.23 | 59.33 | 1122.883 | 0.49
D | 4002 | 2022-06-19 | 13 | OFF | 47.07 | 12.17 | 0.39 | 0.04 | 0.06 | 0 | 0 | 0.01 | -0.19 | -0.14 | 0 |  | 0.4 | 0.35 | 0.23 | 60.39 | 1127.257 | 0.49
D | 4002 | 2022-06-19 | 14 | OFF | 30.39 | 12.17 | 0.39 | 0.04 | 0.15 | 0 | 0 | 0.08 | -0.16 | -0.14 | 0 |  | 0.4 | 0.35 | 0.23 | 43.9 | 1119.207 | 0.58
D | 4002 | 2022-06-19 | 15 | OFF | 30.4 | 12.17 | 0.39 | 0.04 | 0.19 | 0 | 0 | 0 | -0.11 | -0.14 | 0 |  | 0.4 | 0.35 | 0.23 | 43.92 | 1118.582 | 0.62
D | 4002 | 2022-06-19 | 16 | OFF | 42.95 | 12.17 | 0.39 | 0.04 | 0.07 | 0 | 0 | -0.01 | -0.16 | -0.14 | 0 |  | 0.4 | 0.35 | 0.23 | 56.29 | 1123.669 | 0.5
D | 4002 | 2022-06-19 | 17 | OFF | 46.06 | 12.17 | 0.39 | 0.04 | 0.19 | 0 | 0 | 0.01 | -0.12 | -0.14 | 0 |  | 0.4 | 0.35 | 0.23 | 59.58 | 1142.327 | 0.62
D | 4002 | 2022-06-19 | 18 | OFF | 49.85 | 12.17 | 0.39 | 0.04 | 0.08 | 0 | 0 | 0 | -0.23 | -0.14 | 0 |  | 0.4 | 0.35 | 0.23 | 63.14 | 1174.733 | 0.51
D | 4002 | 2022-06-19 | 19 | OFF | 52.35 | 12.17 | 0.39 | 0.04 | 0.05 | 0 | 0 | 0 | -0.31 | -0.14 | 0 |  | 0.4 | 0.35 | 0.23 | 65.53 | 1175.822 | 0.48
D | 4002 | 2022-06-19 | 20 | OFF | 51.76 | 12.17 | 0.39 | 0.04 | 0.05 | 0 | 0 | -0.04 | -0.31 | -0.14 | 0 |  | 0.4 | 0.35 | 0.23 | 64.9 | 1167.433 | 0.48
D | 4002 | 2022-06-19 | 21 | OFF | 50.11 | 12.17 | 0.39 | 0.04 | 0.02 | 0 | 0 | -0.05 | -0.34 | -0.14 | 0 |  | 0.4 | 0.35 | 0.23 | 63.18 | 1154.003 | 0.45
D | 4002 | 2022-06-19 | 22 | OFF | 49.8 | 12.17 | 0.39 | 0.04 | 0.03 | 0 | 0 | -0.02 | -0.23 | -0.14 | 0 |  | 0.4 | 0.35 | 0.23 | 63.02 | 1110.902 | 0.46
D | 4002 | 2022-06-19 | 23 | OFF | 50.48 | 12.17 | 0.39 | 0.04 | 0.12 | 0 | 0 | -0.1 | -0.19 | -0.14 | 0 |  | 0.4 | 0.35 | 0.23 | 63.75 | 1020.824 | 0.55
D | 4002 | 2022-06-19 | 24 | OFF | 46.19 | 12.17 | 0.39 | 0.04 | 0.21 | 0 | 0 | -0.03 | -0.12 | -0.14 | 0 |  | 0.4 | 0.35 | 0.23 | 59.69 | 945.284 | 0.64
D | 4002 | 2022-06-20 | 1 | OFF | 40.95 | 12.17 | 0.34 | 0.04 | 0.12 | 0 | 0 | -0.03 | -0.1 | -0.14 | 0 |  | 0.4 | 0.35 | 0.23 | 54.33 | 894.841 | 0.5
D | 4002 | 2022-06-20 | 2 | OFF | 43.25 | 12.17 | 0.34 | 0.04 | 0.09 | 0 | 0 | -0.04 | -0.06 | -0.14 | 0 |  | 0.4 | 0.35 | 0.23 | 56.63 | 864.518 | 0.47
D | 4002 | 2022-06-20 | 3 | OFF | 46.15 | 12.17 | 0.34 | 0.04 | 0.03 | 0 | 0 | -0.05 | -0.08 | -0.14 | 0 |  | 0.4 | 0.35 | 0.23 | 59.44 | 851.234 | 0.41
D | 4002 | 2022-06-20 | 4 | OFF | 47.33 | 12.17 | 0.34 | 0.04 | 0.03 | 0 | 0 | -0.01 | -0.09 | -0.14 | 0 |  | 0.4 | 0.35 | 0.23 | 60.65 | 852.827 | 0.41
D | 4002 | 2022-06-20 | 5 | OFF | 46.49 | 12.17 | 0.34 | 0.04 | 0.06 | 0 | 0 | 0.02 | -0.07 | -0.14 | 0 |  | 0.4 | 0.35 | 0.23 | 59.89 | 883.704 | 0.44
D | 4002 | 2022-06-20 | 6 | OFF | 50.63 | 12.17 | 0.34 | 0.04 | 0.18 | 0 | 0 | 0.04 | -0.17 | -0.14 | 0 |  | 0.4 | 0.35 | 0.23 | 64.07 | 950.633 | 0.56
D | 4002 | 2022-06-20 | 7 | OFF | 44.21 | 12.17 | 0.34 | 0.04 | 0.23 | 0 | 0 | 0.15 | -0.12 | -0.14 | 0 |  | 0.4 | 0.35 | 0.23 | 57.86 | 1062.651 | 0.61
D | 4002 | 2022-06-20 | 8 | ON | 50.31 | 12.17 | 0.34 | 0.04 | 0.18 | 3.03 | 0 | -0.02 | -0.29 | -0.14 | 0 |  | 0.4 | 0.35 | 0.23 | 66.6 | 1161.251 | 3.59
D | 4002 | 2022-06-20 | 9 | ON | 43.09 | 12.17 | 0.34 | 0.04 | 0.12 | 2.94 | 0 | 0.05 | -0.42 | -0.14 | 0 |  | 0.4 | 0.35 | 0.23 | 59.17 | 1217.372 | 3.44
D | 4002 | 2022-06-20 | 10 | ON | 40.11 | 12.17 | 0.34 | 0.04 | 0.09 | 2.91 | 0 | 0.03 | -0.34 | -0.14 | 0 |  | 0.4 | 0.35 | 0.23 | 56.19 | 1237.843 | 3.38
D | 4002 | 2022-06-20 | 11 | ON | 44.17 | 12.17 | 0.34 | 0.04 | 0.15 | 2.88 | 0 | 0 | -0.29 | -0.14 | 0 |  | 0.4 | 0.35 | 0.23 | 60.3 | 1259.95 | 3.41
D | 4002 | 2022-06-20 | 12 | ON | 47.52 | 12.17 | 0.34 | 0.04 | 0.03 | 2.85 | 0 | 0.07 | -0.27 | -0.14 | 0 |  | 0.4 | 0.35 | 0.23 | 63.59 | 1276.828 | 3.26
D | 4002 | 2022-06-20 | 13 | ON | 46.35 | 12.17 | 0.34 | 0.04 | 0.03 | 2.83 | 0 | 0.08 | -0.24 | -0.14 | 0 |  | 0.4 | 0.35 | 0.23 | 62.44 | 1282.958 | 3.24
D | 4002 | 2022-06-20 | 14 | ON | 48.79 | 12.17 | 0.34 | 0.04 | 0.08 | 2.78 | 0 | 0.05 | -0.32 | -0.14 | 0 |  | 0.4 | 0.35 | 0.23 | 64.77 | 1297.819 | 3.24
D | 4002 | 2022-06-20 | 15 | ON | 46.84 | 12.17 | 0.34 | 0.04 | 0.05 | 2.72 | 0 | 0.02 | -0.35 | -0.14 | 0 |  | 0.4 | 0.35 | 0.23 | 62.67 | 1309.896 | 3.15
D | 4002 | 2022-06-20 | 16 | ON | 49.93 | 12.17 | 0.34 | 0.04 | 0.04 | 2.63 | 0 | -0.02 | -0.39 | -0.14 | 0 |  | 0.4 | 0.35 | 0.23 | 65.58 | 1329.938 | 3.05
D | 4002 | 2022-06-20 | 17 | ON | 52.15 | 12.17 | 0.34 | 0.04 | 0.02 | 2.5 | 0 | -0.03 | -0.4 | -0.14 | 0 |  | 0.4 | 0.35 | 0.23 | 67.63 | 1365.447 | 2.9
D | 4002 | 2022-06-20 | 18 | ON | 68.44 | 12.17 | 0.34 | 0.04 | 0.09 | 2.37 | 0.01 | -0.06 | -0.38 | -0.14 | 0 |  | 0.4 | 0.35 | 0.23 | 83.86 | 1418.363 | 2.85
D | 4002 | 2022-06-20 | 19 | ON | 86.73 | 12.17 | 0.34 | 0.04 | 0.37 | 2.33 | 0.01 | -0.04 | -0.69 | -0.14 | 0 |  | 0.4 | 0.35 | 0.23 | 102.1 | 1421.604 | 3.09
D | 4002 | 2022-06-20 | 20 | ON | 88.76 | 12.17 | 0.34 | 0.04 | 0.07 | 2.37 | 0.04 | -0.12 | -0.24 | -0.14 | 0 |  | 0.4 | 0.35 | 0.23 | 104.27 | 1380.065 | 2.86
D | 4002 | 2022-06-20 | 21 | ON | 79.23 | 12.17 | 0.34 | 0.04 | 0 | 2.42 | 0.02 | 0.01 | -0.26 | -0.14 | 0 |  | 0.4 | 0.35 | 0.23 | 94.81 | 1336.856 | 2.82
D | 4002 | 2022-06-20 | 22 | ON | 74.48 | 12.17 | 0.34 | 0.04 | 0.15 | 2.53 | 0 | 0.01 | -0.2 | -0.14 | 0 |  | 0.4 | 0.35 | 0.23 | 90.36 | 1263.87 | 3.06
D | 4002 | 2022-06-20 | 23 | ON | 65.58 | 12.17 | 0.34 | 0.04 | 0.6 | 2.76 | 0 | -0.02 | -0.02 | -0.14 | 0 |  | 0.4 | 0.35 | 0.23 | 82.29 | 1136.514 | 3.74
D | 4002 | 2022-06-20 | 24 | OFF | 70.72 | 12.17 | 0.34 | 0.04 | 0.35 | 0 | 0.41 | -0.07 | -0.23 | -0.14 | 0 |  | 0.4 | 0.35 | 0.23 | 84.57 | 1030.166 | 1.14
D | 4002 | 2022-06-21 | 1 | OFF | 60.48 | 12.17 | 0.92 | 0.07 | 0.03 | 0 | 0.34 | -0.05 | -0.08 | -0.14 | 0 |  | 0.4 | 0.35 | 0.23 | 74.72 | 958.725 | 1.36
D | 4002 | 2022-06-21 | 2 | OFF | 63.71 | 12.17 | 0.92 | 0.07 | 0 | 0 | 0 | 0 | -0.21 | -0.14 | 0 |  | 0.4 | 0.35 | 0.23 | 77.5 | 913.611 | 0.99
D | 4002 | 2022-06-21 | 3 | OFF | 56.09 | 12.17 | 0.92 | 0.07 | 0 | 0 | 0 | 0.01 | -0.07 | -0.14 | 0 |  | 0.4 | 0.35 | 0.23 | 70.03 | 890.743 | 0.99
D | 4002 | 2022-06-21 | 4 | OFF | 53.52 | 12.17 | 0.92 | 0.07 | 0.04 | 0 | 0 | -0.07 | -0.12 | -0.14 | 0 |  | 0.4 | 0.35 | 0.23 | 67.37 | 889.64 | 1.03
D | 4002 | 2022-06-21 | 5 | OFF | 53.24 | 12.17 | 0.92 | 0.07 | 0.05 | 0 | 0 | -0.13 | -0.18 | -0.14 | 0 |  | 0.4 | 0.35 | 0.23 | 66.98 | 917.621 | 1.04
D | 4002 | 2022-06-21 | 6 | OFF | 165.72 | 12.17 | 0.92 | 0.07 | 3.82 | 0 | 0 | 0.09 | 0.34 | -0.14 | 0 |  | 0.4 | 0.35 | 0.23 | 183.97 | 981.096 | 4.81
D | 4002 | 2022-06-21 | 7 | OFF | 58.92 | 12.17 | 0.92 | 0.07 | 0.34 | 0 | 0 | 0.04 | -0.42 | -0.14 | 0 |  | 0.4 | 0.35 | 0.23 | 72.88 | 1093.298 | 1.33
D | 4002 | 2022-06-21 | 8 | ON | 65.08 | 12.17 | 0.92 | 0.07 | 0.33 | 2.85 | 0 | -0.01 | -0.3 | -0.14 | 0 |  | 0.4 | 0.35 | 0.23 | 81.95 | 1190.739 | 4.17
D | 4002 | 2022-06-21 | 9 | ON | 61.06 | 12.17 | 0.92 | 0.07 | 0.18 | 2.63 | 0 | 0.02 | -0.28 | -0.14 | 0 |  | 0.4 | 0.35 | 0.23 | 77.61 | 1247.232 | 3.8
D | 4002 | 2022-06-21 | 10 | ON | 61.71 | 12.17 | 0.92 | 0.07 | 0.1 | 2.56 | 0.1 | 0.01 | -0.27 | -0.14 | 0 |  | 0.4 | 0.35 | 0.23 | 78.21 | 1272.309 | 3.75
D | 4002 | 2022-06-21 | 11 | ON | 55.94 | 12.17 | 0.92 | 0.07 | 0.08 | 2.5 | 0 | -0.01 | -0.25 | -0.14 | 0 |  | 0.4 | 0.35 | 0.23 | 72.26 | 1300.842 | 3.57
D | 4002 | 2022-06-21 | 12 | ON | 62.06 | 12.17 | 0.92 | 0.07 | 0.1 | 2.44 | 0 | -0.02 | -0.18 | -0.14 | 0 |  | 0.4 | 0.35 | 0.23 | 78.4 | 1329.804 | 3.53
D | 4002 | 2022-06-21 | 13 | ON | 65.51 | 12.17 | 0.92 | 0.07 | 0.06 | 2.39 | 0 | 0.08 | -0.4 | -0.14 | -0.09 |  | 0.4 | 0.35 | 0.23 | 81.55 | 1349.31 | 3.35
D | 4002 | 2022-06-21 | 14 | ON | 59.4 | 12.17 | 0.92 | 0.07 | 0.05 | 2.46 | 0 | 0.09 | -0.42 | -0.14 | -0.17 |  | 0.4 | 0.35 | 0.23 | 75.41 | 1368.565 | 3.33
D | 4002 | 2022-06-21 | 15 | ON | 54.81 | 12.17 | 0.92 | 0.07 | 0.04 | 2.49 | 0 | 0 | -0.44 | -0.14 | -0.04 |  | 0.4 | 0.35 | 0.23 | 70.86 | 1382.033 | 3.48
D | 4002 | 2022-06-21 | 16 | ON | 58.5 | 12.17 | 0.92 | 0.07 | 0.04 | 2.43 | 0 | 0.02 | -0.23 | -0.14 | 0 |  | 0.4 | 0.35 | 0.23 | 74.76 | 1406.866 | 3.46
D | 4002 | 2022-06-21 | 17 | ON | 69.35 | 12.17 | 0.92 | 0.07 | 0.03 | 2.36 | 0 | 0.02 | -0.23 | -0.14 | 0 |  | 0.4 | 0.35 | 0.23 | 85.53 | 1440.131 | 3.38
D | 4002 | 2022-06-21 | 18 | ON | 83.38 | 12.17 | 0.92 | 0.07 | 0 | 2.29 | 0.01 | -0.02 | -0.13 | -0.14 | 0 |  | 0.4 | 0.35 | 0.23 | 99.53 | 1475.558 | 3.29
D | 4002 | 2022-06-21 | 19 | ON | 88.29 | 12.17 | 0.92 | 0.07 | 0 | 2.29 | 0.01 | 0.12 | -0.31 | -0.14 | 0 |  | 0.4 | 0.35 | 0.23 | 104.4 | 1467.897 | 3.29
D | 4002 | 2022-06-21 | 20 | ON | 83.36 | 12.17 | 0.92 | 0.07 | 0.11 | 2.34 | 0.02 | -0.05 | -0.27 | -0.14 | 0 |  | 0.4 | 0.35 | 0.23 | 99.51 | 1418.641 | 3.46
D | 4002 | 2022-06-21 | 21 | ON | 76.05 | 12.17 | 0.92 | 0.07 | 0.14 | 2.39 | 0.1 | -0.01 | -0.33 | -0.14 | 0 |  | 0.4 | 0.35 | 0.23 | 92.34 | 1373.408 | 3.62
D | 4002 | 2022-06-21 | 22 | ON | 62.43 | 12.17 | 0.92 | 0.07 | 0.05 | 2.5 | 0.01 | -0.06 | -0.15 | -0.14 | 0 |  | 0.4 | 0.35 | 0.23 | 78.78 | 1302.982 | 3.55
D | 4002 | 2022-06-21 | 23 | ON | 66.17 | 12.17 | 0.92 | 0.07 | 0.4 | 2.72 | 0.02 | -0.09 | -0.01 | -0.14 | 0 |  | 0.4 | 0.35 | 0.23 | 83.21 | 1181.043 | 4.13
D | 4002 | 2022-06-21 | 24 | OFF | 70.16 | 12.17 | 0.92 | 0.07 | 0.56 | 0 | 0.08 | -0.24 | 0.02 | -0.14 | 0 |  | 0.4 | 0.35 | 0.23 | 84.58 | 1077.54 | 1.63
D | 4002 | 2022-06-22 | 1 | OFF | 59.09 | 12.17 | 0.35 | 0.03 | 0.13 | 0 | 0.36 | -0.14 | -0.12 | -0.14 | 0 |  | 0.4 | 0.35 | 0.23 | 72.71 | 1008.103 | 0.87
D | 4002 | 2022-06-22 | 2 | OFF | 70.79 | 12.17 | 0.35 | 0.03 | 0.27 | 0 | 0 | -0.19 | -0.01 | -0.14 | 0 |  | 0.4 | 0.35 | 0.23 | 84.25 | 965.232 | 0.65
D | 4002 | 2022-06-22 | 3 | OFF | 50.64 | 12.17 | 0.35 | 0.03 | 0.11 | 0 | 0 | -0.02 | -0.18 | -0.14 | 0 |  | 0.4 | 0.35 | 0.23 | 63.94 | 943.414 | 0.49
D | 4002 | 2022-06-22 | 4 | OFF | 52.46 | 12.17 | 0.35 | 0.03 | 0.05 | 0 | 0 | 0.02 | -0.16 | -0.14 | 0 |  | 0.4 | 0.35 | 0.23 | 65.76 | 939.73 | 0.43
D | 4002 | 2022-06-22 | 5 | OFF | 53.94 | 12.17 | 0.35 | 0.03 | 0.08 | 0 | 0 | 0.09 | -0.21 | -0.14 | 0 |  | 0.4 | 0.35 | 0.23 | 67.29 | 966.196 | 0.46
D | 4002 | 2022-06-22 | 6 | OFF | 53.32 | 12.17 | 0.35 | 0.03 | 0.14 | 0 | 0 | 0.03 | -0.32 | -0.14 | 0 |  | 0.4 | 0.35 | 0.23 | 66.56 | 1030.237 | 0.52
D | 4002 | 2022-06-22 | 7 | OFF | 53.48 | 12.17 | 0.35 | 0.03 | 0.16 | 0 | 0 | 0 | -0.29 | -0.14 | 0 |  | 0.4 | 0.35 | 0.23 | 66.74 | 1146.405 | 0.54
D | 4002 | 2022-06-22 | 8 | ON | 63.25 | 12.17 | 0.35 | 0.03 | 0.18 | 2.67 | 0 | -0.04 | -0.36 | -0.14 | 0 |  | 0.4 | 0.35 | 0.23 | 79.09 | 1251.32 | 3.23
D | 4002 | 2022-06-22 | 9 | ON | 80.96 | 12.17 | 0.35 | 0.03 | 0.25 | 2.56 | 0.02 | 0.03 | -0.7 | -0.14 | 0 |  | 0.4 | 0.35 | 0.23 | 96.51 | 1320.045 | 3.21
D | 4002 | 2022-06-22 | 10 | ON | 72.75 | 12.17 | 0.35 | 0.03 | 0.15 | 2.51 | 0.07 | 0.03 | -0.59 | -0.14 | 0 |  | 0.4 | 0.35 | 0.23 | 88.31 | 1350.682 | 3.11
D | 4002 | 2022-06-22 | 11 | ON | 63.04 | 12.17 | 0.35 | 0.03 | 0.14 | 2.48 | 0.01 | 0.03 | -0.51 | -0.14 | 0 |  | 0.4 | 0.35 | 0.23 | 78.58 | 1377.455 | 3.01
D | 4002 | 2022-06-22 | 12 | ON | 76.4 | 12.17 | 0.35 | 0.03 | 0.13 | 2.45 | 0.21 | -0.05 | -0.57 | -0.14 | 0 |  | 0.4 | 0.35 | 0.23 | 91.96 | 1391.824 | 3.17
D | 4002 | 2022-06-22 | 13 | ON | 80.43 | 12.17 | 0.35 | 0.03 | 0.14 | 2.45 | 0.18 | 0 | -0.54 | -0.14 | 0 |  | 0.4 | 0.35 | 0.23 | 96.05 | 1389.021 | 3.15
D | 4002 | 2022-06-22 | 14 | ON | 55.34 | 12.17 | 0.35 | 0.03 | 0.08 | 2.45 | 0 | 0.02 | -0.4 | -0.14 | 0 |  | 0.4 | 0.35 | 0.23 | 70.88 | 1384.084 | 2.91
D | 4002 | 2022-06-22 | 15 | ON | 51.13 | 12.17 | 0.35 | 0.03 | 0.03 | 2.46 | 0 | 0.01 | -0.38 | -0.14 | 0 |  | 0.4 | 0.35 | 0.23 | 66.64 | 1375.8 | 2.87
D | 4002 | 2022-06-22 | 16 | ON | 48.72 | 12.17 | 0.35 | 0.03 | 0.04 | 2.46 | 0 | 0.03 | -0.29 | -0.14 | 0 |  | 0.4 | 0.35 | 0.23 | 64.35 | 1365.376 | 2.88
D | 4002 | 2022-06-22 | 17 | ON | 47.98 | 12.17 | 0.35 | 0.03 | 0.05 | 2.43 | 0 | -0.01 | -0.23 | -0.14 | 0 |  | 0.4 | 0.35 | 0.23 | 63.61 | 1374.263 | 2.86
D | 4002 | 2022-06-22 | 18 | ON | 51.42 | 12.17 | 0.35 | 0.03 | 0 | 2.38 | 0 | 0.1 | -0.25 | -0.14 | 0 |  | 0.4 | 0.35 | 0.23 | 67.04 | 1403.68 | 2.76
D | 4002 | 2022-06-22 | 19 | ON | 51.1 | 12.17 | 0.35 | 0.03 | 0 | 2.37 | 0 | 0.02 | -0.29 | -0.14 | 0 |  | 0.4 | 0.35 | 0.23 | 66.59 | 1396.93 | 2.75
D | 4002 | 2022-06-22 | 20 | ON | 51.36 | 12.17 | 0.35 | 0.03 | 0 | 2.41 | 0 | -0.04 | -0.24 | -0.14 | 0 |  | 0.4 | 0.35 | 0.23 | 66.88 | 1364.354 | 2.79
D | 4002 | 2022-06-22 | 21 | ON | 49.51 | 12.17 | 0.35 | 0.03 | 0.05 | 2.45 | 0 | -0.02 | -0.25 | -0.14 | 0 |  | 0.4 | 0.35 | 0.23 | 65.13 | 1334.542 | 2.88
D | 4002 | 2022-06-22 | 22 | ON | 49.02 | 12.17 | 0.35 | 0.03 | 0.06 | 2.54 | 0 | -0.04 | -0.24 | -0.14 | 0 |  | 0.4 | 0.35 | 0.23 | 64.73 | 1270.89 | 2.98
D | 4002 | 2022-06-22 | 23 | ON | 47.03 | 12.17 | 0.35 | 0.03 | 0.15 | 2.75 | 0 | -0.05 | -0.16 | -0.14 | 0 |  | 0.4 | 0.35 | 0.23 | 63.11 | 1161.224 | 3.28
D | 4002 | 2022-06-22 | 24 | OFF | 46.56 | 12.17 | 0.35 | 0.03 | 0.13 | 0 | 0 | -0.05 | -0.17 | -0.14 | 0 |  | 0.4 | 0.35 | 0.23 | 59.86 | 1063.542 | 0.51
D | 4002 | 2022-06-23 | 1 | OFF | 44.51 | 12.17 | 0.28 | 0.05 | 0.01 | 0 | 0 | 0.02 | -0.19 | -0.14 | 0 |  | 0.4 | 0.35 | 0.23 | 57.69 | 999.239 | 0.34
D | 4002 | 2022-06-23 | 2 | OFF | 44.75 | 12.17 | 0.28 | 0.05 | 0.03 | 0 | 0 | -0.04 | -0.09 | -0.14 | 0 |  | 0.4 | 0.35 | 0.23 | 57.99 | 959.632 | 0.36
D | 4002 | 2022-06-23 | 3 | OFF | 42.59 | 12.17 | 0.28 | 0.05 | 0.05 | 0 | 0 | -0.02 | -0.13 | -0.14 | 0 |  | 0.4 | 0.35 | 0.23 | 55.83 | 937.451 | 0.38
D | 4002 | 2022-06-23 | 4 | OFF | 43.11 | 12.17 | 0.28 | 0.05 | 0.05 | 0 | 0 | -0.02 | -0.13 | -0.14 | 0 |  | 0.4 | 0.35 | 0.23 | 56.35 | 938.008 | 0.38
D | 4002 | 2022-06-23 | 5 | OFF | 46.26 | 12.17 | 0.28 | 0.05 | 0.03 | 0 | 0 | -0.07 | -0.11 | -0.14 | 0 |  | 0.4 | 0.35 | 0.23 | 59.45 | 963.689 | 0.36
D | 4002 | 2022-06-23 | 6 | OFF | 42.5 | 12.17 | 0.28 | 0.05 | 0.11 | 0 | 0 | 0.04 | -0.26 | -0.14 | 0 |  | 0.4 | 0.35 | 0.23 | 55.73 | 1027.77 | 0.44
D | 4002 | 2022-06-23 | 7 | OFF | 44.07 | 12.17 | 0.28 | 0.05 | 0.2 | 0 | 0 | 0.03 | -0.39 | -0.14 | 0 |  | 0.4 | 0.35 | 0.23 | 57.25 | 1140.485 | 0.53
D | 4002 | 2022-06-23 | 8 | ON | 43.78 | 12.17 | 0.28 | 0.05 | 0.15 | 2.72 | 0 | -0.01 | -0.47 | -0.14 | 0 |  | 0.4 | 0.35 | 0.23 | 59.51 | 1240.25 | 3.2
D | 4002 | 2022-06-23 | 9 | ON | 47.19 | 12.17 | 0.28 | 0.05 | 0.08 | 2.6 | 0 | 0.06 | -0.49 | -0.14 | 0 |  | 0.4 | 0.35 | 0.23 | 62.78 | 1310.046 | 3.01
D | 4002 | 2022-06-23 | 10 | ON | 50.41 | 12.17 | 0.28 | 0.05 | 0.19 | 2.54 | 0 | 0 | -0.43 | -0.14 | 0 |  | 0.4 | 0.35 | 0.23 | 66.05 | 1345.918 | 3.06
D | 4002 | 2022-06-23 | 11 | ON | 49.86 | 12.17 | 0.28 | 0.05 | 0.03 | 2.49 | 0 | -0.01 | -0.4 | -0.14 | 0 |  | 0.4 | 0.35 | 0.23 | 65.31 | 1378.919 | 2.85
D | 4002 | 2022-06-23 | 12 | ON | 53.06 | 12.17 | 0.28 | 0.05 | 0.05 | 2.44 | 0 | -0.01 | -0.38 | -0.14 | 0 |  | 0.4 | 0.35 | 0.23 | 68.5 | 1404.625 | 2.82
D | 4002 | 2022-06-23 | 13 | ON | 62.39 | 12.17 | 0.28 | 0.05 | 0.11 | 2.39 | 0.24 | 0.02 | -0.43 | -0.14 | 0 |  | 0.4 | 0.35 | 0.23 | 78.06 | 1425.713 | 3.07
D | 4002 | 2022-06-23 | 14 | ON | 53.87 | 12.17 | 0.28 | 0.05 | 0.07 | 2.35 | 0.01 | 0.03 | -0.4 | -0.14 | 0 |  | 0.4 | 0.35 | 0.23 | 69.27 | 1453.181 | 2.76
D | 4002 | 2022-06-23 | 15 | ON | 52.2 | 12.17 | 0.28 | 0.05 | 0.01 | 2.33 | 0 | -0.05 | -0.33 | -0.14 | 0 |  | 0.4 | 0.35 | 0.23 | 67.5 | 1452.88 | 2.67
D | 4002 | 2022-06-23 | 16 | ON | 50.84 | 12.17 | 0.28 | 0.05 | 0.04 | 2.31 | 0 | 0 | -0.32 | -0.14 | 0 |  | 0.4 | 0.35 | 0.23 | 66.21 | 1453.297 | 2.68
D | 4002 | 2022-06-23 | 17 | ON | 56.54 | 12.17 | 0.28 | 0.05 | 0.06 | 2.26 | 0.03 | -0.01 | -0.21 | -0.14 | 0 |  | 0.4 | 0.35 | 0.23 | 72.01 | 1466.782 | 2.68
D | 4002 | 2022-06-23 | 18 | ON | 69.72 | 12.17 | 0.28 | 0.05 | 0.01 | 2.2 | 0.14 | -0.06 | -0.22 | -0.14 | 0 |  | 0.4 | 0.35 | 0.23 | 85.13 | 1494.876 | 2.68
D | 4002 | 2022-06-23 | 19 | ON | 79.81 | 12.17 | 0.28 | 0.05 | 0 | 2.21 | 0.33 | -0.02 | -0.23 | -0.14 | 0 |  | 0.4 | 0.35 | 0.23 | 95.44 | 1476.987 | 2.87
D | 4002 | 2022-06-23 | 20 | ON | 76.32 | 12.17 | 0.28 | 0.05 | 0 | 2.27 | 0.18 | -0.02 | -0.19 | -0.14 | 0 |  | 0.4 | 0.35 | 0.23 | 91.9 | 1427.678 | 2.78
D | 4002 | 2022-06-23 | 21 | ON | 72.08 | 12.17 | 0.28 | 0.05 | 0 | 2.32 | 0.22 | -0.11 | -0.19 | -0.14 | 0 |  | 0.4 | 0.35 | 0.23 | 87.66 | 1396.894 | 2.87
D | 4002 | 2022-06-23 | 22 | ON | 60.1 | 12.17 | 0.28 | 0.05 | 0.14 | 2.41 | 0.03 | -0.07 | -0.12 | -0.14 | 0 |  | 0.4 | 0.35 | 0.23 | 75.83 | 1326.968 | 2.91
D | 4002 | 2022-06-23 | 23 | ON | 71.34 | 12.17 | 0.28 | 0.05 | 0.28 | 2.62 | 0.22 | 0.02 | 0.04 | -0.14 | 0 |  | 0.4 | 0.35 | 0.23 | 87.86 | 1208.079 | 3.45
D | 4002 | 2022-06-23 | 24 | OFF | 66.34 | 12.17 | 0.28 | 0.05 | 0.48 | 0 | 0.78 | -0.05 | 0.19 | -0.14 | 0 |  | 0.4 | 0.35 | 0.23 | 81.08 | 1108.856 | 1.59
D | 4002 | 2022-06-24 | 1 | OFF | 54.45 | 12.17 | 0.68 | 0.17 | 0.06 | 0 | 0.19 | 0.09 | -0.05 | -0.14 | 0 |  | 0.4 | 0.35 | 0.23 | 68.6 | 1036.105 | 1.1
D | 4002 | 2022-06-24 | 2 | OFF | 50.86 | 12.17 | 0.68 | 0.17 | 0.06 | 0 | 0 | -0.01 | -0.07 | -0.14 | 0 |  | 0.4 | 0.35 | 0.23 | 64.7 | 988.721 | 0.91
D | 4002 | 2022-06-24 | 3 | OFF | 49.27 | 12.17 | 0.68 | 0.17 | 0.02 | 0 | 0 | -0.05 | -0.05 | -0.14 | 0 |  | 0.4 | 0.35 | 0.23 | 63.05 | 962.136 | 0.87
D | 4002 | 2022-06-24 | 4 | OFF | 48.74 | 12.17 | 0.68 | 0.17 | 0.02 | 0 | 0 | -0.03 | -0.05 | -0.14 | 0 |  | 0.4 | 0.35 | 0.23 | 62.54 | 957.169 | 0.87
D | 4002 | 2022-06-24 | 5 | OFF | 49.32 | 12.17 | 0.68 | 0.17 | 0.02 | 0 | 0 | -0.04 | -0.08 | -0.14 | 0 |  | 0.4 | 0.35 | 0.23 | 63.08 | 978.829 | 0.87
D | 4002 | 2022-06-24 | 6 | OFF | 51.71 | 12.17 | 0.68 | 0.17 | 0.25 | 0 | 0 | 0.1 | -0.14 | -0.14 | 0 |  | 0.4 | 0.35 | 0.23 | 65.78 | 1037.045 | 1.1
D | 4002 | 2022-06-24 | 7 | OFF | 55.49 | 12.17 | 0.68 | 0.17 | 0.25 | 0 | 0.03 | 0.07 | -0.21 | -0.14 | 0 |  | 0.4 | 0.35 | 0.23 | 69.49 | 1140.093 | 1.13
D | 4002 | 2022-06-24 | 8 | ON | 58.41 | 12.17 | 0.68 | 0.17 | 0.25 | 2.74 | 0.09 | -0.01 | -0.24 | -0.14 | 0 |  | 0.4 | 0.35 | 0.23 | 75.1 | 1247.119 | 3.93
D | 4002 | 2022-06-24 | 9 | ON | 51.94 | 12.17 | 0.68 | 0.17 | 0.07 | 2.63 | 0 | 0.01 | -0.4 | -0.14 | 0 |  | 0.4 | 0.35 | 0.23 | 68.11 | 1323.03 | 3.55
D | 4002 | 2022-06-24 | 10 | ON | 49.88 | 12.17 | 0.68 | 0.17 | 0.12 | 2.58 | 0 | 0.02 | -0.41 | -0.14 | 0 |  | 0.4 | 0.35 | 0.23 | 66.05 | 1360.2 | 3.55
D | 4002 | 2022-06-24 | 11 | ON | 50.42 | 12.17 | 0.68 | 0.17 | 0.07 | 2.49 | 0 | -0.03 | -0.25 | -0.14 | 0 |  | 0.4 | 0.35 | 0.23 | 66.56 | 1400.407 | 3.41
D | 4002 | 2022-06-24 | 12 | ON | 68.97 | 12.17 | 0.68 | 0.17 | 0.28 | 2.4 | 0.57 | 0.03 | -0.19 | -0.14 | 0 |  | 0.4 | 0.35 | 0.23 | 85.92 | 1435.673 | 4.1
D | 4002 | 2022-06-24 | 13 | ON | 57.97 | 12.17 | 0.68 | 0.17 | 0.08 | 2.19 | 0.05 | -0.03 | -0.14 | -0.14 | 0 |  | 0.4 | 0.35 | 0.23 | 73.98 | 1465.594 | 3.17
D | 4002 | 2022-06-24 | 14 | ON | 90.67 | 12.17 | 0.68 | 0.17 | 0.16 | 2.29 | 0.91 | -0.05 | -0.1 | -0.14 | 0 |  | 0.4 | 0.35 | 0.23 | 107.74 | 1491.72 | 4.21
D | 4002 | 2022-06-24 | 15 | ON | 101.45 | 12.17 | 0.68 | 0.17 | 0.16 | 2.23 | 0.79 | -0.08 | -0.09 | -0.14 | 0 |  | 0.4 | 0.35 | 0.23 | 118.32 | 1513.062 | 4.03
D | 4002 | 2022-06-24 | 16 | ON | 105.01 | 12.17 | 0.68 | 0.17 | 0.01 | 2.17 | 0.25 | -0.2 | -0.03 | -0.14 | 0 |  | 0.4 | 0.35 | 0.23 | 121.07 | 1548.276 | 3.28
D | 4002 | 2022-06-24 | 17 | ON | 108.39 | 12.17 | 0.68 | 0.17 | 0.44 | 2.11 | 0.06 | 0.03 | -0.17 | -0.14 | 0 |  | 0.4 | 0.35 | 0.23 | 124.72 | 1589.089 | 3.46
D | 4002 | 2022-06-24 | 18 | ON | 122.64 | 12.17 | 0.68 | 0.17 | 0.19 | 2.05 | 0.02 | -0.2 | -0.07 | -0.14 | 0 |  | 0.4 | 0.35 | 0.23 | 138.49 | 1626.776 | 3.11
D | 4002 | 2022-06-24 | 19 | ON | 127.66 | 12.17 | 0.68 | 0.17 | 0.53 | 2.04 | 0.11 | -0.11 | -0.22 | -0.14 | 0 |  | 0.4 | 0.35 | 0.23 | 143.87 | 1623.435 | 3.53
D | 4002 | 2022-06-24 | 20 | ON | 115.33 | 12.17 | 0.68 | 0.17 | 0.29 | 2.09 | 0.11 | 0.02 | -0.12 | -0.14 | 0 |  | 0.4 | 0.35 | 0.23 | 131.58 | 1574.919 | 3.34
D | 4002 | 2022-06-24 | 21 | ON | 94.28 | 12.17 | 0.68 | 0.17 | 0.35 | 2.15 | 0.26 | -0.05 | -0.19 | -0.14 | 0 |  | 0.4 | 0.35 | 0.23 | 110.66 | 1523.19 | 3.61
D | 4002 | 2022-06-24 | 22 | ON | 85.89 | 12.17 | 0.68 | 0.17 | 0.41 | 2.22 | 0.33 | -0.13 | -0.07 | -0.14 | 0 |  | 0.4 | 0.35 | 0.23 | 102.51 | 1450.14 | 3.81
D | 4002 | 2022-06-24 | 23 | ON | 94.17 | 12.17 | 0.68 | 0.17 | 0.9 | 2.39 | 0.81 | -0.16 | 0.42 | -0.14 | 0 |  | 0.4 | 0.35 | 0.23 | 112.39 | 1325.23 | 4.95
D | 4002 | 2022-06-24 | 24 | OFF | 70.74 | 12.17 | 0.68 | 0.17 | 0.58 | 0 | 0.13 | -0.07 | -0.11 | -0.14 | 0 |  | 0.4 | 0.35 | 0.23 | 85.13 | 1198.009 | 1.56
D | 4002 | 2022-06-25 | 1 | OFF | 70.96 | 12.17 | 2.37 | 0.09 | 0.06 | 0 | 0.04 | 0 | -0.11 | -0.14 | 0 |  | 0.4 | 0.35 | 0.23 | 86.42 | 1098.997 | 2.56
D | 4002 | 2022-06-25 | 2 | OFF | 65.58 | 12.17 | 2.37 | 0.09 | 0 | 0 | 0.03 | 0.01 | -0.05 | -0.14 | 0 |  | 0.4 | 0.35 | 0.23 | 81.04 | 1030.847 | 2.49
D | 4002 | 2022-06-25 | 3 | OFF | 56.78 | 12.17 | 2.37 | 0.09 | 0 | 0 | 0 | 0.1 | -0.05 | -0.14 | 0 |  | 0.4 | 0.35 | 0.23 | 72.3 | 988.424 | 2.46
D | 4002 | 2022-06-25 | 4 | OFF | 56.77 | 12.17 | 2.37 | 0.09 | 0 | 0 | 0 | 0 | -0.04 | -0.14 | 0 |  | 0.4 | 0.35 | 0.23 | 72.2 | 963.059 | 2.46
D | 4002 | 2022-06-25 | 5 | OFF | 55.69 | 12.17 | 2.37 | 0.09 | 0 | 0 | 0 | 0 | -0.01 | -0.14 | 0 |  | 0.4 | 0.35 | 0.23 | 71.15 | 957.924 | 2.46
D | 4002 | 2022-06-25 | 6 | OFF | 58.02 | 12.17 | 2.37 | 0.09 | 0 | 0 | 0 | -0.12 | -0.06 | -0.14 | 0 |  | 0.4 | 0.35 | 0.23 | 73.31 | 974.68 | 2.46
D | 4002 | 2022-06-25 | 7 | OFF | 60.56 | 12.17 | 2.37 | 0.09 | 0.22 | 0 | 0 | 0.01 | -0.11 | -0.14 | 0 |  | 0.4 | 0.35 | 0.23 | 76.15 | 1030.917 | 2.68
D | 4002 | 2022-06-25 | 8 | OFF | 55.56 | 12.17 | 2.37 | 0.09 | 0.13 | 0 | 0 | -0.02 | -0.1 | -0.14 | 0 |  | 0.4 | 0.35 | 0.23 | 71.04 | 1115.202 | 2.59
D | 4002 | 2022-06-25 | 9 | OFF | 61.01 | 12.17 | 2.37 | 0.09 | 0.13 | 0 | 0 | 0.03 | -0.21 | -0.14 | 0 |  | 0.4 | 0.35 | 0.23 | 76.43 | 1221.975 | 2.59
D | 4002 | 2022-06-25 | 10 | OFF | 55.43 | 12.17 | 2.37 | 0.09 | 0.09 | 0 | 0 | -0.01 | -0.29 | -0.14 | 0 |  | 0.4 | 0.35 | 0.23 | 70.69 | 1319.318 | 2.55
D | 4002 | 2022-06-25 | 11 | OFF | 48.98 | 12.17 | 2.37 | 0.09 | 0.05 | 0 | 0 | 0.03 | -0.27 | -0.14 | 0 |  | 0.4 | 0.35 | 0.23 | 64.26 | 1401.785 | 2.51
D | 4002 | 2022-06-25 | 12 | OFF | 49.4 | 12.17 | 2.37 | 0.09 | 0.04 | 0 | 0 | 0 | -0.24 | -0.14 | 0 |  | 0.4 | 0.35 | 0.23 | 64.67 | 1472.104 | 2.5
D | 4002 | 2022-06-25 | 13 | OFF | 47.95 | 12.17 | 2.37 | 0.09 | 0.05 | 0 | 0 | -0.01 | -0.19 | -0.14 | 0 |  | 0.4 | 0.35 | 0.23 | 63.27 | 1529.996 | 2.51
D | 4002 | 2022-06-25 | 14 | OFF | 49.34 | 12.17 | 2.37 | 0.09 | 0.04 | 0 | 0 | -0.02 | -0.24 | -0.14 | 0 |  | 0.4 | 0.35 | 0.23 | 64.59 | 1582.463 | 2.5
D | 4002 | 2022-06-25 | 15 | OFF | 50 | 12.17 | 2.37 | 0.09 | 0.04 | 0 | 0 | -0.03 | -0.24 | -0.14 | 0 |  | 0.4 | 0.35 | 0.23 | 65.24 | 1634.081 | 2.5
D | 4002 | 2022-06-25 | 16 | OFF | 55.53 | 12.17 | 2.37 | 0.09 | 0.05 | 0 | 0 | 0 | -0.2 | -0.14 | 0 |  | 0.4 | 0.35 | 0.23 | 70.85 | 1692.86 | 2.51
D | 4002 | 2022-06-25 | 17 | OFF | 63.81 | 12.17 | 2.37 | 0.09 | 0.08 | 0 | 0 | 0.06 | -0.21 | -0.14 | 0 |  | 0.4 | 0.35 | 0.23 | 79.21 | 1758.31 | 2.54
D | 4002 | 2022-06-25 | 18 | OFF | 96.91 | 12.17 | 2.37 | 0.09 | 0.33 | 0 | 0.04 | -0.01 | -0.06 | -0.14 | 0 |  | 0.4 | 0.35 | 0.23 | 112.68 | 1811.865 | 2.83
D | 4002 | 2022-06-25 | 19 | OFF | 112.4 | 12.17 | 2.37 | 0.09 | 0.37 | 0 | 0.03 | 0.03 | -0.31 | -0.14 | 0 |  | 0.4 | 0.35 | 0.23 | 127.99 | 1812.932 | 2.86
D | 4002 | 2022-06-25 | 20 | OFF | 110.69 | 12.17 | 2.37 | 0.09 | 0.37 | 0 | 0 | 0.02 | -0.25 | -0.14 | 0 |  | 0.4 | 0.35 | 0.23 | 126.3 | 1754.107 | 2.83
D | 4002 | 2022-06-25 | 21 | OFF | 103.89 | 12.17 | 2.37 | 0.09 | 0.34 | 0 | 0 | -0.06 | -0.27 | -0.14 | 0 |  | 0.4 | 0.35 | 0.23 | 119.37 | 1679.868 | 2.8
D | 4002 | 2022-06-25 | 22 | OFF | 73.49 | 12.17 | 2.37 | 0.09 | 0.19 | 0 | 0.03 | 0.04 | -0.09 | -0.14 | 0 |  | 0.4 | 0.35 | 0.23 | 89.13 | 1595.004 | 2.68
D | 4002 | 2022-06-25 | 23 | OFF | 75.85 | 12.17 | 2.37 | 0.09 | 0.37 | 0 | 0.04 | -0.12 | -0.23 | -0.14 | 0 |  | 0.4 | 0.35 | 0.23 | 91.38 | 1451.738 | 2.87
D | 4002 | 2022-06-25 | 24 | OFF | 95.94 | 12.17 | 2.37 | 0.09 | 0.68 | 0 | 0.16 | -0.09 | -0.29 | -0.14 | 0 |  | 0.4 | 0.35 | 0.23 | 111.87 | 1310.728 | 3.3
D | 4002 | 2022-06-26 | 1 | OFF | 73.72 | 12.17 | 2.51 | 0.04 | 0.5 | 0 | 0.62 | -0.07 | -0.21 | -0.14 | 0 |  | 0.4 | 0.35 | 0.23 | 90.12 | 1205.04 | 3.67
D | 4002 | 2022-06-26 | 2 | OFF | 55.33 | 12.17 | 2.51 | 0.04 | 0.1 | 0 | 0 | -0.04 | -0.21 | -0.14 | 0 |  | 0.4 | 0.35 | 0.23 | 70.74 | 1131.146 | 2.65
D | 4002 | 2022-06-26 | 3 | OFF | 58.39 | 12.17 | 2.51 | 0.04 | 0.14 | 0 | 0 | -0.14 | -0.2 | -0.14 | 0 |  | 0.4 | 0.35 | 0.23 | 73.75 | 1080.182 | 2.69
D | 4002 | 2022-06-26 | 4 | OFF | 53.89 | 12.17 | 2.51 | 0.04 | 0.06 | 0 | 0 | -0.05 | -0.14 | -0.14 | 0 |  | 0.4 | 0.35 | 0.23 | 69.32 | 1047.034 | 2.61
D | 4002 | 2022-06-26 | 5 | OFF | 51.51 | 12.17 | 2.51 | 0.04 | 0.01 | 0 | 0 | -0.06 | -0.17 | -0.14 | 0 |  | 0.4 | 0.35 | 0.23 | 66.85 | 1031.333 | 2.56
D | 4002 | 2022-06-26 | 6 | OFF | 50.91 | 12.17 | 2.51 | 0.04 | 0 | 0 | 0 | -0.03 | -0.13 | -0.14 | 0 |  | 0.4 | 0.35 | 0.23 | 66.31 | 1029.886 | 2.55
D | 4002 | 2022-06-26 | 7 | OFF | 50.18 | 12.17 | 2.51 | 0.04 | 0.07 | 0 | 0 | 0.02 | -0.14 | -0.14 | 0 |  | 0.4 | 0.35 | 0.23 | 65.69 | 1071.452 | 2.62
D | 4002 | 2022-06-26 | 8 | OFF | 49.9 | 12.17 | 2.51 | 0.04 | 0.09 | 0 | 0 | 0 | -0.13 | -0.14 | 0 |  | 0.4 | 0.35 | 0.23 | 65.42 | 1170.487 | 2.64
D | 4002 | 2022-06-26 | 9 | OFF | 50.73 | 12.17 | 2.51 | 0.04 | 0.12 | 0 | 0 | 0 | -0.16 | -0.14 | 0 |  | 0.4 | 0.35 | 0.23 | 66.25 | 1304.242 | 2.67
D | 4002 | 2022-06-26 | 10 | OFF | 51.7 | 12.17 | 2.51 | 0.04 | 0.05 | 0 | 0 | -0.03 | -0.23 | -0.14 | 0 |  | 0.4 | 0.35 | 0.23 | 67.05 | 1435.871 | 2.6
D | 4002 | 2022-06-26 | 11 | OFF | 50.92 | 12.17 | 2.51 | 0.04 | 0.05 | 0 | 0 | 0.07 | -0.25 | -0.14 | 0 |  | 0.4 | 0.35 | 0.23 | 66.35 | 1556.227 | 2.6
D | 4002 | 2022-06-26 | 12 | OFF | 54.13 | 12.17 | 2.51 | 0.04 | 0.05 | 0 | 0 | 0 | -0.36 | -0.14 | 0 |  | 0.4 | 0.35 | 0.23 | 69.38 | 1658.307 | 2.6
D | 4002 | 2022-06-26 | 13 | OFF | 58.57 | 12.17 | 2.51 | 0.04 | 0.06 | 0 | 0 | -0.01 | -0.29 | -0.14 | 0 |  | 0.4 | 0.35 | 0.23 | 73.89 | 1734.899 | 2.61
D | 4002 | 2022-06-26 | 14 | OFF | 62.17 | 12.17 | 2.51 | 0.04 | 0.07 | 0 | 0 | -0.01 | -0.35 | -0.14 | 0 |  | 0.4 | 0.35 | 0.23 | 77.44 | 1782.781 | 2.62
D | 4002 | 2022-06-26 | 15 | OFF | 67.37 | 12.17 | 2.51 | 0.04 | 0.09 | 0 | 0 | 0.02 | -0.31 | -0.14 | 0 |  | 0.4 | 0.35 | 0.23 | 82.73 | 1824.237 | 2.64
D | 4002 | 2022-06-26 | 16 | OFF | 76.19 | 12.17 | 2.51 | 0.04 | 0.12 | 0 | 0 | 0.02 | -0.31 | -0.14 | 0 |  | 0.4 | 0.35 | 0.23 | 91.58 | 1865.792 | 2.67
D | 4002 | 2022-06-26 | 17 | OFF | 75.15 | 12.17 | 2.51 | 0.04 | 0.08 | 0 | 0 | -0.03 | -0.33 | -0.14 | 0 |  | 0.4 | 0.35 | 0.23 | 90.43 | 1919.383 | 2.63
D | 4002 | 2022-06-26 | 18 | OFF | 92.33 | 12.17 | 2.51 | 0.04 | 0.15 | 0 | 0.01 | -0.01 | -0.5 | -0.14 | 0 |  | 0.4 | 0.35 | 0.23 | 107.54 | 1967.994 | 2.71
D | 4002 | 2022-06-26 | 19 | OFF | 91.04 | 12.17 | 2.51 | 0.04 | 0.19 | 0 | 0 | 0.01 | -0.49 | -0.14 | 0 |  | 0.4 | 0.35 | 0.23 | 106.31 | 1966.153 | 2.74
D | 4002 | 2022-06-26 | 20 | OFF | 94.61 | 12.17 | 2.51 | 0.04 | 0.27 | 0 | 0 | -0.05 | -0.41 | -0.14 | 0 |  | 0.4 | 0.35 | 0.23 | 109.98 | 1902.261 | 2.82
D | 4002 | 2022-06-26 | 21 | OFF | 90.6 | 12.17 | 2.51 | 0.04 | 0.16 | 0 | 0.15 | -0.03 | -0.32 | -0.14 | 0 |  | 0.4 | 0.35 | 0.23 | 106.12 | 1819.714 | 2.86
D | 4002 | 2022-06-26 | 22 | OFF | 75.1 | 12.17 | 2.51 | 0.04 | 0.15 | 0 | 0.01 | 0.02 | -0.17 | -0.14 | 0 |  | 0.4 | 0.35 | 0.23 | 90.67 | 1731.428 | 2.71
D | 4002 | 2022-06-26 | 23 | OFF | 66.79 | 12.17 | 2.51 | 0.04 | 0.29 | 0 | 0 | -0.04 | -0.11 | -0.14 | 0 |  | 0.4 | 0.35 | 0.23 | 82.49 | 1572.756 | 2.84
D | 4002 | 2022-06-26 | 24 | OFF | 65 | 12.17 | 2.51 | 0.04 | 0.21 | 0 | 0.14 | -0.18 | -0.21 | -0.14 | 0 |  | 0.4 | 0.35 | 0.23 | 80.52 | 1426.544 | 2.9
D | 4002 | 2022-06-27 | 1 | OFF | 53.36 | 12.17 | 0.3 | 0.05 | 0.07 | 0 | 0 | -0.04 | -0.26 | -0.14 | 0 |  | 0.4 | 0.35 | 0.23 | 66.49 | 1312.524 | 0.42
D | 4002 | 2022-06-27 | 2 | OFF | 49.78 | 12.17 | 0.3 | 0.05 | 0.03 | 0 | 0 | -0.02 | -0.2 | -0.14 | 0 |  | 0.4 | 0.35 | 0.23 | 62.95 | 1235.688 | 0.38
D | 4002 | 2022-06-27 | 3 | OFF | 46.49 | 12.17 | 0.3 | 0.05 | 0.08 | 0 | 0 | -0.01 | -0.19 | -0.14 | 0 |  | 0.4 | 0.35 | 0.23 | 59.73 | 1183.003 | 0.43
D | 4002 | 2022-06-27 | 4 | OFF | 46.22 | 12.17 | 0.3 | 0.05 | 0.09 | 0 | 0 | 0.03 | -0.19 | -0.14 | 0 |  | 0.4 | 0.35 | 0.23 | 59.51 | 1158.98 | 0.44
D | 4002 | 2022-06-27 | 5 | OFF | 47.66 | 12.17 | 0.3 | 0.05 | 0.12 | 0 | 0 | -0.04 | -0.17 | -0.14 | 0 |  | 0.4 | 0.35 | 0.23 | 60.93 | 1168.601 | 0.47
D | 4002 | 2022-06-27 | 6 | OFF | 51.14 | 12.17 | 0.3 | 0.05 | 0.11 | 0 | 0 | 0.02 | -0.19 | -0.14 | 0 |  | 0.4 | 0.35 | 0.23 | 64.44 | 1224.455 | 0.46
D | 4002 | 2022-06-27 | 7 | OFF | 54.36 | 12.17 | 0.3 | 0.05 | 0.15 | 0 | 0 | 0 | -0.27 | -0.14 | 0 |  | 0.4 | 0.35 | 0.23 | 67.6 | 1334.519 | 0.5
D | 4002 | 2022-06-27 | 8 | ON | 74.73 | 12.17 | 0.3 | 0.05 | 0.29 | 2.27 | 0.12 | -0.04 | -0.03 | -0.14 | 0 |  | 0.4 | 0.35 | 0.23 | 90.7 | 1454.478 | 3.03
D | 4002 | 2022-06-27 | 9 | ON | 90.9 | 12.17 | 0.3 | 0.05 | 0.22 | 2.15 | 0.02 | -0.04 | -0.28 | -0.14 | 0 |  | 0.4 | 0.35 | 0.23 | 106.33 | 1537.514 | 2.74
D | 4002 | 2022-06-27 | 10 | ON | 92.09 | 12.17 | 0.3 | 0.05 | 0.14 | 2.08 | 0.06 | 0.02 | -0.32 | -0.14 | 0 |  | 0.4 | 0.35 | 0.23 | 107.43 | 1584.666 | 2.63
D | 4002 | 2022-06-27 | 11 | ON | 90.19 | 12.17 | 0.3 | 0.05 | 0.13 | 2.05 | 0.06 | 0 | -0.33 | -0.14 | 0 |  | 0.4 | 0.35 | 0.23 | 105.46 | 1621.296 | 2.59
D | 4002 | 2022-06-27 | 12 | ON | 91.83 | 12.17 | 0.3 | 0.05 | 0.13 | 2.02 | 0.22 | 0.03 | -0.32 | -0.14 | 0 |  | 0.4 | 0.35 | 0.23 | 107.27 | 1641.145 | 2.72
D | 4002 | 2022-06-27 | 13 | ON | 87.64 | 12.17 | 0.3 | 0.05 | 0.12 | 2.01 | 0.47 | 0.03 | -0.31 | -0.14 | 0 |  | 0.4 | 0.35 | 0.23 | 103.32 | 1657.647 | 2.95
D | 4002 | 2022-06-27 | 14 | ON | 77.09 | 12.17 | 0.3 | 0.05 | 0.16 | 2.01 | 0.15 | 0.07 | -0.24 | -0.14 | 0 |  | 0.4 | 0.35 | 0.23 | 92.6 | 1666.37 | 2.67
D | 4002 | 2022-06-27 | 15 | ON | 69.3 | 12.17 | 0.3 | 0.05 | 0.12 | 2.03 | 0 | -0.01 | -0.27 | -0.14 | 0 |  | 0.4 | 0.35 | 0.23 | 84.53 | 1668.633 | 2.5
D | 4002 | 2022-06-27 | 16 | ON | 61.94 | 12.17 | 0.3 | 0.05 | 0.1 | 2.05 | 0 | -0.05 | -0.21 | -0.14 | 0 |  | 0.4 | 0.35 | 0.23 | 77.19 | 1674.064 | 2.5
D | 4002 | 2022-06-27 | 17 | ON | 54.04 | 12.17 | 0.3 | 0.05 | 0.06 | 2.04 | 0 | -0.06 | -0.2 | -0.14 | 0 |  | 0.4 | 0.35 | 0.23 | 69.24 | 1700.971 | 2.45
D | 4002 | 2022-06-27 | 18 | ON | 59.21 | 12.17 | 0.3 | 0.05 | 0.07 | 1.92 | 0 | 0.01 | -0.21 | -0.14 | 0 |  | 0.4 | 0.35 | 0.23 | 74.36 | 1737.551 | 2.34
D | 4002 | 2022-06-27 | 19 | ON | 57.01 | 12.17 | 0.3 | 0.05 | 0.07 | 1.92 | 0 | 0 | -0.23 | -0.14 | 0 |  | 0.4 | 0.35 | 0.23 | 72.13 | 1727.762 | 2.34
D | 4002 | 2022-06-27 | 20 | ON | 68.75 | 12.17 | 0.3 | 0.05 | 0.15 | 2.01 | 0.03 | -0.03 | -0.2 | -0.14 | 0 |  | 0.4 | 0.35 | 0.23 | 84.07 | 1674.039 | 2.54
D | 4002 | 2022-06-27 | 21 | ON | 65.14 | 12.17 | 0.3 | 0.05 | 0.1 | 2.13 | 0 | -0.04 | -0.23 | -0.14 | 0 |  | 0.4 | 0.35 | 0.23 | 80.46 | 1613.81 | 2.58
D | 4002 | 2022-06-27 | 22 | ON | 65.3 | 12.17 | 0.3 | 0.05 | 0.12 | 2.21 | 0.04 | -0.06 | -0.1 | -0.14 | 0 |  | 0.4 | 0.35 | 0.23 | 80.87 | 1524.02 | 2.72
D | 4002 | 2022-06-27 | 23 | ON | 54.35 | 12.17 | 0.3 | 0.05 | 0.13 | 2.41 | 0 | -0.06 | -0.1 | -0.14 | 0 |  | 0.4 | 0.35 | 0.23 | 70.09 | 1369.349 | 2.89
D | 4002 | 2022-06-27 | 24 | OFF | 56.13 | 12.17 | 0.3 | 0.05 | 0.23 | 0 | 0.19 | -0.01 | -0.02 | -0.14 | 0 |  | 0.4 | 0.35 | 0.23 | 69.88 | 1231.947 | 0.77
D | 4002 | 2022-06-28 | 1 | OFF | 53.84 | 12.17 | 0.45 | 0.06 | 0.12 | 0 | 0 | -0.04 | -0.15 | -0.14 | 0 |  | 0.4 | 0.35 | 0.23 | 67.29 | 1125.008 | 0.63
D | 4002 | 2022-06-28 | 2 | OFF | 52.91 | 12.17 | 0.45 | 0.06 | 0.03 | 0 | 0 | -0.02 | -0.12 | -0.14 | 0 |  | 0.4 | 0.35 | 0.23 | 66.32 | 1055.366 | 0.54
D | 4002 | 2022-06-28 | 3 | OFF | 47.91 | 12.17 | 0.45 | 0.06 | 0 | 0 | 0 | -0.08 | -0.14 | -0.14 | 0 |  | 0.4 | 0.35 | 0.23 | 61.21 | 1013.519 | 0.51
D | 4002 | 2022-06-28 | 4 | OFF | 46.49 | 12.17 | 0.45 | 0.06 | 0.01 | 0 | 0 | -0.01 | -0.12 | -0.14 | 0 |  | 0.4 | 0.35 | 0.23 | 59.89 | 998.302 | 0.52
D | 4002 | 2022-06-28 | 5 | OFF | 46.62 | 12.17 | 0.45 | 0.06 | 0.03 | 0 | 0 | -0.04 | -0.13 | -0.14 | 0 |  | 0.4 | 0.35 | 0.23 | 60 | 1009.141 | 0.54
D | 4002 | 2022-06-28 | 6 | OFF | 46.89 | 12.17 | 0.45 | 0.06 | 0.6 | 0 | 0 | 0.01 | -0.22 | -0.14 | 0 |  | 0.4 | 0.35 | 0.23 | 60.8 | 1061.941 | 1.11
D | 4002 | 2022-06-28 | 7 | OFF | 49.87 | 12.17 | 0.45 | 0.06 | 0.15 | 0 | 0 | 0.04 | -0.27 | -0.14 | 0 |  | 0.4 | 0.35 | 0.23 | 63.31 | 1169.712 | 0.66
D | 4002 | 2022-06-28 | 8 | ON | 50.59 | 12.17 | 0.45 | 0.06 | 0.13 | 2.67 | 0 | 0.01 | -0.33 | -0.14 | 0 |  | 0.4 | 0.35 | 0.23 | 66.59 | 1282.975 | 3.31
D | 4002 | 2022-06-28 | 9 | ON | 50.07 | 12.17 | 0.45 | 0.06 | 0.07 | 2.57 | 0 | 0.06 | -0.3 | -0.14 | 0 |  | 0.4 | 0.35 | 0.23 | 65.99 | 1351.517 | 3.15
D | 4002 | 2022-06-28 | 10 | ON | 47.97 | 12.17 | 0.45 | 0.06 | 0.06 | 2.53 | 0 | -0.03 | -0.26 | -0.14 | 0 |  | 0.4 | 0.35 | 0.23 | 63.79 | 1390.158 | 3.1
D | 4002 | 2022-06-28 | 11 | ON | 50.01 | 12.17 | 0.45 | 0.06 | 0.05 | 2.48 | 0 | -0.07 | -0.28 | -0.14 | 0 |  | 0.4 | 0.35 | 0.23 | 65.71 | 1435.712 | 3.04
D | 4002 | 2022-06-28 | 12 | ON | 50.54 | 12.17 | 0.45 | 0.06 | 0.06 | 2.4 | 0 | 0.01 | -0.25 | -0.14 | 0 |  | 0.4 | 0.35 | 0.23 | 66.28 | 1481.613 | 2.97
D | 4002 | 2022-06-28 | 13 | ON | 50.15 | 12.17 | 0.45 | 0.06 | 0.06 | 2.35 | 0 | 0.03 | -0.27 | -0.14 | 0 |  | 0.4 | 0.35 | 0.23 | 65.84 | 1508.404 | 2.92
D | 4002 | 2022-06-28 | 14 | ON | 49.92 | 12.17 | 0.45 | 0.06 | 0.04 | 2.28 | 0 | 0.1 | -0.28 | -0.14 | 0 |  | 0.4 | 0.35 | 0.23 | 65.58 | 1526.021 | 2.83
D | 4002 | 2022-06-28 | 15 | ON | 50.82 | 12.17 | 0.45 | 0.06 | 0.05 | 2.24 | 0 | 0.04 | -0.27 | -0.14 | 0 |  | 0.4 | 0.35 | 0.23 | 66.4 | 1538.375 | 2.8
D | 4002 | 2022-06-28 | 16 | ON | 49.97 | 12.17 | 0.45 | 0.06 | 0.04 | 2.2 | 0 | 0.04 | -0.27 | -0.14 | 0 |  | 0.4 | 0.35 | 0.23 | 65.5 | 1562.986 | 2.75
D | 4002 | 2022-06-28 | 17 | ON | 57 | 12.17 | 0.45 | 0.06 | 0.06 | 2.12 | 0 | -0.01 | -0.15 | -0.14 | 0 |  | 0.4 | 0.35 | 0.23 | 72.54 | 1598.233 | 2.69
D | 4002 | 2022-06-28 | 18 | ON | 89.5 | 12.17 | 0.45 | 0.06 | 0.3 | 2.04 | 0.11 | 0.03 | -0.16 | -0.14 | 0 |  | 0.4 | 0.35 | 0.23 | 105.34 | 1636.322 | 2.96
D | 4002 | 2022-06-28 | 19 | ON | 98.04 | 12.17 | 0.45 | 0.06 | 0.39 | 2.01 | 0.18 | 0 | -0.39 | -0.14 | 0 |  | 0.4 | 0.35 | 0.23 | 113.75 | 1638.725 | 3.09
D | 4002 | 2022-06-28 | 20 | ON | 91.24 | 12.17 | 0.45 | 0.06 | 0.34 | 2.06 | 0 | -0.05 | -0.38 | -0.14 | 0 |  | 0.4 | 0.35 | 0.23 | 106.73 | 1585.784 | 2.91
D | 4002 | 2022-06-28 | 21 | ON | 86.64 | 12.17 | 0.45 | 0.06 | 0.17 | 2.14 | 0.06 | -0.04 | -0.35 | -0.14 | 0 |  | 0.4 | 0.35 | 0.23 | 102.14 | 1520.977 | 2.88
D | 4002 | 2022-06-28 | 22 | ON | 65.75 | 12.17 | 0.45 | 0.06 | 0.23 | 2.24 | 0.09 | 0.03 | -0.06 | -0.14 | 0 |  | 0.4 | 0.35 | 0.23 | 81.8 | 1435.624 | 3.07
D | 4002 | 2022-06-28 | 23 | ON | 60.31 | 12.17 | 0.45 | 0.06 | 0.31 | 2.45 | 0.08 | 0.08 | -0.05 | -0.14 | 0 |  | 0.4 | 0.35 | 0.23 | 76.7 | 1293.534 | 3.35
D | 4002 | 2022-06-28 | 24 | OFF | 49.7 | 12.17 | 0.45 | 0.06 | 0.15 | 0 | 0 | 0.03 | -0.32 | -0.14 | 0 |  | 0.4 | 0.35 | 0.23 | 63.08 | 1160.262 | 0.66
D | 4002 | 2022-06-29 | 1 | OFF | 58.88 | 12.17 | 1.4 | 0.08 | 0.08 | 0 | 0 | -0.05 | -0.22 | -0.14 | 0 |  | 0.4 | 0.35 | 0.23 | 73.18 | 1071.358 | 1.56
D | 4002 | 2022-06-29 | 2 | OFF | 62.42 | 12.17 | 1.4 | 0.08 | 0.01 | 0 | 0 | -0.04 | -0.1 | -0.14 | 0 |  | 0.4 | 0.35 | 0.23 | 76.78 | 1015.509 | 1.49
D | 4002 | 2022-06-29 | 3 | OFF | 95.52 | 12.17 | 1.4 | 0.08 | 0 | 0 | 0 | 0.1 | 0.1 | -0.14 | 0 |  | 0.4 | 0.35 | 0.23 | 110.21 | 981.864 | 1.48
D | 4002 | 2022-06-29 | 4 | OFF | 67.34 | 12.17 | 1.4 | 0.08 | 0.11 | 0 | 0 | 0.01 | -0.12 | -0.14 | 0 |  | 0.4 | 0.35 | 0.23 | 81.83 | 971.588 | 1.59
D | 4002 | 2022-06-29 | 5 | OFF | 79.98 | 12.17 | 1.4 | 0.08 | 0.24 | 0 | 0 | 0.07 | -0.03 | -0.14 | 0 |  | 0.4 | 0.35 | 0.23 | 94.75 | 989.491 | 1.72
D | 4002 | 2022-06-29 | 6 | OFF | 118.21 | 12.17 | 1.4 | 0.08 | 1.13 | 0 | 0 | 0.12 | -0.01 | -0.14 | 0 |  | 0.4 | 0.35 | 0.23 | 133.94 | 1045.551 | 2.61
D | 4002 | 2022-06-29 | 7 | OFF | 61.69 | 12.17 | 1.4 | 0.08 | 0.63 | 0 | 0 | 0.14 | -0.49 | -0.14 | 0 |  | 0.4 | 0.35 | 0.23 | 76.46 | 1154.457 | 2.11
D | 4002 | 2022-06-29 | 8 | ON | 52.49 | 12.17 | 1.4 | 0.08 | 0.16 | 2.65 | 0 | 0.02 | -0.32 | -0.14 | 0 |  | 0.4 | 0.35 | 0.23 | 69.49 | 1263.235 | 4.29
D | 4002 | 2022-06-29 | 9 | ON | 53.47 | 12.17 | 1.4 | 0.08 | 0.07 | 2.53 | 0 | 0.02 | -0.32 | -0.14 | 0 |  | 0.4 | 0.35 | 0.23 | 70.26 | 1343.608 | 4.08
D | 4002 | 2022-06-29 | 10 | ON | 55.39 | 12.17 | 1.4 | 0.08 | 0.1 | 2.45 | 0 | 0 | -0.36 | -0.14 | 0 |  | 0.4 | 0.35 | 0.23 | 72.07 | 1400.427 | 4.03
D | 4002 | 2022-06-29 | 11 | ON | 52.7 | 12.17 | 1.4 | 0.08 | 0.06 | 2.37 | 0 | 0.06 | -0.31 | -0.14 | 0 |  | 0.4 | 0.35 | 0.23 | 69.37 | 1468.973 | 3.91
D | 4002 | 2022-06-29 | 12 | ON | 52.53 | 12.17 | 1.4 | 0.08 | 0.05 | 2.3 | 0 | 0.02 | -0.33 | -0.14 | 0 |  | 0.4 | 0.35 | 0.23 | 69.06 | 1512.608 | 3.83
D | 4002 | 2022-06-29 | 13 | ON | 51.92 | 12.17 | 1.4 | 0.08 | 0.05 | 2.24 | 0 | 0.05 | -0.34 | -0.14 | 0 |  | 0.4 | 0.35 | 0.23 | 68.41 | 1543.459 | 3.77
D | 4002 | 2022-06-29 | 14 | ON | 53.08 | 12.17 | 1.4 | 0.08 | 0.05 | 2.17 | 0 | 0 | -0.37 | -0.14 | 0 |  | 0.4 | 0.35 | 0.23 | 69.42 | 1586.425 | 3.7
D | 4002 | 2022-06-29 | 15 | ON | 55.85 | 12.17 | 1.4 | 0.08 | 0.07 | 2.1 | 0 | -0.05 | -0.38 | -0.14 | 0 |  | 0.4 | 0.35 | 0.23 | 72.08 | 1618.669 | 3.65
D | 4002 | 2022-06-29 | 16 | ON | 52.95 | 12.17 | 1.4 | 0.08 | 0.01 | 1.9 | 0 | 0.01 | -0.32 | -0.14 | 0 |  | 0.4 | 0.35 | 0.23 | 69.04 | 1648.682 | 3.39
D | 4002 | 2022-06-29 | 17 | ON | 56.57 | 12.17 | 1.4 | 0.08 | 0.04 | 1.69 | 0 | -0.02 | -0.24 | -0.14 | 0 |  | 0.4 | 0.35 | 0.23 | 72.53 | 1682.845 | 3.21
D | 4002 | 2022-06-29 | 18 | ON | 92.41 | 12.17 | 1.4 | 0.08 | 0.24 | 1.64 | 0.69 | 0.08 | -0.08 | -0.14 | -0.04 |  | 0.4 | 0.35 | 0.23 | 109.43 | 1715.849 | 4.01
D | 4002 | 2022-06-29 | 19 | ON | 83.74 | 12.17 | 1.4 | 0.08 | 0.07 | 1.92 | 0.22 | -0.02 | -0.39 | -0.14 | -0.09 |  | 0.4 | 0.35 | 0.23 | 99.94 | 1688.621 | 3.6
D | 4002 | 2022-06-29 | 20 | ON | 73.02 | 12.17 | 1.4 | 0.08 | 0.15 | 1.98 | 0 | -0.05 | -0.28 | -0.14 | -0.01 |  | 0.4 | 0.35 | 0.23 | 89.3 | 1630.994 | 3.6
D | 4002 | 2022-06-29 | 21 | ON | 70.22 | 12.17 | 1.4 | 0.08 | 0.02 | 2.05 | 0 | 0.1 | -0.28 | -0.14 | 0 |  | 0.4 | 0.35 | 0.23 | 86.6 | 1584.619 | 3.55
D | 4002 | 2022-06-29 | 22 | ON | 64.79 | 12.17 | 1.4 | 0.08 | 0.16 | 2.14 | 0 | 0.02 | -0.24 | -0.14 | 0 |  | 0.4 | 0.35 | 0.23 | 81.36 | 1480.239 | 3.78
D | 4002 | 2022-06-29 | 23 | ON | 53.95 | 12.17 | 1.4 | 0.08 | 0.11 | 2.34 | 0 | 0 | -0.19 | -0.14 | 0 |  | 0.4 | 0.35 | 0.23 | 70.7 | 1338.099 | 3.93
D | 4002 | 2022-06-29 | 24 | OFF | 52.06 | 12.17 | 1.4 | 0.08 | 0.12 | 0 | 0 | -0.12 | -0.24 | -0.14 | 0 |  | 0.4 | 0.35 | 0.23 | 66.31 | 1216.641 | 1.6
D | 4002 | 2022-06-30 | 1 | OFF | 54.28 | 12.17 | 0.22 | 0.02 | 0.07 | 0 | 0 | -0.16 | -0.34 | -0.14 | 0 |  | 0.4 | 0.35 | 0.23 | 67.1 | 1126.677 | 0.31
D | 4002 | 2022-06-30 | 2 | OFF | 54.4 | 12.17 | 0.22 | 0.02 | 0 | 0 | 0 | -0.03 | -0.24 | -0.14 | 0 |  | 0.4 | 0.35 | 0.23 | 67.38 | 1067.941 | 0.24
D | 4002 | 2022-06-30 | 3 | OFF | 52.24 | 12.17 | 0.22 | 0.02 | 0 | 0 | 0 | -0.06 | -0.27 | -0.14 | 0 |  | 0.4 | 0.35 | 0.23 | 65.16 | 1027.901 | 0.24
D | 4002 | 2022-06-30 | 4 | OFF | 51.52 | 12.17 | 0.22 | 0.02 | 0.04 | 0 | 0 | -0.1 | -0.24 | -0.14 | 0 |  | 0.4 | 0.35 | 0.23 | 64.47 | 1008.911 | 0.28
D | 4002 | 2022-06-30 | 5 | OFF | 51.62 | 12.17 | 0.22 | 0.02 | 0.05 | 0 | 0 | -0.06 | -0.31 | -0.14 | 0 |  | 0.4 | 0.35 | 0.23 | 64.55 | 1022.968 | 0.29
D | 4002 | 2022-06-30 | 6 | OFF | 52.65 | 12.17 | 0.22 | 0.02 | 0.11 | 0 | 0 | -0.02 | -0.38 | -0.14 | 0 |  | 0.4 | 0.35 | 0.23 | 65.61 | 1074.683 | 0.35
D | 4002 | 2022-06-30 | 7 | OFF | 51.58 | 12.17 | 0.22 | 0.02 | 0.13 | 0 | 0 | 0.01 | -0.44 | -0.14 | 0 |  | 0.4 | 0.35 | 0.23 | 64.53 | 1185.044 | 0.37
D | 4002 | 2022-06-30 | 8 | ON | 51.58 | 12.17 | 0.22 | 0.02 | 0.14 | 2.57 | 0 | -0.07 | -0.39 | -0.14 | 0 |  | 0.4 | 0.35 | 0.23 | 67.08 | 1292.753 | 2.95
D | 4002 | 2022-06-30 | 9 | ON | 50.61 | 12.17 | 0.22 | 0.02 | 0.1 | 2.47 | 0 | 0.03 | -0.3 | -0.14 | 0 |  | 0.4 | 0.35 | 0.23 | 66.16 | 1357.577 | 2.81
D | 4002 | 2022-06-30 | 10 | ON | 47.87 | 12.17 | 0.22 | 0.02 | 0.06 | 2.44 | 0 | 0.06 | -0.31 | -0.14 | 0 |  | 0.4 | 0.35 | 0.23 | 63.37 | 1388.327 | 2.74
D | 4002 | 2022-06-30 | 11 | ON | 52.12 | 12.17 | 0.22 | 0.02 | 0.04 | 2.4 | 0 | 0.02 | -0.34 | -0.14 | 0 |  | 0.4 | 0.35 | 0.23 | 67.49 | 1422.844 | 2.68
D | 4002 | 2022-06-30 | 12 | ON | 53.14 | 12.17 | 0.22 | 0.02 | 0.06 | 2.34 | 0 | -0.03 | -0.33 | -0.14 | 0 |  | 0.4 | 0.35 | 0.23 | 68.43 | 1452.377 | 2.64
D | 4002 | 2022-06-30 | 13 | ON | 53.3 | 12.17 | 0.22 | 0.02 | 0.06 | 2.27 | 0 | -0.03 | -0.3 | -0.14 | 0 |  | 0.4 | 0.35 | 0.23 | 68.55 | 1470.554 | 2.57
D | 4002 | 2022-06-30 | 14 | ON | 55.28 | 12.17 | 0.22 | 0.02 | 0.04 | 2.03 | 0 | 0.04 | -0.35 | -0.14 | 0 |  | 0.4 | 0.35 | 0.23 | 70.29 | 1505.899 | 2.31
D | 4002 | 2022-06-30 | 15 | ON | 55.15 | 12.17 | 0.22 | 0.02 | 0.05 | 1.83 | 0 | -0.02 | -0.37 | -0.14 | 0 |  | 0.4 | 0.35 | 0.23 | 69.89 | 1532.984 | 2.12
D | 4002 | 2022-06-30 | 16 | ON | 54.11 | 12.17 | 0.22 | 0.02 | 0.04 | 1.83 | 0 | 0.06 | -0.4 | -0.14 | 0 |  | 0.4 | 0.35 | 0.23 | 68.89 | 1540.539 | 2.11
D | 4002 | 2022-06-30 | 17 | ON | 59.03 | 12.17 | 0.22 | 0.02 | 0.05 | 2.01 | 0 | -0.01 | -0.28 | -0.14 | 0 |  | 0.4 | 0.35 | 0.23 | 74.05 | 1584.681 | 2.3
D | 4002 | 2022-06-30 | 18 | ON | 68.83 | 12.17 | 0.22 | 0.02 | 0.08 | 1.94 | 0.01 | -0.08 | -0.41 | -0.14 | 0 |  | 0.4 | 0.35 | 0.23 | 83.62 | 1630.391 | 2.27
D | 4002 | 2022-06-30 | 19 | ON | 81.12 | 12.17 | 0.22 | 0.02 | 0.16 | 1.93 | 0.11 | -0.05 | -0.38 | -0.14 | 0 |  | 0.4 | 0.35 | 0.23 | 96.14 | 1630.537 | 2.44
D | 4002 | 2022-06-30 | 20 | ON | 83.28 | 12.17 | 0.22 | 0.02 | 0.24 | 1.99 | 0.01 | -0.06 | -0.26 | -0.14 | 0 |  | 0.4 | 0.35 | 0.23 | 98.45 | 1573.672 | 2.48
D | 4002 | 2022-06-30 | 21 | ON | 71.38 | 12.17 | 0.22 | 0.02 | 0.18 | 2.06 | 0.01 | 0.02 | -0.32 | -0.14 | 0 |  | 0.4 | 0.35 | 0.23 | 86.58 | 1517.748 | 2.49
D | 4002 | 2022-06-30 | 22 | ON | 71.1 | 12.17 | 0.22 | 0.02 | 0.13 | 2.14 | 0.01 | 0.03 | -0.2 | -0.14 | 0 |  | 0.4 | 0.35 | 0.23 | 86.46 | 1443.874 | 2.52
D | 4002 | 2022-06-30 | 23 | ON | 61.67 | 12.17 | 0.22 | 0.02 | 0.17 | 2.31 | 0 | -0.04 | -0.22 | -0.14 | 0 |  | 0.4 | 0.35 | 0.23 | 77.14 | 1306.068 | 2.72
D | 4002 | 2022-06-30 | 24 | OFF | 59.64 | 12.17 | 0.22 | 0.02 | 0.16 | 0 | 0 | -0.02 | -0.37 | -0.14 | 0 |  | 0.4 | 0.35 | 0.23 | 72.66 | 1180.631 | 0.4
T | 720 lines

## whlsecost_hourly_4002_202207
C | Hourly Wholesale Load Cost Report
C | Filename: whlsecost_hourly_4002_202207.csv
C | Report for: 07 2022
C | Report generated: 04/05/2023 13:01:17 EDT
H | Location ID | Local Date | Local Hour | OnOffPeak | RTLMP | Capacity | First Contingency | Second Contingency | Regulation | Forward Reserves | Real-Time Reserves | Inadvertent | Marginal Loss Rev Fund | Auction Rev Rights | Real-Time Demand Reduction Cost | Price Responsive Demand Cost | ISO Sched 2 | ISO Sched 3 | NEPOOL Exp | Total Cost | RTLO | Total Ancillary & NCPC
H | Number | Date | Number | String | Number | Number | Number | Number | Number | Number | Number | Number | Number | Number | Number | Number | Number | Number | Number | Number | Number
D | 4002 | 2022-07-01 | 1 | OFF | 55.92 | 10.18 | 0.27 | 0.04 | 0.19 | 0 | 0 | -0.01 | -0.13 | -0.12 | 0 |  | 0.4 | 0.34 | 0.23 | 67.31 | 1089.701 | 0.5
D | 4002 | 2022-07-01 | 2 | OFF | 51.91 | 10.18 | 0.27 | 0.04 | 0.1 | 0 | 0 | 0.02 | -0.16 | -0.12 | 0 |  | 0.4 | 0.34 | 0.23 | 63.21 | 1035.698 | 0.41
D | 4002 | 2022-07-01 | 3 | OFF | 50.87 | 10.18 | 0.27 | 0.04 | 0.08 | 0 | 0 | 0.01 | -0.15 | -0.12 | 0 |  | 0.4 | 0.34 | 0.23 | 62.15 | 1009.1 | 0.39
D | 4002 | 2022-07-01 | 4 | OFF | 49.46 | 10.18 | 0.27 | 0.04 | 0.08 | 0 | 0 | -0.02 | -0.11 | -0.12 | 0 |  | 0.4 | 0.34 | 0.23 | 60.75 | 998.615 | 0.39
D | 4002 | 2022-07-01 | 5 | OFF | 49.51 | 10.18 | 0.27 | 0.04 | 0.09 | 0 | 0 | 0.03 | -0.13 | -0.12 | 0 |  | 0.4 | 0.34 | 0.23 | 60.84 | 1017.321 | 0.4
D | 4002 | 2022-07-01 | 6 | OFF | 48.88 | 10.18 | 0.27 | 0.04 | 0.17 | 0 | 0 | 0.02 | -0.2 | -0.12 | 0 |  | 0.4 | 0.34 | 0.23 | 60.21 | 1066.872 | 0.48
D | 4002 | 2022-07-01 | 7 | OFF | 48.46 | 10.18 | 0.27 | 0.04 | 0.33 | 0 | 0 | 0.01 | -0.25 | -0.12 | 0 |  | 0.4 | 0.34 | 0.23 | 59.89 | 1176.434 | 0.64
D | 4002 | 2022-07-01 | 8 | ON | 48.92 | 10.18 | 0.27 | 0.04 | 0.37 | 2.76 | 0 | 0 | -0.38 | -0.12 | 0 |  | 0.4 | 0.34 | 0.23 | 63.01 | 1301.73 | 3.44
D | 4002 | 2022-07-01 | 9 | ON | 50.68 | 10.18 | 0.27 | 0.04 | 0.16 | 2.59 | 0 | 0.09 | -0.36 | -0.12 | 0 |  | 0.4 | 0.34 | 0.23 | 64.5 | 1401.761 | 3.06
D | 4002 | 2022-07-01 | 10 | ON | 49.2 | 10.18 | 0.27 | 0.04 | 0.06 | 2.45 | 0 | 0.03 | -0.36 | -0.12 | 0 |  | 0.4 | 0.34 | 0.23 | 62.72 | 1485.045 | 2.82
D | 4002 | 2022-07-01 | 11 | ON | 52.25 | 10.18 | 0.27 | 0.04 | 0.06 | 2.31 | 0 | 0 | -0.28 | -0.12 | 0 |  | 0.4 | 0.34 | 0.23 | 65.68 | 1581.442 | 2.68
D | 4002 | 2022-07-01 | 12 | ON | 51.87 | 10.18 | 0.27 | 0.04 | 0.05 | 2.18 | 0 | 0 | -0.37 | -0.12 | 0 |  | 0.4 | 0.34 | 0.23 | 65.07 | 1684.105 | 2.54
D | 4002 | 2022-07-01 | 13 | ON | 57.8 | 10.18 | 0.27 | 0.04 | 0.05 | 2.07 | 0 | -0.01 | -0.27 | -0.12 | 0 |  | 0.4 | 0.34 | 0.23 | 70.98 | 1759.647 | 2.43
D | 4002 | 2022-07-01 | 14 | ON | 66.31 | 10.18 | 0.27 | 0.04 | 0.05 | 1.98 | 0 | -0.1 | -0.22 | -0.12 | 0 |  | 0.4 | 0.34 | 0.23 | 79.36 | 1823.665 | 2.34
D | 4002 | 2022-07-01 | 15 | ON | 86.2 | 10.18 | 0.27 | 0.04 | 0.14 | 1.91 | 0 | -0.07 | -0.22 | -0.12 | 0 |  | 0.4 | 0.34 | 0.23 | 99.3 | 1868.158 | 2.36
D | 4002 | 2022-07-01 | 16 | ON | 102.42 | 10.18 | 0.27 | 0.04 | 0.16 | 1.86 | 0 | -0.01 | -0.21 | -0.12 | 0 |  | 0.4 | 0.34 | 0.23 | 115.56 | 1912.665 | 2.33
D | 4002 | 2022-07-01 | 17 | ON | 110.06 | 10.18 | 0.27 | 0.04 | 0.32 | 1.82 | 0.01 | 0.03 | -0.43 | -0.12 | 0 |  | 0.4 | 0.34 | 0.23 | 123.15 | 1959.602 | 2.46
D | 4002 | 2022-07-01 | 18 | ON | 130.63 | 10.18 | 0.27 | 0.04 | 1.06 | 1.8 | 0.23 | 0.02 | -0.68 | -0.12 | 0 |  | 0.4 | 0.34 | 0.23 | 144.4 | 1982.629 | 3.4
D | 4002 | 2022-07-01 | 19 | ON | 107.65 | 10.18 | 0.27 | 0.04 | 0.33 | 1.82 | 0 | -0.14 | -0.55 | -0.12 | 0 |  | 0.4 | 0.34 | 0.23 | 120.45 | 1968.438 | 2.46
D | 4002 | 2022-07-01 | 20 | ON | 115.18 | 10.18 | 0.27 | 0.04 | 0.33 | 1.86 | 0 | -0.12 | -0.37 | -0.12 | 0 |  | 0.4 | 0.34 | 0.23 | 128.22 | 1899.189 | 2.5
D | 4002 | 2022-07-01 | 21 | ON | 75.42 | 10.18 | 0.27 | 0.04 | 0.11 | 1.92 | 0 | -0.03 | -0.35 | -0.12 | 0 |  | 0.4 | 0.34 | 0.23 | 88.41 | 1843.13 | 2.34
D | 4002 | 2022-07-01 | 22 | ON | 76.93 | 10.18 | 0.27 | 0.04 | 0.11 | 2 | 0 | -0.16 | -0.21 | -0.12 | 0 |  | 0.4 | 0.34 | 0.23 | 90.01 | 1770.292 | 2.42
D | 4002 | 2022-07-01 | 23 | ON | 74.46 | 10.18 | 0.27 | 0.04 | 0.28 | 2.16 | 0 | -0.13 | -0.17 | -0.12 | 0 |  | 0.4 | 0.34 | 0.23 | 87.94 | 1638.424 | 2.75
D | 4002 | 2022-07-01 | 24 | OFF | 61.52 | 10.18 | 0.27 | 0.04 | 0.17 | 0 | 0 | -0.12 | -0.24 | -0.12 | 0 |  | 0.4 | 0.34 | 0.23 | 72.67 | 1501.939 | 0.48
D | 4002 | 2022-07-02 | 1 | OFF | 86.87 | 10.18 | 2.02 | 0.08 | 0.06 | 0 | 0.85 | -0.33 | -0.45 | -0.12 | 0 |  | 0.4 | 0.34 | 0.23 | 100.13 | 1402.589 | 3.01
D | 4002 | 2022-07-02 | 2 | OFF | 103.49 | 10.18 | 2.02 | 0.08 | 0.3 | 0 | 1.05 | 0.06 | 0.03 | -0.12 | 0 |  | 0.4 | 0.34 | 0.23 | 118.06 | 1335.32 | 3.45
D | 4002 | 2022-07-02 | 3 | OFF | 62.2 | 10.18 | 2.02 | 0.08 | 0.19 | 0 | 0.12 | -0.02 | -0.19 | -0.12 | 0 |  | 0.4 | 0.34 | 0.23 | 75.43 | 1281.979 | 2.41
D | 4002 | 2022-07-02 | 4 | OFF | 51.93 | 10.18 | 2.02 | 0.08 | 0.11 | 0 | 0 | 0.08 | -0.15 | -0.12 | 0 |  | 0.4 | 0.34 | 0.23 | 65.1 | 1245.63 | 2.21
D | 4002 | 2022-07-02 | 5 | OFF | 52.52 | 10.18 | 2.02 | 0.08 | 0.05 | 0 | 0 | -0.05 | -0.14 | -0.12 | 0 |  | 0.4 | 0.34 | 0.23 | 65.51 | 1230.747 | 2.15
D | 4002 | 2022-07-02 | 6 | OFF | 51.15 | 10.18 | 2.02 | 0.08 | 0.05 | 0 | 0 | -0.01 | -0.13 | -0.12 | 0 |  | 0.4 | 0.34 | 0.23 | 64.19 | 1228.431 | 2.15
D | 4002 | 2022-07-02 | 7 | OFF | 49.45 | 10.18 | 2.02 | 0.08 | 0.1 | 0 | 0 | 0.09 | -0.18 | -0.12 | 0 |  | 0.4 | 0.34 | 0.23 | 62.59 | 1242.257 | 2.2
D | 4002 | 2022-07-02 | 8 | OFF | 50.29 | 10.18 | 2.02 | 0.08 | 0.11 | 0 | 0 | -0.06 | -0.14 | -0.12 | 0 |  | 0.4 | 0.34 | 0.23 | 63.33 | 1299.326 | 2.21
D | 4002 | 2022-07-02 | 9 | OFF | 53.23 | 10.18 | 2.02 | 0.08 | 0.11 | 0 | 0 | 0.04 | -0.24 | -0.12 | 0 |  | 0.4 | 0.34 | 0.23 | 66.27 | 1379.253 | 2.21
D | 4002 | 2022-07-02 | 10 | OFF | 52.57 | 10.18 | 2.02 | 0.08 | 0.05 | 0 | 0 | 0.08 | -0.28 | -0.12 | 0 |  | 0.4 | 0.34 | 0.23 | 65.55 | 1457.345 | 2.15
D | 4002 | 2022-07-02 | 11 | OFF | 49.49 | 10.18 | 2.02 | 0.08 | 0.13 | 0 | 0 | 0.07 | -0.29 | -0.12 | 0 |  | 0.4 | 0.34 | 0.23 | 62.53 | 1494.497 | 2.23
D | 4002 | 2022-07-02 | 12 | OFF | 47.1 | 10.18 | 2.02 | 0.08 | 0.06 | 0 | 0 | 0.03 | -0.32 | -0.12 | 0 |  | 0.4 | 0.34 | 0.23 | 60 | 1514.044 | 2.16
D | 4002 | 2022-07-02 | 13 | OFF | 49 | 10.18 | 2.02 | 0.08 | 0.06 | 0 | 0 | 0.01 | -0.27 | -0.12 | 0 |  | 0.4 | 0.34 | 0.23 | 61.93 | 1571.692 | 2.16
D | 4002 | 2022-07-02 | 14 | OFF | 49.07 | 10.18 | 2.02 | 0.08 | 0.06 | 0 | 0 | 0 | -0.31 | -0.12 | 0 |  | 0.4 | 0.34 | 0.23 | 61.95 | 1627.444 | 2.16
D | 4002 | 2022-07-02 | 15 | OFF | 47.58 | 10.18 | 2.02 | 0.08 | 0.06 | 0 | 0 | -0.02 | -0.29 | -0.12 | 0 |  | 0.4 | 0.34 | 0.23 | 60.46 | 1670.808 | 2.16
D | 4002 | 2022-07-02 | 16 | OFF | 51.38 | 10.18 | 2.02 | 0.08 | 0.05 | 0 | 0.01 | -0.04 | -0.25 | -0.12 | 0 |  | 0.4 | 0.34 | 0.23 | 64.28 | 1712.79 | 2.16
D | 4002 | 2022-07-02 | 17 | OFF | 73.56 | 10.18 | 2.02 | 0.08 | 0.07 | 0 | 0.02 | 0 | -0.24 | -0.12 | 0 |  | 0.4 | 0.34 | 0.23 | 86.54 | 1767.45 | 2.19
D | 4002 | 2022-07-02 | 18 | OFF | 127.19 | 10.18 | 2.02 | 0.08 | 0.22 | 0 | 5.55 | -0.36 | -0.27 | -0.12 | 0 |  | 0.4 | 0.34 | 0.23 | 145.46 | 1796.797 | 7.87
D | 4002 | 2022-07-02 | 19 | OFF | 105.73 | 10.18 | 2.02 | 0.08 | 0.38 | 0 | 1.29 | 0.26 | -0.3 | -0.12 | 0 |  | 0.4 | 0.34 | 0.23 | 120.49 | 1771.343 | 3.77
D | 4002 | 2022-07-02 | 20 | OFF | 86.45 | 10.18 | 2.02 | 0.08 | 0.13 | 0 | 0 | -0.02 | -0.37 | -0.12 | 0 |  | 0.4 | 0.34 | 0.23 | 99.32 | 1705.389 | 2.23
D | 4002 | 2022-07-02 | 21 | OFF | 75.08 | 10.18 | 2.02 | 0.08 | 0.1 | 0 | 0.13 | -0.02 | -0.31 | -0.12 | 0 |  | 0.4 | 0.34 | 0.23 | 88.11 | 1637.186 | 2.33
D | 4002 | 2022-07-02 | 22 | OFF | 72.05 | 10.18 | 2.02 | 0.08 | 0.12 | 0 | 0.14 | -0.01 | -0.23 | -0.12 | 0 |  | 0.4 | 0.34 | 0.23 | 85.2 | 1557.408 | 2.36
D | 4002 | 2022-07-02 | 23 | OFF | 82.27 | 10.18 | 2.02 | 0.08 | 0.32 | 0 | 0.28 | -0.13 | -0.18 | -0.12 | 0 |  | 0.4 | 0.34 | 0.23 | 95.69 | 1429.167 | 2.7
D | 4002 | 2022-07-02 | 24 | OFF | 69.98 | 10.18 | 2.02 | 0.08 | 0.59 | 0 | 0.41 | 0.01 | 0.04 | -0.12 | 0 |  | 0.4 | 0.34 | 0.23 | 84.16 | 1298.462 | 3.1
D | 4002 | 2022-07-03 | 1 | OFF | 57.58 | 10.18 | 0.12 | 0.01 | 0.2 | 0 | 0.37 | -0.07 | -0.12 | -0.12 | 0 |  | 0.4 | 0.34 | 0.23 | 69.12 | 1185.873 | 0.7
D | 4002 | 2022-07-03 | 2 | OFF | 47.95 | 10.18 | 0.12 | 0.01 | 0.06 | 0 | 0 | 0.06 | -0.09 | -0.12 | 0 |  | 0.4 | 0.34 | 0.23 | 59.14 | 1104.537 | 0.19
D | 4002 | 2022-07-03 | 3 | OFF | 46.8 | 10.18 | 0.12 | 0.01 | 0.05 | 0 | 0 | 0.02 | -0.09 | -0.12 | 0 |  | 0.4 | 0.34 | 0.23 | 57.94 | 1052.254 | 0.18
D | 4002 | 2022-07-03 | 4 | OFF | 54.23 | 10.18 | 0.12 | 0.01 | 0.12 | 0 | 0 | -0.15 | -0.08 | -0.12 | 0 |  | 0.4 | 0.34 | 0.23 | 65.28 | 1017.821 | 0.25
D | 4002 | 2022-07-03 | 5 | OFF | 50.61 | 10.18 | 0.12 | 0.01 | 0.09 | 0 | 0 | 0.05 | -0.06 | -0.12 | 0 |  | 0.4 | 0.34 | 0.23 | 61.85 | 1002.52 | 0.22
D | 4002 | 2022-07-03 | 6 | OFF | 48.29 | 10.18 | 0.12 | 0.01 | 0.07 | 0 | 0 | 0.1 | -0.06 | -0.12 | 0 |  | 0.4 | 0.34 | 0.23 | 59.56 | 1003.172 | 0.2
D | 4002 | 2022-07-03 | 7 | OFF | 47.16 | 10.18 | 0.12 | 0.01 | 0.12 | 0 | 0 | 0.07 | -0.11 | -0.12 | 0 |  | 0.4 | 0.34 | 0.23 | 58.4 | 1024.399 | 0.25
D | 4002 | 2022-07-03 | 8 | OFF | 45.78 | 10.18 | 0.12 | 0.01 | 0.11 | 0 | 0 | 0.07 | -0.12 | -0.12 | 0 |  | 0.4 | 0.34 | 0.23 | 57 | 1085.743 | 0.24
D | 4002 | 2022-07-03 | 9 | OFF | 46.21 | 10.18 | 0.12 | 0.01 | 0.11 | 0 | 0 | 0.04 | -0.19 | -0.12 | 0 |  | 0.4 | 0.34 | 0.23 | 57.33 | 1178.837 | 0.24
D | 4002 | 2022-07-03 | 10 | OFF | 45.79 | 10.18 | 0.12 | 0.01 | 0.06 | 0 | 0 | 0.11 | -0.14 | -0.12 | 0 |  | 0.4 | 0.34 | 0.23 | 56.98 | 1258.907 | 0.19
D | 4002 | 2022-07-03 | 11 | OFF | 44.45 | 10.18 | 0.12 | 0.01 | 0.04 | 0 | 0 | 0.04 | -0.14 | -0.12 | 0 |  | 0.4 | 0.34 | 0.23 | 55.55 | 1313.749 | 0.17
D | 4002 | 2022-07-03 | 12 | OFF | 44.44 | 10.18 | 0.12 | 0.01 | 0.03 | 0 | 0 | 0.02 | -0.14 | -0.12 | 0 |  | 0.4 | 0.34 | 0.23 | 55.51 | 1351.68 | 0.16
D | 4002 | 2022-07-03 | 13 | OFF | 43.43 | 10.18 | 0.12 | 0.01 | 0.05 | 0 | 0 | -0.02 | -0.2 | -0.12 | 0 |  | 0.4 | 0.34 | 0.23 | 54.42 | 1375.917 | 0.18
D | 4002 | 2022-07-03 | 14 | OFF | 42.51 | 10.18 | 0.12 | 0.01 | 0.05 | 0 | 0 | -0.02 | -0.19 | -0.12 | 0 |  | 0.4 | 0.34 | 0.23 | 53.51 | 1406.231 | 0.18
D | 4002 | 2022-07-03 | 15 | OFF | 42.22 | 10.18 | 0.12 | 0.01 | 0.05 | 0 | 0 | 0 | -0.2 | -0.12 | 0 |  | 0.4 | 0.34 | 0.23 | 53.23 | 1439.886 | 0.18
D | 4002 | 2022-07-03 | 16 | OFF | 42.59 | 10.18 | 0.12 | 0.01 | 0.02 | 0 | 0 | -0.01 | -0.22 | -0.12 | 0 |  | 0.4 | 0.34 | 0.23 | 53.54 | 1484.985 | 0.15
D | 4002 | 2022-07-03 | 17 | OFF | 44.5 | 10.18 | 0.12 | 0.01 | 0.04 | 0 | 0 | 0.01 | -0.26 | -0.12 | 0 |  | 0.4 | 0.34 | 0.23 | 55.45 | 1545.558 | 0.17
D | 4002 | 2022-07-03 | 18 | OFF | 46.06 | 10.18 | 0.12 | 0.01 | 0.05 | 0 | 0 | 0.06 | -0.3 | -0.12 | 0 |  | 0.4 | 0.34 | 0.23 | 57.03 | 1592.02 | 0.18
D | 4002 | 2022-07-03 | 19 | OFF | 57.45 | 10.18 | 0.12 | 0.01 | 0.09 | 0 | 0.01 | 0.01 | -0.32 | -0.12 | 0 |  | 0.4 | 0.34 | 0.23 | 68.4 | 1585.487 | 0.23
D | 4002 | 2022-07-03 | 20 | OFF | 58.47 | 10.18 | 0.12 | 0.01 | 0.23 | 0 | 0.01 | 0 | -0.28 | -0.12 | 0 |  | 0.4 | 0.34 | 0.23 | 69.59 | 1517.05 | 0.37
D | 4002 | 2022-07-03 | 21 | OFF | 50.57 | 10.18 | 0.12 | 0.01 | 0.11 | 0 | 0 | -0.03 | -0.29 | -0.12 | 0 |  | 0.4 | 0.34 | 0.23 | 61.52 | 1440.3 | 0.24
D | 4002 | 2022-07-03 | 22 | OFF | 45.12 | 10.18 | 0.12 | 0.01 | 0.05 | 0 | 0 | -0.04 | -0.25 | -0.12 | 0 |  | 0.4 | 0.34 | 0.23 | 56.04 | 1367.842 | 0.18
D | 4002 | 2022-07-03 | 23 | OFF | 43.35 | 10.18 | 0.12 | 0.01 | 0.12 | 0 | 0 | -0.1 | -0.19 | -0.12 | 0 |  | 0.4 | 0.34 | 0.23 | 54.34 | 1272.621 | 0.25
D | 4002 | 2022-07-03 | 24 | OFF | 43.07 | 10.18 | 0.12 | 0.01 | 0.21 | 0 | 0 | -0.08 | -0.14 | -0.12 | 0 |  | 0.4 | 0.34 | 0.23 | 54.22 | 1167.514 | 0.34
D | 4002 | 2022-07-04 | 1 | OFF | 43.2 | 10.18 | 0.17 | 0.02 | 0.2 | 0 | 0 | -0.08 | -0.13 | -0.12 | 0 |  | 0.4 | 0.34 | 0.23 | 54.41 | 1071.956 | 0.39
D | 4002 | 2022-07-04 | 2 | OFF | 41.23 | 10.18 | 0.17 | 0.02 | 0.08 | 0 | 0 | 0 | -0.13 | -0.12 | 0 |  | 0.4 | 0.34 | 0.23 | 52.4 | 1002.59 | 0.27
D | 4002 | 2022-07-04 | 3 | OFF | 42.01 | 10.18 | 0.17 | 0.02 | 0.06 | 0 | 0 | 0 | -0.04 | -0.12 | 0 |  | 0.4 | 0.34 | 0.23 | 53.25 | 958.264 | 0.25
D | 4002 | 2022-07-04 | 4 | OFF | 39.11 | 10.18 | 0.17 | 0.02 | 0.08 | 0 | 0 | -0.02 | -0.06 | -0.12 | 0 |  | 0.4 | 0.34 | 0.23 | 50.33 | 932.728 | 0.27
D | 4002 | 2022-07-04 | 5 | OFF | 39.45 | 10.18 | 0.17 | 0.02 | 0.11 | 0 | 0 | -0.03 | -0.07 | -0.12 | 0 |  | 0.4 | 0.34 | 0.23 | 50.68 | 928.213 | 0.3
D | 4002 | 2022-07-04 | 6 | OFF | 38.94 | 10.18 | 0.17 | 0.02 | 0.07 | 0 | 0 | 0.01 | -0.03 | -0.12 | 0 |  | 0.4 | 0.34 | 0.23 | 50.21 | 934.668 | 0.26
D | 4002 | 2022-07-04 | 7 | OFF | 40.34 | 10.18 | 0.17 | 0.02 | 0.12 | 0 | 0 | -0.02 | -0.13 | -0.12 | 0 |  | 0.4 | 0.34 | 0.23 | 51.53 | 968.389 | 0.31
D | 4002 | 2022-07-04 | 8 | OFF | 36.39 | 10.18 | 0.17 | 0.02 | 0.11 | 0 | 0 | 0.03 | -0.17 | -0.12 | 0 |  | 0.4 | 0.34 | 0.23 | 47.58 | 1043.248 | 0.3
D | 4002 | 2022-07-04 | 9 | OFF | 33.19 | 10.18 | 0.17 | 0.02 | 0.16 | 0 | 0 | 0.11 | -0.18 | -0.12 | 0 |  | 0.4 | 0.34 | 0.23 | 44.5 | 1140.125 | 0.35
D | 4002 | 2022-07-04 | 10 | OFF | 12.34 | 10.18 | 0.17 | 0.02 | 0.45 | 0 | 0 | 0.03 | -0.24 | -0.12 | 0 |  | 0.4 | 0.34 | 0.23 | 23.8 | 1215.858 | 0.64
D | 4002 | 2022-07-04 | 11 | OFF | -20.14 | 10.18 | 0.17 | 0.02 | 0.11 | 0 | 0 | 0.02 | -0.23 | -0.12 | 0 |  | 0.4 | 0.34 | 0.23 | -9.02 | 1269.699 | 0.3
D | 4002 | 2022-07-04 | 12 | OFF | 37.91 | 10.18 | 0.17 | 0.02 | 0.16 | 0 | 0 | 0.02 | -0.23 | -0.12 | 0 |  | 0.4 | 0.34 | 0.23 | 49.08 | 1316.789 | 0.35
D | 4002 | 2022-07-04 | 13 | OFF | 41.38 | 10.18 | 0.17 | 0.02 | 0.14 | 0 | 0 | 0 | -0.24 | -0.12 | 0 |  | 0.4 | 0.34 | 0.23 | 52.5 | 1367.455 | 0.33
D | 4002 | 2022-07-04 | 14 | OFF | 41.81 | 10.18 | 0.17 | 0.02 | 0.09 | 0 | 0 | 0.04 | -0.25 | -0.12 | 0 |  | 0.4 | 0.34 | 0.23 | 52.91 | 1385.737 | 0.28
D | 4002 | 2022-07-04 | 15 | OFF | 42.31 | 10.18 | 0.17 | 0.02 | 0.05 | 0 | 0 | 0.01 | -0.23 | -0.12 | 0 |  | 0.4 | 0.34 | 0.23 | 53.36 | 1395.175 | 0.24
D | 4002 | 2022-07-04 | 16 | OFF | 43.07 | 10.18 | 0.17 | 0.02 | 0.05 | 0 | 0 | 0.07 | -0.24 | -0.12 | 0 |  | 0.4 | 0.34 | 0.23 | 54.17 | 1421.937 | 0.24
D | 4002 | 2022-07-04 | 17 | OFF | 42.59 | 10.18 | 0.17 | 0.02 | 0.05 | 0 | 0 | 0.05 | -0.3 | -0.12 | 0 |  | 0.4 | 0.34 | 0.23 | 53.61 | 1475.523 | 0.24
D | 4002 | 2022-07-04 | 18 | OFF | 43.33 | 10.18 | 0.17 | 0.02 | 0.04 | 0 | 0 | 0 | -0.32 | -0.12 | 0 |  | 0.4 | 0.34 | 0.23 | 54.27 | 1535.533 | 0.23
D | 4002 | 2022-07-04 | 19 | OFF | 47.22 | 10.18 | 0.17 | 0.02 | 0.04 | 0 | 0 | -0.02 | -0.34 | -0.12 | 0 |  | 0.4 | 0.34 | 0.23 | 58.12 | 1530.611 | 0.23
D | 4002 | 2022-07-04 | 20 | OFF | 47.74 | 10.18 | 0.17 | 0.02 | 0.14 | 0 | 0 | -0.06 | -0.31 | -0.12 | 0 |  | 0.4 | 0.34 | 0.23 | 58.73 | 1471.48 | 0.33
D | 4002 | 2022-07-04 | 21 | OFF | 47.89 | 10.18 | 0.17 | 0.02 | 0.16 | 0 | 0 | -0.01 | -0.29 | -0.12 | 0 |  | 0.4 | 0.34 | 0.23 | 58.97 | 1418.709 | 0.35
D | 4002 | 2022-07-04 | 22 | OFF | 45 | 10.18 | 0.17 | 0.02 | 0.17 | 0 | 0 | 0.01 | -0.2 | -0.12 | 0 |  | 0.4 | 0.34 | 0.23 | 56.2 | 1342.769 | 0.36
D | 4002 | 2022-07-04 | 23 | OFF | 42.21 | 10.18 | 0.17 | 0.02 | 0.19 | 0 | 0 | 0.01 | -0.2 | -0.12 | 0 |  | 0.4 | 0.34 | 0.23 | 53.43 | 1247.853 | 0.38
D | 4002 | 2022-07-04 | 24 | OFF | 41.08 | 10.18 | 0.17 | 0.02 | 0.46 | 0 | 0 | -0.02 | -0.17 | -0.12 | 0 |  | 0.4 | 0.34 | 0.23 | 52.57 | 1143.964 | 0.65
D | 4002 | 2022-07-05 | 1 | OFF | 42.9 | 10.18 | 0.2 | 0.01 | 0.1 | 0 | 0 | -0.03 | -0.12 | -0.12 | 0 |  | 0.4 | 0.34 | 0.23 | 54.09 | 1054.411 | 0.31
D | 4002 | 2022-07-05 | 2 | OFF | 41.17 | 10.18 | 0.2 | 0.01 | 0.08 | 0 | 0 | -0.09 | -0.1 | -0.12 | 0 |  | 0.4 | 0.34 | 0.23 | 52.3 | 1000.582 | 0.29
D | 4002 | 2022-07-05 | 3 | OFF | 39.37 | 10.18 | 0.2 | 0.01 | 0.06 | 0 | 0 | -0.03 | -0.02 | -0.12 | 0 |  | 0.4 | 0.34 | 0.23 | 50.62 | 969.782 | 0.27
D | 4002 | 2022-07-05 | 4 | OFF | 38.27 | 10.18 | 0.2 | 0.01 | 0.05 | 0 | 0 | -0.02 | -0.01 | -0.12 | 0 |  | 0.4 | 0.34 | 0.23 | 49.53 | 960.033 | 0.26
D | 4002 | 2022-07-05 | 5 | OFF | 38.9 | 10.18 | 0.2 | 0.01 | 0.05 | 0 | 0 | 0.02 | -0.01 | -0.12 | 0 |  | 0.4 | 0.34 | 0.23 | 50.2 | 979.659 | 0.26
D | 4002 | 2022-07-05 | 6 | OFF | 39.08 | 10.18 | 0.2 | 0.01 | 0.15 | 0 | 0 | -0.01 | -0.09 | -0.12 | 0 |  | 0.4 | 0.34 | 0.23 | 50.37 | 1036.343 | 0.36
D | 4002 | 2022-07-05 | 7 | OFF | 38.75 | 10.18 | 0.2 | 0.01 | 0.17 | 0 | 0 | -0.01 | -0.23 | -0.12 | 0 |  | 0.4 | 0.34 | 0.23 | 49.92 | 1127.055 | 0.38
D | 4002 | 2022-07-05 | 8 | ON | 38.06 | 10.18 | 0.2 | 0.01 | 0.19 | 2.86 | 0 | -0.03 | -0.24 | -0.12 | 0 |  | 0.4 | 0.34 | 0.23 | 52.08 | 1239.048 | 3.26
D | 4002 | 2022-07-05 | 9 | ON | 42.48 | 10.18 | 0.2 | 0.01 | 0.08 | 2.69 | 0 | -0.02 | -0.23 | -0.12 | 0 |  | 0.4 | 0.34 | 0.23 | 56.24 | 1330.826 | 2.98
D | 4002 | 2022-07-05 | 10 | ON | 44.49 | 10.18 | 0.2 | 0.01 | 0.05 | 2.58 | 0 | 0.01 | -0.18 | -0.12 | 0 |  | 0.4 | 0.34 | 0.23 | 58.19 | 1396.117 | 2.84
D | 4002 | 2022-07-05 | 11 | ON | 47.97 | 10.18 | 0.2 | 0.01 | 0.04 | 2.46 | 0 | -0.01 | -0.2 | -0.12 | 0 |  | 0.4 | 0.34 | 0.23 | 61.5 | 1475.444 | 2.71
D | 4002 | 2022-07-05 | 12 | ON | 55.63 | 10.18 | 0.2 | 0.01 | 0.09 | 2.37 | 0 | -0.01 | -0.2 | -0.12 | 0 |  | 0.4 | 0.34 | 0.23 | 69.12 | 1533.762 | 2.67
D | 4002 | 2022-07-05 | 13 | ON | 51.77 | 10.18 | 0.2 | 0.01 | 0.09 | 2.31 | 0 | 0.01 | -0.22 | -0.12 | 0 |  | 0.4 | 0.34 | 0.23 | 65.2 | 1549.293 | 2.61
D | 4002 | 2022-07-05 | 14 | ON | 50.5 | 10.18 | 0.2 | 0.01 | 0.06 | 2.28 | 0 | 0.02 | -0.25 | -0.12 | 0 |  | 0.4 | 0.34 | 0.23 | 63.85 | 1539.042 | 2.55
D | 4002 | 2022-07-05 | 15 | ON | 45.43 | 10.18 | 0.2 | 0.01 | 0.06 | 2.29 | 0 | -0.04 | -0.27 | -0.12 | 0 |  | 0.4 | 0.34 | 0.23 | 58.71 | 1506.992 | 2.56
D | 4002 | 2022-07-05 | 16 | ON | 43.05 | 10.18 | 0.2 | 0.01 | 0.04 | 2.29 | 0 | 0.02 | -0.27 | -0.12 | 0 |  | 0.4 | 0.34 | 0.23 | 56.37 | 1484.812 | 2.54
D | 4002 | 2022-07-05 | 17 | ON | 41.69 | 10.18 | 0.2 | 0.01 | 0.05 | 2.3 | 0 | 0.01 | -0.32 | -0.12 | 0 |  | 0.4 | 0.34 | 0.23 | 54.97 | 1471.147 | 2.56
D | 4002 | 2022-07-05 | 18 | ON | 42.12 | 10.18 | 0.2 | 0.01 | 0.1 | 2.28 | 0 | 0.01 | -0.33 | -0.12 | 0 |  | 0.4 | 0.34 | 0.23 | 55.42 | 1498.79 | 2.59
D | 4002 | 2022-07-05 | 19 | ON | 43.22 | 10.18 | 0.2 | 0.01 | 0.05 | 2.3 | 0 | -0.03 | -0.3 | -0.12 | 0 |  | 0.4 | 0.34 | 0.23 | 56.48 | 1498.799 | 2.56
D | 4002 | 2022-07-05 | 20 | ON | 46.24 | 10.18 | 0.2 | 0.01 | 0.06 | 2.35 | 0 | 0.03 | -0.26 | -0.12 | 0 |  | 0.4 | 0.34 | 0.23 | 59.66 | 1470.751 | 2.62
D | 4002 | 2022-07-05 | 21 | ON | 45.42 | 10.18 | 0.2 | 0.01 | 0.06 | 2.4 | 0 | -0.05 | -0.23 | -0.12 | 0 |  | 0.4 | 0.34 | 0.23 | 58.84 | 1441.715 | 2.67
D | 4002 | 2022-07-05 | 22 | ON | 43.61 | 10.18 | 0.2 | 0.01 | 0.07 | 2.5 | 0 | 0 | -0.21 | -0.12 | 0 |  | 0.4 | 0.34 | 0.23 | 57.21 | 1368.472 | 2.78
D | 4002 | 2022-07-05 | 23 | ON | 43.11 | 10.18 | 0.2 | 0.01 | 0.1 | 2.69 | 0 | -0.06 | -0.09 | -0.12 | 0 |  | 0.4 | 0.34 | 0.23 | 56.99 | 1253.911 | 3
D | 4002 | 2022-07-05 | 24 | OFF | 41.57 | 10.18 | 0.2 | 0.01 | 0.17 | 0 | 0 | -0.04 | -0.07 | -0.12 | 0 |  | 0.4 | 0.34 | 0.23 | 52.87 | 1154.705 | 0.38
D | 4002 | 2022-07-06 | 1 | OFF | 46.17 | 10.18 | 0.33 | 0.03 | 0.08 | 0 | 0 | -0.05 | -0.06 | -0.12 | 0 |  | 0.4 | 0.34 | 0.23 | 57.53 | 1083.78 | 0.44
D | 4002 | 2022-07-06 | 2 | OFF | 45.99 | 10.18 | 0.33 | 0.03 | 0.08 | 0 | 0 | -0.01 | -0.08 | -0.12 | 0 |  | 0.4 | 0.34 | 0.23 | 57.37 | 1041.667 | 0.44
D | 4002 | 2022-07-06 | 3 | OFF | 41.45 | 10.18 | 0.33 | 0.03 | 0.11 | 0 | 0 | 0.01 | -0.08 | -0.12 | 0 |  | 0.4 | 0.34 | 0.23 | 52.88 | 1024.217 | 0.47
D | 4002 | 2022-07-06 | 4 | OFF | 41.16 | 10.18 | 0.33 | 0.03 | 0.07 | 0 | 0 | -0.04 | -0.07 | -0.12 | 0 |  | 0.4 | 0.34 | 0.23 | 52.51 | 1023.299 | 0.43
D | 4002 | 2022-07-06 | 5 | OFF | 42.87 | 10.18 | 0.33 | 0.03 | 0.06 | 0 | 0 | 0.01 | -0.1 | -0.12 | 0 |  | 0.4 | 0.34 | 0.23 | 54.23 | 1049.145 | 0.42
D | 4002 | 2022-07-06 | 6 | OFF | 45.27 | 10.18 | 0.33 | 0.03 | 0.16 | 0 | 0 | 0 | -0.1 | -0.12 | 0 |  | 0.4 | 0.34 | 0.23 | 56.72 | 1119.19 | 0.52
D | 4002 | 2022-07-06 | 7 | OFF | 50.22 | 10.18 | 0.33 | 0.03 | 0.38 | 0 | 0.01 | 0.08 | -0.03 | -0.12 | 0 |  | 0.4 | 0.34 | 0.23 | 62.05 | 1232.571 | 0.75
D | 4002 | 2022-07-06 | 8 | ON | 51.01 | 10.18 | 0.33 | 0.03 | 0.24 | 2.58 | 0 | -0.03 | -0.21 | -0.12 | 0 |  | 0.4 | 0.34 | 0.23 | 64.98 | 1355.269 | 3.18
D | 4002 | 2022-07-06 | 9 | ON | 55.4 | 10.18 | 0.33 | 0.03 | 0.1 | 2.41 | 0 | 0.02 | -0.16 | -0.12 | 0 |  | 0.4 | 0.34 | 0.23 | 69.16 | 1440.101 | 2.87
D | 4002 | 2022-07-06 | 10 | ON | 63.3 | 10.18 | 0.33 | 0.03 | 0.08 | 2.32 | 0.01 | 0.09 | -0.21 | -0.12 | 0 |  | 0.4 | 0.34 | 0.23 | 76.98 | 1491.165 | 2.77
D | 4002 | 2022-07-06 | 11 | ON | 54.55 | 10.18 | 0.33 | 0.03 | 0.14 | 2.26 | 0.01 | -0.05 | -0.16 | -0.12 | 0 |  | 0.4 | 0.34 | 0.23 | 68.14 | 1519.043 | 2.77
D | 4002 | 2022-07-06 | 12 | ON | 56.59 | 10.18 | 0.33 | 0.03 | 0.07 | 2.22 | 0 | 0.01 | -0.2 | -0.12 | 0 |  | 0.4 | 0.34 | 0.23 | 70.08 | 1540.46 | 2.65
D | 4002 | 2022-07-06 | 13 | ON | 50.81 | 10.18 | 0.33 | 0.03 | 0.06 | 2.19 | 0 | 0 | -0.22 | -0.12 | 0 |  | 0.4 | 0.34 | 0.23 | 64.23 | 1554.556 | 2.61
D | 4002 | 2022-07-06 | 14 | ON | 49.28 | 10.18 | 0.33 | 0.03 | 0.06 | 2.16 | 0 | 0.13 | -0.27 | -0.12 | 0 |  | 0.4 | 0.34 | 0.23 | 62.75 | 1575.451 | 2.58
D | 4002 | 2022-07-06 | 15 | ON | 49.74 | 10.18 | 0.33 | 0.03 | 0.05 | 2.14 | 0 | -0.01 | -0.3 | -0.12 | 0 |  | 0.4 | 0.34 | 0.23 | 63.01 | 1578.642 | 2.55
D | 4002 | 2022-07-06 | 16 | ON | 49.54 | 10.18 | 0.33 | 0.03 | 0.06 | 2.11 | 0 | -0.03 | -0.31 | -0.12 | 0 |  | 0.4 | 0.34 | 0.23 | 62.76 | 1588.731 | 2.53
D | 4002 | 2022-07-06 | 17 | ON | 56.06 | 10.18 | 0.33 | 0.03 | 0.07 | 2.08 | 0 | 0.04 | -0.29 | -0.12 | 0 |  | 0.4 | 0.34 | 0.23 | 69.35 | 1613.441 | 2.51
D | 4002 | 2022-07-06 | 18 | ON | 67.56 | 10.18 | 0.33 | 0.03 | 0.09 | 2.04 | 0.1 | -0.05 | -0.46 | -0.12 | 0 |  | 0.4 | 0.34 | 0.23 | 80.67 | 1646.658 | 2.59
D | 4002 | 2022-07-06 | 19 | ON | 78.64 | 10.18 | 0.33 | 0.03 | 0.14 | 2.05 | 0.03 | 0.03 | -0.39 | -0.12 | 0 |  | 0.4 | 0.34 | 0.23 | 91.89 | 1639.924 | 2.58
D | 4002 | 2022-07-06 | 20 | ON | 78.81 | 10.18 | 0.33 | 0.03 | 0.08 | 2.1 | 0.03 | -0.02 | -0.35 | -0.12 | 0 |  | 0.4 | 0.34 | 0.23 | 92.04 | 1587.869 | 2.57
D | 4002 | 2022-07-06 | 21 | ON | 75.18 | 10.18 | 0.33 | 0.03 | 0.25 | 2.19 | 0 | -0.03 | -0.25 | -0.12 | 0 |  | 0.4 | 0.34 | 0.23 | 88.73 | 1530.219 | 2.8
D | 4002 | 2022-07-06 | 22 | ON | 68.94 | 10.18 | 0.33 | 0.03 | 0.16 | 2.3 | 0.01 | 0.01 | -0.12 | -0.12 | 0 |  | 0.4 | 0.34 | 0.23 | 82.69 | 1449.82 | 2.83
D | 4002 | 2022-07-06 | 23 | ON | 52.1 | 10.18 | 0.33 | 0.03 | 0.18 | 2.52 | 0 | -0.03 | -0.1 | -0.12 | 0 |  | 0.4 | 0.34 | 0.23 | 66.06 | 1311.931 | 3.06
D | 4002 | 2022-07-06 | 24 | OFF | 49.34 | 10.18 | 0.33 | 0.03 | 0.14 | 0 | 0 | -0.09 | -0.12 | -0.12 | 0 |  | 0.4 | 0.34 | 0.23 | 60.66 | 1184.189 | 0.5
D | 4002 | 2022-07-07 | 1 | OFF | 47 | 10.18 | 0.47 | 0.04 | 0.07 | 0 | 0 | -0.07 | -0.07 | -0.12 | 0 |  | 0.4 | 0.34 | 0.23 | 58.47 | 1090.977 | 0.58
D | 4002 | 2022-07-07 | 2 | OFF | 48.07 | 10.18 | 0.47 | 0.04 | 0.07 | 0 | 0 | -0.02 | -0.1 | -0.12 | 0 |  | 0.4 | 0.34 | 0.23 | 59.56 | 1030.884 | 0.58
D | 4002 | 2022-07-07 | 3 | OFF | 42.84 | 10.18 | 0.47 | 0.04 | 0.05 | 0 | 0 | -0.02 | -0.09 | -0.12 | 0 |  | 0.4 | 0.34 | 0.23 | 54.32 | 994.625 | 0.56
D | 4002 | 2022-07-07 | 4 | OFF | 43.15 | 10.18 | 0.47 | 0.04 | 0.07 | 0 | 0 | -0.05 | -0.08 | -0.12 | 0 |  | 0.4 | 0.34 | 0.23 | 54.63 | 980.801 | 0.58
D | 4002 | 2022-07-07 | 5 | OFF | 42.84 | 10.18 | 0.47 | 0.04 | 0.07 | 0 | 0 | 0.01 | -0.08 | -0.12 | 0 |  | 0.4 | 0.34 | 0.23 | 54.38 | 995.912 | 0.58
D | 4002 | 2022-07-07 | 6 | OFF | 46.18 | 10.18 | 0.47 | 0.04 | 0.14 | 0 | 0 | -0.01 | -0.1 | -0.12 | 0 |  | 0.4 | 0.34 | 0.23 | 57.75 | 1049.699 | 0.65
D | 4002 | 2022-07-07 | 7 | OFF | 50.23 | 10.18 | 0.47 | 0.04 | 0.26 | 0 | 0 | 0.09 | -0.13 | -0.12 | 0 |  | 0.4 | 0.34 | 0.23 | 61.99 | 1147.376 | 0.77
D | 4002 | 2022-07-07 | 8 | ON | 48.05 | 10.18 | 0.47 | 0.04 | 0.17 | 2.82 | 0 | -0.01 | -0.12 | -0.12 | 0 |  | 0.4 | 0.34 | 0.23 | 62.45 | 1253.576 | 3.5
D | 4002 | 2022-07-07 | 9 | ON | 47.26 | 10.18 | 0.47 | 0.04 | 0.12 | 2.7 | 0 | 0.05 | -0.16 | -0.12 | 0 |  | 0.4 | 0.34 | 0.23 | 61.51 | 1338.667 | 3.33
D | 4002 | 2022-07-07 | 10 | ON | 46.6 | 10.18 | 0.47 | 0.04 | 0.08 | 2.63 | 0 | 0.02 | -0.17 | -0.12 | 0 |  | 0.4 | 0.34 | 0.23 | 60.7 | 1391.098 | 3.22
D | 4002 | 2022-07-07 | 11 | ON | 43.16 | 10.18 | 0.47 | 0.04 | 0.02 | 2.56 | 0 | -0.02 | -0.15 | -0.12 | 0 |  | 0.4 | 0.34 | 0.23 | 57.11 | 1435.545 | 3.09
D | 4002 | 2022-07-07 | 12 | ON | 44.26 | 10.18 | 0.47 | 0.04 | 0.04 | 2.46 | 0 | -0.01 | -0.15 | -0.12 | 0 |  | 0.4 | 0.34 | 0.23 | 58.14 | 1483.844 | 3.01
D | 4002 | 2022-07-07 | 13 | ON | 47.01 | 10.18 | 0.47 | 0.04 | 0.04 | 2.38 | 0 | 0.02 | -0.12 | -0.12 | 0 |  | 0.4 | 0.34 | 0.23 | 60.87 | 1533.398 | 2.93
D | 4002 | 2022-07-07 | 14 | ON | 52.2 | 10.18 | 0.47 | 0.04 | 0.06 | 2.31 | 0 | -0.1 | -0.15 | -0.12 | 0 |  | 0.4 | 0.34 | 0.23 | 65.86 | 1573.052 | 2.88
D | 4002 | 2022-07-07 | 15 | ON | 55.03 | 10.18 | 0.47 | 0.04 | 0.13 | 2.27 | 0 | -0.11 | -0.17 | -0.12 | 0 |  | 0.4 | 0.34 | 0.23 | 68.69 | 1598.795 | 2.91
D | 4002 | 2022-07-07 | 16 | ON | 55.36 | 10.18 | 0.47 | 0.04 | 0.07 | 2.22 | 0 | -0.03 | -0.12 | -0.12 | 0 |  | 0.4 | 0.34 | 0.23 | 69.04 | 1625.416 | 2.8
D | 4002 | 2022-07-07 | 17 | ON | 70.52 | 10.18 | 0.47 | 0.04 | 0.1 | 2.17 | 0 | -0.1 | -0.14 | -0.12 | 0 |  | 0.4 | 0.34 | 0.23 | 84.09 | 1659.833 | 2.78
D | 4002 | 2022-07-07 | 18 | ON | 75.29 | 10.18 | 0.47 | 0.04 | 0.15 | 2.12 | 0 | 0.08 | -0.18 | -0.12 | 0 |  | 0.4 | 0.34 | 0.23 | 89 | 1688.831 | 2.78
D | 4002 | 2022-07-07 | 19 | ON | 80.68 | 10.18 | 0.47 | 0.04 | 0.33 | 2.14 | 0.02 | -0.13 | -0.19 | -0.12 | 0 |  | 0.4 | 0.34 | 0.23 | 94.39 | 1683.394 | 3
D | 4002 | 2022-07-07 | 20 | ON | 85.33 | 10.18 | 0.47 | 0.04 | 0.43 | 2.21 | 0.01 | 0.02 | -0.17 | -0.12 | 0 |  | 0.4 | 0.34 | 0.23 | 99.37 | 1632.013 | 3.16
D | 4002 | 2022-07-07 | 21 | ON | 74.43 | 10.18 | 0.47 | 0.04 | 0.17 | 2.29 | 0 | 0.01 | -0.11 | -0.12 | 0 |  | 0.4 | 0.34 | 0.23 | 88.33 | 1586.228 | 2.97
D | 4002 | 2022-07-07 | 22 | ON | 70.9 | 10.18 | 0.47 | 0.04 | 0.34 | 2.39 | 0 | 0.05 | 0.02 | -0.12 | 0 |  | 0.4 | 0.34 | 0.23 | 85.24 | 1510.583 | 3.24
D | 4002 | 2022-07-07 | 23 | ON | 52.79 | 10.18 | 0.47 | 0.04 | 0.24 | 2.58 | 0 | 0 | 0 | -0.12 | 0 |  | 0.4 | 0.34 | 0.23 | 67.15 | 1369.447 | 3.33
D | 4002 | 2022-07-07 | 24 | OFF | 46.35 | 10.18 | 0.47 | 0.04 | 0.16 | 0 | 0 | -0.02 | -0.12 | -0.12 | 0 |  | 0.4 | 0.34 | 0.23 | 57.91 | 1240.63 | 0.67
D | 4002 | 2022-07-08 | 1 | OFF | 50.74 | 10.18 | 0.29 | 0.04 | 0.12 | 0 | 0 | -0.09 | -0.01 | -0.12 | 0 |  | 0.4 | 0.34 | 0.23 | 62.12 | 1146.355 | 0.45
D | 4002 | 2022-07-08 | 2 | OFF | 44.45 | 10.18 | 0.29 | 0.04 | 0.07 | 0 | 0 | -0.04 | -0.04 | -0.12 | 0 |  | 0.4 | 0.34 | 0.23 | 55.8 | 1084.671 | 0.4
D | 4002 | 2022-07-08 | 3 | OFF | 44.41 | 10.18 | 0.29 | 0.04 | 0.06 | 0 | 0 | -0.02 | -0.06 | -0.12 | 0 |  | 0.4 | 0.34 | 0.23 | 55.75 | 1049.024 | 0.39
D | 4002 | 2022-07-08 | 4 | OFF | 44.5 | 10.18 | 0.29 | 0.04 | 0.06 | 0 | 0 | -0.08 | -0.08 | -0.12 | 0 |  | 0.4 | 0.34 | 0.23 | 55.76 | 1030.634 | 0.39
D | 4002 | 2022-07-08 | 5 | OFF | 45.1 | 10.18 | 0.29 | 0.04 | 0.05 | 0 | 0 | 0.02 | -0.09 | -0.12 | 0 |  | 0.4 | 0.34 | 0.23 | 56.44 | 1041.322 | 0.38
D | 4002 | 2022-07-08 | 6 | OFF | 46.24 | 10.18 | 0.29 | 0.04 | 0.16 | 0 | 0 | 0 | -0.08 | -0.12 | 0 |  | 0.4 | 0.34 | 0.23 | 57.68 | 1088.742 | 0.49
D | 4002 | 2022-07-08 | 7 | OFF | 46.75 | 10.18 | 0.29 | 0.04 | 0.34 | 0 | 0 | 0.02 | -0.12 | -0.12 | 0 |  | 0.4 | 0.34 | 0.23 | 58.35 | 1182.416 | 0.67
D | 4002 | 2022-07-08 | 8 | ON | 44.65 | 10.18 | 0.29 | 0.04 | 0.18 | 2.83 | 0 | 0.03 | -0.13 | -0.12 | 0 |  | 0.4 | 0.34 | 0.23 | 58.92 | 1298.467 | 3.34
D | 4002 | 2022-07-08 | 9 | ON | 46.83 | 10.18 | 0.29 | 0.04 | 0.13 | 2.69 | 0 | 0.03 | -0.09 | -0.12 | 0 |  | 0.4 | 0.34 | 0.23 | 60.95 | 1391.129 | 3.15
D | 4002 | 2022-07-08 | 10 | ON | 47.08 | 10.18 | 0.29 | 0.04 | 0.1 | 2.59 | 0 | 0.09 | -0.16 | -0.12 | 0 |  | 0.4 | 0.34 | 0.23 | 61.06 | 1462.572 | 3.02
D | 4002 | 2022-07-08 | 11 | ON | 50.08 | 10.18 | 0.29 | 0.04 | 0.06 | 2.49 | 0 | 0.02 | -0.1 | -0.12 | 0 |  | 0.4 | 0.34 | 0.23 | 63.91 | 1539.371 | 2.88
D | 4002 | 2022-07-08 | 12 | ON | 56.86 | 10.18 | 0.29 | 0.04 | 0.11 | 2.4 | 0.02 | 0.08 | -0.17 | -0.12 | 0 |  | 0.4 | 0.34 | 0.23 | 70.66 | 1606.623 | 2.86
D | 4002 | 2022-07-08 | 13 | ON | 52.8 | 10.18 | 0.29 | 0.04 | 0.04 | 2.31 | 0 | 0.06 | -0.21 | -0.12 | 0 |  | 0.4 | 0.34 | 0.23 | 66.36 | 1657.917 | 2.68
D | 4002 | 2022-07-08 | 14 | ON | 63.03 | 10.18 | 0.29 | 0.04 | 0.07 | 2.21 | 0.04 | -0.01 | -0.1 | -0.12 | 0 |  | 0.4 | 0.34 | 0.23 | 76.6 | 1708.683 | 2.65
D | 4002 | 2022-07-08 | 15 | ON | 75.04 | 10.18 | 0.29 | 0.04 | 0.15 | 2.14 | 0.09 | 0.04 | -0.25 | -0.12 | 0 |  | 0.4 | 0.34 | 0.23 | 88.57 | 1728.892 | 2.71
D | 4002 | 2022-07-08 | 16 | ON | 67.61 | 10.18 | 0.29 | 0.04 | 0.18 | 2.09 | 0 | -0.02 | -0.18 | -0.12 | 0 |  | 0.4 | 0.34 | 0.23 | 81.04 | 1744.293 | 2.6
D | 4002 | 2022-07-08 | 17 | ON | 69.51 | 10.18 | 0.29 | 0.04 | 0.12 | 2.05 | 0 | 0.09 | -0.14 | -0.12 | 0 |  | 0.4 | 0.34 | 0.23 | 82.99 | 1758.725 | 2.5
D | 4002 | 2022-07-08 | 18 | ON | 79.07 | 10.18 | 0.29 | 0.04 | 0.25 | 2.02 | 0 | 0.03 | -0.31 | -0.12 | 0 |  | 0.4 | 0.34 | 0.23 | 92.42 | 1776.447 | 2.6
D | 4002 | 2022-07-08 | 19 | ON | 114.44 | 10.18 | 0.29 | 0.04 | 0.49 | 2.04 | 0.13 | 0.01 | -0.32 | -0.12 | 0 |  | 0.4 | 0.34 | 0.23 | 128.15 | 1751.561 | 2.99
D | 4002 | 2022-07-08 | 20 | ON | 84.65 | 10.18 | 0.29 | 0.04 | 0.31 | 2.1 | 0.01 | 0.03 | -0.25 | -0.12 | 0 |  | 0.4 | 0.34 | 0.23 | 98.21 | 1690.847 | 2.75
D | 4002 | 2022-07-08 | 21 | ON | 81.83 | 10.18 | 0.29 | 0.04 | 0.5 | 2.15 | 0.01 | 0.11 | -0.22 | -0.12 | 0 |  | 0.4 | 0.34 | 0.23 | 95.74 | 1640.195 | 2.99
D | 4002 | 2022-07-08 | 22 | ON | 73.77 | 10.18 | 0.29 | 0.04 | 0.22 | 2.23 | 0.03 | 0.02 | -0.22 | -0.12 | 0 |  | 0.4 | 0.34 | 0.23 | 87.41 | 1568.905 | 2.81
D | 4002 | 2022-07-08 | 23 | ON | 82.2 | 10.18 | 0.29 | 0.04 | 0.75 | 2.4 | 0.26 | -0.11 | -0.01 | -0.12 | 0 |  | 0.4 | 0.34 | 0.23 | 96.85 | 1442.336 | 3.74
D | 4002 | 2022-07-08 | 24 | OFF | 69.95 | 10.18 | 0.29 | 0.04 | 0.71 | 0 | 0.02 | -0.05 | -0.04 | -0.12 | 0 |  | 0.4 | 0.34 | 0.23 | 81.95 | 1311.48 | 1.06
D | 4002 | 2022-07-09 | 1 | OFF | 62.96 | 10.18 | 0.18 | 0.04 | 0.25 | 0 | 0.13 | -0.21 | -0.02 | -0.12 | 0 |  | 0.4 | 0.34 | 0.23 | 74.36 | 1211.666 | 0.6
D | 4002 | 2022-07-09 | 2 | OFF | 58.31 | 10.18 | 0.18 | 0.04 | 0.18 | 0 | 0.47 | 0.02 | -0.02 | -0.12 | 0 |  | 0.4 | 0.34 | 0.23 | 70.21 | 1137.218 | 0.87
D | 4002 | 2022-07-09 | 3 | OFF | 46.33 | 10.18 | 0.18 | 0.04 | 0.05 | 0 | 0 | -0.03 | -0.12 | -0.12 | 0 |  | 0.4 | 0.34 | 0.23 | 57.48 | 1084.375 | 0.27
D | 4002 | 2022-07-09 | 4 | OFF | 60.59 | 10.18 | 0.18 | 0.04 | 0.24 | 0 | 0 | -0.02 | -0.04 | -0.12 | 0 |  | 0.4 | 0.34 | 0.23 | 72.02 | 1047.879 | 0.46
D | 4002 | 2022-07-09 | 5 | OFF | 47.9 | 10.18 | 0.18 | 0.04 | 0.08 | 0 | 0 | -0.05 | -0.12 | -0.12 | 0 |  | 0.4 | 0.34 | 0.23 | 59.06 | 1028.047 | 0.3
D | 4002 | 2022-07-09 | 6 | OFF | 48.02 | 10.18 | 0.18 | 0.04 | 0.07 | 0 | 0 | 0 | -0.13 | -0.12 | 0 |  | 0.4 | 0.34 | 0.23 | 59.21 | 1028.792 | 0.29
D | 4002 | 2022-07-09 | 7 | OFF | 48.6 | 10.18 | 0.18 | 0.04 | 0.16 | 0 | 0 | -0.05 | -0.14 | -0.12 | 0 |  | 0.4 | 0.34 | 0.23 | 59.82 | 1068.608 | 0.38
D | 4002 | 2022-07-09 | 8 | OFF | 49.23 | 10.18 | 0.18 | 0.04 | 0.13 | 0 | 0 | 0.07 | -0.13 | -0.12 | 0 |  | 0.4 | 0.34 | 0.23 | 60.55 | 1145.125 | 0.35
D | 4002 | 2022-07-09 | 9 | OFF | 46.85 | 10.18 | 0.18 | 0.04 | 0.14 | 0 | 0 | 0.1 | -0.14 | -0.12 | 0 |  | 0.4 | 0.34 | 0.23 | 58.2 | 1227.689 | 0.36
D | 4002 | 2022-07-09 | 10 | OFF | 45.89 | 10.18 | 0.18 | 0.04 | 0.07 | 0 | 0 | 0.09 | -0.16 | -0.12 | 0 |  | 0.4 | 0.34 | 0.23 | 57.14 | 1287.391 | 0.29
D | 4002 | 2022-07-09 | 11 | OFF | 46 | 10.18 | 0.18 | 0.04 | 0.05 | 0 | 0 | 0.08 | -0.17 | -0.12 | 0 |  | 0.4 | 0.34 | 0.23 | 57.21 | 1324.47 | 0.27
D | 4002 | 2022-07-09 | 12 | OFF | 46.03 | 10.18 | 0.18 | 0.04 | 0.04 | 0 | 0 | 0.05 | -0.2 | -0.12 | 0 |  | 0.4 | 0.34 | 0.23 | 57.17 | 1347.077 | 0.26
D | 4002 | 2022-07-09 | 13 | OFF | 45 | 10.18 | 0.18 | 0.04 | 0.05 | 0 | 0 | 0.06 | -0.17 | -0.12 | 0 |  | 0.4 | 0.34 | 0.23 | 56.19 | 1363.384 | 0.27
D | 4002 | 2022-07-09 | 14 | OFF | 44.94 | 10.18 | 0.18 | 0.04 | 0.05 | 0 | 0 | 0.02 | -0.16 | -0.12 | 0 |  | 0.4 | 0.34 | 0.23 | 56.1 | 1379.486 | 0.27
D | 4002 | 2022-07-09 | 15 | OFF | 43.2 | 10.18 | 0.18 | 0.04 | 0.02 | 0 | 0 | 0.07 | -0.15 | -0.12 | 0 |  | 0.4 | 0.34 | 0.23 | 54.39 | 1403.964 | 0.24
D | 4002 | 2022-07-09 | 16 | OFF | 46.18 | 10.18 | 0.18 | 0.04 | 0.05 | 0 | 0 | 0.05 | -0.19 | -0.12 | 0 |  | 0.4 | 0.34 | 0.23 | 57.34 | 1440.795 | 0.27
D | 4002 | 2022-07-09 | 17 | OFF | 56.61 | 10.18 | 0.18 | 0.04 | 0.12 | 0 | 0 | 0.06 | 0 | -0.12 | 0 |  | 0.4 | 0.34 | 0.23 | 68.04 | 1490.121 | 0.34
D | 4002 | 2022-07-09 | 18 | OFF | 70.79 | 10.18 | 0.18 | 0.04 | 0.16 | 0 | 0.03 | 0.06 | -0.19 | -0.12 | 0 |  | 0.4 | 0.34 | 0.23 | 82.1 | 1535.158 | 0.41
D | 4002 | 2022-07-09 | 19 | OFF | 77.44 | 10.18 | 0.18 | 0.04 | 0.33 | 0 | 0.01 | 0.02 | -0.2 | -0.12 | 0 |  | 0.4 | 0.34 | 0.23 | 88.85 | 1529.918 | 0.56
D | 4002 | 2022-07-09 | 20 | OFF | 78.21 | 10.18 | 0.18 | 0.04 | 0.27 | 0 | 0.01 | 0.17 | -0.16 | -0.12 | 0 |  | 0.4 | 0.34 | 0.23 | 89.75 | 1471.226 | 0.5
D | 4002 | 2022-07-09 | 21 | OFF | 67.17 | 10.18 | 0.18 | 0.04 | 0.18 | 0 | 0.02 | 0.01 | -0.12 | -0.12 | 0 |  | 0.4 | 0.34 | 0.23 | 78.51 | 1403.247 | 0.42
D | 4002 | 2022-07-09 | 22 | OFF | 61.96 | 10.18 | 0.18 | 0.04 | 0.19 | 0 | 0.05 | 0.02 | -0.11 | -0.12 | 0 |  | 0.4 | 0.34 | 0.23 | 73.36 | 1332.784 | 0.46
D | 4002 | 2022-07-09 | 23 | OFF | 68.83 | 10.18 | 0.18 | 0.04 | 0.62 | 0 | 0 | 0.04 | -0.03 | -0.12 | 0 |  | 0.4 | 0.34 | 0.23 | 80.71 | 1220.83 | 0.84
D | 4002 | 2022-07-09 | 24 | OFF | 69.7 | 10.18 | 0.18 | 0.04 | 0.51 | 0 | 0 | -0.18 | -0.13 | -0.12 | 0 |  | 0.4 | 0.34 | 0.23 | 81.15 | 1111.293 | 0.73
D | 4002 | 2022-07-10 | 1 | OFF | 73.14 | 10.18 | 0.22 | 0.07 | 0.5 | 0 | 0.66 | -0.1 | 0.09 | -0.12 | 0 |  | 0.4 | 0.34 | 0.23 | 85.61 | 1023.58 | 1.45
D | 4002 | 2022-07-10 | 2 | OFF | 81.48 | 10.18 | 0.22 | 0.07 | 0.28 | 0 | 0.48 | -0.03 | 0.14 | -0.12 | 0 |  | 0.4 | 0.34 | 0.23 | 93.67 | 963.623 | 1.05
D | 4002 | 2022-07-10 | 3 | OFF | 65.58 | 10.18 | 0.22 | 0.07 | 0.17 | 0 | 0 | -0.03 | 0.06 | -0.12 | 0 |  | 0.4 | 0.34 | 0.23 | 77.1 | 925.811 | 0.46
D | 4002 | 2022-07-10 | 4 | OFF | 50.33 | 10.18 | 0.22 | 0.07 | 0.1 | 0 | 0 | 0.02 | -0.02 | -0.12 | 0 |  | 0.4 | 0.34 | 0.23 | 61.75 | 901.766 | 0.39
D | 4002 | 2022-07-10 | 5 | OFF | 62.57 | 10.18 | 0.22 | 0.07 | 0.16 | 0 | 0 | -0.08 | 0.03 | -0.12 | 0 |  | 0.4 | 0.34 | 0.23 | 74 | 895.342 | 0.45
D | 4002 | 2022-07-10 | 6 | OFF | 48.29 | 10.18 | 0.22 | 0.07 | 0.09 | 0 | 0 | 0.01 | -0.02 | -0.12 | 0 |  | 0.4 | 0.34 | 0.23 | 59.69 | 899.337 | 0.38
D | 4002 | 2022-07-10 | 7 | OFF | 47.42 | 10.18 | 0.22 | 0.07 | 0.17 | 0 | 0 | -0.06 | -0.07 | -0.12 | 0 |  | 0.4 | 0.34 | 0.23 | 58.78 | 924.988 | 0.46
D | 4002 | 2022-07-10 | 8 | OFF | 45.03 | 10.18 | 0.22 | 0.07 | 0.1 | 0 | 0 | -0.02 | -0.09 | -0.12 | 0 |  | 0.4 | 0.34 | 0.23 | 56.34 | 993.001 | 0.39
D | 4002 | 2022-07-10 | 9 | OFF | 46.48 | 10.18 | 0.22 | 0.07 | 0.13 | 0 | 0 | 0.01 | -0.11 | -0.12 | 0 |  | 0.4 | 0.34 | 0.23 | 57.83 | 1076.751 | 0.42
D | 4002 | 2022-07-10 | 10 | OFF | 45.12 | 10.18 | 0.22 | 0.07 | 0.13 | 0 | 0 | -0.02 | -0.13 | -0.12 | 0 |  | 0.4 | 0.34 | 0.23 | 56.42 | 1143.168 | 0.42
D | 4002 | 2022-07-10 | 11 | OFF | 42.88 | 10.18 | 0.22 | 0.07 | 0.03 | 0 | 0 | 0.06 | -0.15 | -0.12 | 0 |  | 0.4 | 0.34 | 0.23 | 54.14 | 1186.388 | 0.32
D | 4002 | 2022-07-10 | 12 | OFF | 42.19 | 10.18 | 0.22 | 0.07 | 0.03 | 0 | 0 | -0.01 | -0.13 | -0.12 | 0 |  | 0.4 | 0.34 | 0.23 | 53.4 | 1225.119 | 0.32
D | 4002 | 2022-07-10 | 13 | OFF | 43.69 | 10.18 | 0.22 | 0.07 | 0.04 | 0 | 0 | 0.01 | -0.14 | -0.12 | 0 |  | 0.4 | 0.34 | 0.23 | 54.92 | 1255.676 | 0.33
D | 4002 | 2022-07-10 | 14 | OFF | 41.73 | 10.18 | 0.22 | 0.07 | 0.04 | 0 | 0 | -0.05 | -0.13 | -0.12 | 0 |  | 0.4 | 0.34 | 0.23 | 52.91 | 1283.864 | 0.33
D | 4002 | 2022-07-10 | 15 | OFF | 42.12 | 10.18 | 0.22 | 0.07 | 0.03 | 0 | 0 | 0.01 | -0.09 | -0.12 | 0 |  | 0.4 | 0.34 | 0.23 | 53.39 | 1324.031 | 0.32
D | 4002 | 2022-07-10 | 16 | OFF | 42.91 | 10.18 | 0.22 | 0.07 | 0.02 | 0 | 0 | -0.04 | -0.12 | -0.12 | 0 |  | 0.4 | 0.34 | 0.23 | 54.09 | 1384.18 | 0.31
D | 4002 | 2022-07-10 | 17 | OFF | 57.28 | 10.18 | 0.22 | 0.07 | 0.11 | 0 | 0 | 0.06 | 0.02 | -0.12 | 0 |  | 0.4 | 0.34 | 0.23 | 68.79 | 1451.569 | 0.4
D | 4002 | 2022-07-10 | 18 | OFF | 71.52 | 10.18 | 0.22 | 0.07 | 0.28 | 0 | 0.01 | 0.01 | -0.14 | -0.12 | 0 |  | 0.4 | 0.34 | 0.23 | 83 | 1505.069 | 0.58
D | 4002 | 2022-07-10 | 19 | OFF | 85 | 10.18 | 0.22 | 0.07 | 0.05 | 0 | 0.07 | -0.05 | -0.22 | -0.12 | 0 |  | 0.4 | 0.34 | 0.23 | 96.17 | 1516.974 | 0.41
D | 4002 | 2022-07-10 | 20 | OFF | 77.87 | 10.18 | 0.22 | 0.07 | 0.32 | 0 | 0.01 | -0.01 | -0.18 | -0.12 | 0 |  | 0.4 | 0.34 | 0.23 | 89.33 | 1482.763 | 0.62
D | 4002 | 2022-07-10 | 21 | OFF | 76.11 | 10.18 | 0.22 | 0.07 | 0.21 | 0 | 0.02 | -0.02 | -0.18 | -0.12 | 0 |  | 0.4 | 0.34 | 0.23 | 87.46 | 1424.674 | 0.52
D | 4002 | 2022-07-10 | 22 | OFF | 70.62 | 10.18 | 0.22 | 0.07 | 0.16 | 0 | 0.02 | -0.01 | -0.05 | -0.12 | 0 |  | 0.4 | 0.34 | 0.23 | 82.06 | 1348.28 | 0.47
D | 4002 | 2022-07-10 | 23 | OFF | 66.93 | 10.18 | 0.22 | 0.07 | 0.36 | 0 | 0 | -0.11 | 0.04 | -0.12 | 0 |  | 0.4 | 0.34 | 0.23 | 78.54 | 1219.904 | 0.65
D | 4002 | 2022-07-10 | 24 | OFF | 74.53 | 10.18 | 0.22 | 0.07 | 1.95 | 0 | 0 | -0.13 | -0.03 | -0.12 | 0 |  | 0.4 | 0.34 | 0.23 | 87.64 | 1105.884 | 2.24
D | 4002 | 2022-07-11 | 1 | OFF | 52.32 | 10.18 | 0.69 | 0.05 | 0.35 | 0 | 0 | 0 | 0.08 | -0.12 | 0 |  | 0.4 | 0.34 | 0.23 | 64.52 | 1030.561 | 1.09
D | 4002 | 2022-07-11 | 2 | OFF | 48.42 | 10.18 | 0.69 | 0.05 | 0.18 | 0 | 0 | 0.02 | -0.03 | -0.12 | 0 |  | 0.4 | 0.34 | 0.23 | 60.36 | 982.624 | 0.92
D | 4002 | 2022-07-11 | 3 | OFF | 46.09 | 10.18 | 0.69 | 0.05 | 0.09 | 0 | 0 | -0.07 | -0.06 | -0.12 | 0 |  | 0.4 | 0.34 | 0.23 | 57.82 | 954.363 | 0.83
D | 4002 | 2022-07-11 | 4 | OFF | 43.68 | 10.18 | 0.69 | 0.05 | 0.04 | 0 | 0 | -0.05 | -0.02 | -0.12 | 0 |  | 0.4 | 0.34 | 0.23 | 55.42 | 948.042 | 0.78
D | 4002 | 2022-07-11 | 5 | OFF | 44.38 | 10.18 | 0.69 | 0.05 | 0.03 | 0 | 0 | -0.09 | 0.01 | -0.12 | 0 |  | 0.4 | 0.34 | 0.23 | 56.1 | 968.3 | 0.77
D | 4002 | 2022-07-11 | 6 | OFF | 46.96 | 10.18 | 0.69 | 0.05 | 0.17 | 0 | 0 | -0.01 | -0.07 | -0.12 | 0 |  | 0.4 | 0.34 | 0.23 | 58.82 | 1027.192 | 0.91
D | 4002 | 2022-07-11 | 7 | OFF | 48.39 | 10.18 | 0.69 | 0.05 | 0.22 | 0 | 0 | 0.04 | -0.11 | -0.12 | 0 |  | 0.4 | 0.34 | 0.23 | 60.31 | 1135.836 | 0.96
D | 4002 | 2022-07-11 | 8 | ON | 49.94 | 10.18 | 0.69 | 0.05 | 0.26 | 2.84 | 0 | -0.03 | -0.1 | -0.12 | 0 |  | 0.4 | 0.34 | 0.23 | 64.68 | 1258.777 | 3.84
D | 4002 | 2022-07-11 | 9 | ON | 49.15 | 10.18 | 0.69 | 0.05 | 0.14 | 2.7 | 0 | -0.01 | -0.14 | -0.12 | 0 |  | 0.4 | 0.34 | 0.23 | 63.61 | 1343.988 | 3.58
D | 4002 | 2022-07-11 | 10 | ON | 48.78 | 10.18 | 0.69 | 0.05 | 0.04 | 2.62 | 0 | -0.07 | -0.15 | -0.12 | 0 |  | 0.4 | 0.34 | 0.23 | 62.99 | 1404.786 | 3.4
D | 4002 | 2022-07-11 | 11 | ON | 49.82 | 10.18 | 0.69 | 0.05 | 0.06 | 2.53 | 0 | -0.02 | -0.12 | -0.12 | 0 |  | 0.4 | 0.34 | 0.23 | 64.04 | 1480.14 | 3.33
D | 4002 | 2022-07-11 | 12 | ON | 45.47 | 10.18 | 0.69 | 0.05 | 0.04 | 2.43 | 0 | -0.02 | -0.2 | -0.12 | 0 |  | 0.4 | 0.34 | 0.23 | 59.49 | 1547.025 | 3.21
D | 4002 | 2022-07-11 | 13 | ON | 45.76 | 10.18 | 0.69 | 0.05 | 0.03 | 2.34 | 0 | 0 | -0.22 | -0.12 | 0 |  | 0.4 | 0.34 | 0.23 | 59.68 | 1612.165 | 3.11
D | 4002 | 2022-07-11 | 14 | ON | 50.26 | 10.18 | 0.69 | 0.05 | 0.08 | 2.23 | 0 | -0.02 | -0.2 | -0.12 | 0 |  | 0.4 | 0.34 | 0.23 | 64.12 | 1667.195 | 3.05
D | 4002 | 2022-07-11 | 15 | ON | 50.96 | 10.18 | 0.69 | 0.05 | 0.06 | 2.16 | 0 | 0.08 | -0.27 | -0.12 | 0 |  | 0.4 | 0.34 | 0.23 | 64.76 | 1687.82 | 2.96
D | 4002 | 2022-07-11 | 16 | ON | 53.41 | 10.18 | 0.69 | 0.05 | 0.07 | 2.11 | 0 | -0.02 | -0.19 | -0.12 | 0 |  | 0.4 | 0.34 | 0.23 | 67.15 | 1744.503 | 2.92
D | 4002 | 2022-07-11 | 17 | ON | 60.09 | 10.18 | 0.69 | 0.05 | 0.09 | 1.99 | 0 | 0.01 | -0.24 | -0.12 | 0 |  | 0.4 | 0.34 | 0.23 | 73.71 | 1798.183 | 2.82
D | 4002 | 2022-07-11 | 18 | ON | 95.57 | 10.18 | 0.69 | 0.05 | 0.13 | 1.98 | 0.03 | -0.08 | -0.08 | -0.12 | 0 |  | 0.4 | 0.34 | 0.23 | 109.32 | 1851.347 | 2.88
D | 4002 | 2022-07-11 | 19 | ON | 120.62 | 10.18 | 0.69 | 0.05 | 0.23 | 1.98 | 0.34 | 0.13 | -0.4 | -0.12 | 0 |  | 0.4 | 0.34 | 0.23 | 134.67 | 1860.051 | 3.29
D | 4002 | 2022-07-11 | 20 | ON | 85.83 | 10.18 | 0.69 | 0.05 | 0.33 | 2.05 | 0 | -0.02 | -0.24 | -0.12 | 0 |  | 0.4 | 0.34 | 0.23 | 99.72 | 1801.713 | 3.12
D | 4002 | 2022-07-11 | 21 | ON | 78.09 | 10.18 | 0.69 | 0.05 | 0.22 | 2.14 | 0 | 0 | -0.27 | -0.12 | 0 |  | 0.4 | 0.34 | 0.23 | 91.95 | 1730.65 | 3.1
D | 4002 | 2022-07-11 | 22 | ON | 72.79 | 10.18 | 0.69 | 0.05 | 0.24 | 2.25 | 0.01 | -0.02 | -0.14 | -0.12 | 0 |  | 0.4 | 0.34 | 0.23 | 86.9 | 1635.242 | 3.24
D | 4002 | 2022-07-11 | 23 | ON | 52.13 | 10.18 | 0.69 | 0.05 | 0.18 | 2.46 | 0 | -0.07 | -0.08 | -0.12 | 0 |  | 0.4 | 0.34 | 0.23 | 66.39 | 1478.63 | 3.38
D | 4002 | 2022-07-11 | 24 | OFF | 51.61 | 10.18 | 0.69 | 0.05 | 0.57 | 0 | 0 | 0 | -0.13 | -0.12 | 0 |  | 0.4 | 0.34 | 0.23 | 63.82 | 1336.078 | 1.31
D | 4002 | 2022-07-12 | 1 | OFF | 80.05 | 10.18 | 0.54 | 0.06 | 0.26 | 0 | 0 | -0.04 | -0.16 | -0.12 | 0 |  | 0.4 | 0.34 | 0.23 | 91.74 | 1236.081 | 0.86
D | 4002 | 2022-07-12 | 2 | OFF | 51.23 | 10.18 | 0.54 | 0.06 | 0.18 | 0 | 0 | -0.01 | -0.1 | -0.12 | 0 |  | 0.4 | 0.34 | 0.23 | 62.93 | 1168.326 | 0.78
D | 4002 | 2022-07-12 | 3 | OFF | 47.1 | 10.18 | 0.54 | 0.06 | 0.07 | 0 | 0 | -0.05 | -0.18 | -0.12 | 0 |  | 0.4 | 0.34 | 0.23 | 58.57 | 1125.481 | 0.67
D | 4002 | 2022-07-12 | 4 | OFF | 45.44 | 10.18 | 0.54 | 0.06 | 0.05 | 0 | 0 | -0.08 | -0.16 | -0.12 | 0 |  | 0.4 | 0.34 | 0.23 | 56.88 | 1105.324 | 0.65
D | 4002 | 2022-07-12 | 5 | OFF | 46.04 | 10.18 | 0.54 | 0.06 | 0.04 | 0 | 0 | 0.03 | -0.15 | -0.12 | 0 |  | 0.4 | 0.34 | 0.23 | 57.59 | 1118.949 | 0.64
D | 4002 | 2022-07-12 | 6 | OFF | 47.21 | 10.18 | 0.54 | 0.06 | 0.12 | 0 | 0 | 0 | -0.17 | -0.12 | 0 |  | 0.4 | 0.34 | 0.23 | 58.79 | 1174.074 | 0.72
D | 4002 | 2022-07-12 | 7 | OFF | 50.4 | 10.18 | 0.54 | 0.06 | 0.22 | 0 | 0 | 0.03 | -0.11 | -0.12 | 0 |  | 0.4 | 0.34 | 0.23 | 62.17 | 1291.499 | 0.82
D | 4002 | 2022-07-12 | 8 | ON | 51.07 | 10.18 | 0.54 | 0.06 | 0.24 | 2.6 | 0 | 0.01 | -0.2 | -0.12 | 0 |  | 0.4 | 0.34 | 0.23 | 65.35 | 1409.984 | 3.44
D | 4002 | 2022-07-12 | 9 | ON | 51.51 | 10.18 | 0.54 | 0.06 | 0.12 | 2.48 | 0 | 0.04 | -0.17 | -0.12 | 0 |  | 0.4 | 0.34 | 0.23 | 65.61 | 1477.931 | 3.2
D | 4002 | 2022-07-12 | 10 | ON | 52.65 | 10.18 | 0.54 | 0.06 | 0.06 | 2.38 | 0 | 0.12 | -0.19 | -0.12 | 0 |  | 0.4 | 0.34 | 0.23 | 66.65 | 1555.099 | 3.04
D | 4002 | 2022-07-12 | 11 | ON | 52.06 | 10.18 | 0.54 | 0.06 | 0.04 | 2.29 | 0 | 0.12 | -0.18 | -0.12 | 0 |  | 0.4 | 0.34 | 0.23 | 65.96 | 1648.893 | 2.93
D | 4002 | 2022-07-12 | 12 | ON | 51.94 | 10.18 | 0.54 | 0.06 | 0.04 | 2.2 | 0 | 0.1 | -0.24 | -0.12 | 0 |  | 0.4 | 0.34 | 0.23 | 65.67 | 1741.961 | 2.84
D | 4002 | 2022-07-12 | 13 | ON | 52.29 | 10.18 | 0.54 | 0.06 | 0.06 | 2.1 | 0 | 0.1 | -0.25 | -0.12 | 0 |  | 0.4 | 0.34 | 0.23 | 65.93 | 1820.659 | 2.76
D | 4002 | 2022-07-12 | 14 | ON | 55.59 | 10.18 | 0.54 | 0.06 | 0.04 | 2 | 0 | -0.04 | -0.26 | -0.12 | 0 |  | 0.4 | 0.34 | 0.23 | 68.96 | 1903.219 | 2.64
D | 4002 | 2022-07-12 | 15 | ON | 74.36 | 10.18 | 0.54 | 0.06 | 0.06 | 1.92 | 0 | -0.08 | -0.19 | -0.12 | 0 |  | 0.4 | 0.34 | 0.23 | 87.7 | 1962.167 | 2.58
D | 4002 | 2022-07-12 | 16 | ON | 78.11 | 10.18 | 0.54 | 0.06 | 0.09 | 1.87 | 0 | 0.01 | -0.27 | -0.12 | 0 |  | 0.4 | 0.34 | 0.23 | 91.44 | 2012.593 | 2.56
D | 4002 | 2022-07-12 | 17 | ON | 85.34 | 10.18 | 0.54 | 0.06 | 0.19 | 1.83 | 0.02 | -0.06 | -0.38 | -0.12 | -0.09 |  | 0.4 | 0.34 | 0.23 | 98.48 | 2037.611 | 2.55
D | 4002 | 2022-07-12 | 18 | ON | 147.95 | 10.18 | 0.54 | 0.06 | 0.32 | 1.79 | 0.55 | -0.05 | -0.2 | -0.12 | -0.2 |  | 0.4 | 0.34 | 0.23 | 161.79 | 2004.981 | 3.06
D | 4002 | 2022-07-12 | 19 | ON | 113.82 | 10.18 | 0.54 | 0.06 | 0.48 | 1.83 | 0.74 | 0.14 | -0.2 | -0.12 | 0 |  | 0.4 | 0.34 | 0.23 | 128.44 | 1899.004 | 3.65
D | 4002 | 2022-07-12 | 20 | ON | 101.52 | 10.18 | 0.54 | 0.06 | 0.17 | 1.88 | 0 | 0.08 | -0.38 | -0.12 | 0 |  | 0.4 | 0.34 | 0.23 | 114.9 | 1803.724 | 2.65
D | 4002 | 2022-07-12 | 21 | ON | 100.5 | 10.18 | 0.54 | 0.06 | 0.17 | 1.95 | 0 | 0.2 | -0.31 | -0.12 | 0 |  | 0.4 | 0.34 | 0.23 | 114.14 | 1743.467 | 2.72
D | 4002 | 2022-07-12 | 22 | ON | 99.56 | 10.18 | 0.54 | 0.06 | 0.36 | 2.05 | 0 | -0.08 | -0.23 | -0.12 | 0 |  | 0.4 | 0.34 | 0.23 | 113.29 | 1662.583 | 3.01
D | 4002 | 2022-07-12 | 23 | ON | 91.68 | 10.18 | 0.54 | 0.06 | 0.71 | 2.23 | 0 | 0.14 | 0.04 | -0.12 | 0 |  | 0.4 | 0.34 | 0.23 | 106.43 | 1521.438 | 3.54
D | 4002 | 2022-07-12 | 24 | OFF | 92.55 | 10.18 | 0.54 | 0.06 | 0.53 | 0 | 0.04 | -0.43 | -0.14 | -0.12 | 0 |  | 0.4 | 0.34 | 0.23 | 104.18 | 1383.767 | 1.17
D | 4002 | 2022-07-13 | 1 | OFF | 71.44 | 10.18 | 1.09 | 0.08 | 0.24 | 0 | 0 | 0.03 | -0.02 | -0.12 | 0 |  | 0.4 | 0.34 | 0.23 | 83.89 | 1282.826 | 1.41
D | 4002 | 2022-07-13 | 2 | OFF | 77.82 | 10.18 | 1.09 | 0.08 | 0.1 | 0 | 0 | -0.08 | -0.23 | -0.12 | 0 |  | 0.4 | 0.34 | 0.23 | 89.81 | 1214.372 | 1.27
D | 4002 | 2022-07-13 | 3 | OFF | 65.6 | 10.18 | 1.09 | 0.08 | 0.15 | 0 | 0 | -0.03 | -0.05 | -0.12 | 0 |  | 0.4 | 0.34 | 0.23 | 77.87 | 1172.685 | 1.32
D | 4002 | 2022-07-13 | 4 | OFF | 53.95 | 10.18 | 1.09 | 0.08 | 0.05 | 0 | 0 | -0.03 | -0.1 | -0.12 | 0 |  | 0.4 | 0.34 | 0.23 | 66.07 | 1147.069 | 1.22
D | 4002 | 2022-07-13 | 5 | OFF | 53.72 | 10.18 | 1.09 | 0.08 | 0.04 | 0 | 0 | -0.01 | -0.11 | -0.12 | 0 |  | 0.4 | 0.34 | 0.23 | 65.84 | 1153.245 | 1.21
D | 4002 | 2022-07-13 | 6 | OFF | 77.38 | 10.18 | 1.09 | 0.08 | 0.31 | 0 | 0 | -0.04 | 0.04 | -0.12 | 0 |  | 0.4 | 0.34 | 0.23 | 89.89 | 1201.524 | 1.48
D | 4002 | 2022-07-13 | 7 | OFF | 97.43 | 10.18 | 1.09 | 0.08 | 0.79 | 0 | 0 | 0.01 | 0.02 | -0.12 | 0 |  | 0.4 | 0.34 | 0.23 | 110.45 | 1315.596 | 1.96
D | 4002 | 2022-07-13 | 8 | ON | 90.9 | 10.18 | 1.09 | 0.08 | 0.81 | 2.46 | 0.16 | 0.06 | -0.02 | -0.12 | 0 |  | 0.4 | 0.34 | 0.23 | 106.57 | 1446.779 | 4.6
D | 4002 | 2022-07-13 | 9 | ON | 79.66 | 10.18 | 1.09 | 0.08 | 0.3 | 2.35 | 0.01 | -0.01 | -0.15 | -0.12 | 0 |  | 0.4 | 0.34 | 0.23 | 94.36 | 1541.777 | 3.83
D | 4002 | 2022-07-13 | 10 | ON | 61.91 | 10.18 | 1.09 | 0.08 | 0.1 | 2.28 | 0.01 | 0.05 | 0.09 | -0.12 | 0 |  | 0.4 | 0.34 | 0.23 | 76.64 | 1609.17 | 3.56
D | 4002 | 2022-07-13 | 11 | ON | 54.67 | 10.18 | 1.09 | 0.08 | 0.04 | 2.19 | 0 | -0.02 | -0.02 | -0.12 | 0 |  | 0.4 | 0.34 | 0.23 | 69.06 | 1673.483 | 3.4
D | 4002 | 2022-07-13 | 12 | ON | 60.38 | 10.18 | 1.09 | 0.08 | 0.06 | 2.1 | 0 | 0.04 | -0.24 | -0.12 | 0 |  | 0.4 | 0.34 | 0.23 | 74.54 | 1722.792 | 3.33
D | 4002 | 2022-07-13 | 13 | ON | 59.05 | 10.18 | 1.09 | 0.08 | 0.05 | 2.02 | 0 | 0.04 | -0.17 | -0.12 | 0 |  | 0.4 | 0.34 | 0.23 | 73.19 | 1761.307 | 3.24
D | 4002 | 2022-07-13 | 14 | ON | 65.58 | 10.18 | 1.09 | 0.08 | 0.07 | 1.95 | 0 | 0 | -0.21 | -0.12 | 0 |  | 0.4 | 0.34 | 0.23 | 79.59 | 1808.832 | 3.19
D | 4002 | 2022-07-13 | 15 | ON | 73.29 | 10.18 | 1.09 | 0.08 | 0.16 | 1.9 | 0.01 | 0 | -0.24 | -0.12 | 0 |  | 0.4 | 0.34 | 0.23 | 87.32 | 1843.34 | 3.24
D | 4002 | 2022-07-13 | 16 | ON | 62.15 | 10.18 | 1.09 | 0.08 | 0.08 | 1.85 | 0 | 0.01 | -0.22 | -0.12 | 0 |  | 0.4 | 0.34 | 0.23 | 76.07 | 1882.948 | 3.1
D | 4002 | 2022-07-13 | 17 | ON | 72.64 | 10.18 | 1.09 | 0.08 | 0.09 | 1.84 | 0.01 | -0.04 | -0.28 | -0.12 | 0 |  | 0.4 | 0.34 | 0.23 | 86.46 | 1898.653 | 3.11
D | 4002 | 2022-07-13 | 18 | ON | 78.67 | 10.18 | 1.09 | 0.08 | 0.24 | 1.81 | 0.05 | -0.08 | -0.25 | -0.12 | 0 |  | 0.4 | 0.34 | 0.23 | 92.64 | 1913.448 | 3.27
D | 4002 | 2022-07-13 | 19 | ON | 115.27 | 10.18 | 1.09 | 0.08 | 0.6 | 1.66 | 0.42 | -0.08 | -0.35 | -0.12 | 0 |  | 0.4 | 0.34 | 0.23 | 129.72 | 1895.733 | 3.85
D | 4002 | 2022-07-13 | 20 | ON | 96.11 | 10.18 | 1.09 | 0.08 | 0.23 | 1.86 | 0.11 | -0.05 | -0.23 | -0.12 | 0 |  | 0.4 | 0.34 | 0.23 | 110.23 | 1844.779 | 3.37
D | 4002 | 2022-07-13 | 21 | ON | 77.93 | 10.18 | 1.09 | 0.08 | 0.17 | 1.93 | 0.01 | -0.06 | -0.21 | -0.12 | 0 |  | 0.4 | 0.34 | 0.23 | 91.97 | 1762.724 | 3.28
D | 4002 | 2022-07-13 | 22 | ON | 73.75 | 10.18 | 1.09 | 0.08 | 0.24 | 2.04 | 0.02 | -0.08 | -0.2 | -0.12 | 0 |  | 0.4 | 0.34 | 0.23 | 87.97 | 1659.125 | 3.47
D | 4002 | 2022-07-13 | 23 | ON | 59.59 | 10.18 | 1.09 | 0.08 | 0.16 | 2.23 | 0 | -0.06 | -0.17 | -0.12 | 0 |  | 0.4 | 0.34 | 0.23 | 73.95 | 1498.844 | 3.56
D | 4002 | 2022-07-13 | 24 | OFF | 61.85 | 10.18 | 1.09 | 0.08 | 0.23 | 0 | 0 | -0.05 | -0.06 | -0.12 | 0 |  | 0.4 | 0.34 | 0.23 | 74.17 | 1354.619 | 1.4
D | 4002 | 2022-07-14 | 1 | OFF | 58.15 | 10.18 | 0.36 | 0.06 | 0.09 | 0 | 0 | -0.15 | -0.15 | -0.12 | 0 |  | 0.4 | 0.34 | 0.23 | 69.39 | 1256.803 | 0.51
D | 4002 | 2022-07-14 | 2 | OFF | 68.05 | 10.18 | 0.36 | 0.06 | 0.19 | 0 | 0 | -0.03 | -0.07 | -0.12 | 0 |  | 0.4 | 0.34 | 0.23 | 79.59 | 1193.337 | 0.61
D | 4002 | 2022-07-14 | 3 | OFF | 53.86 | 10.18 | 0.36 | 0.06 | 0.11 | 0 | 0 | -0.12 | -0.16 | -0.12 | 0 |  | 0.4 | 0.34 | 0.23 | 65.14 | 1153.009 | 0.53
D | 4002 | 2022-07-14 | 4 | OFF | 52.91 | 10.18 | 0.36 | 0.06 | 0.05 | 0 | 0 | 0 | -0.16 | -0.12 | 0 |  | 0.4 | 0.34 | 0.23 | 64.25 | 1135.136 | 0.47
D | 4002 | 2022-07-14 | 5 | OFF | 52.58 | 10.18 | 0.36 | 0.06 | 0.04 | 0 | 0 | 0.03 | -0.15 | -0.12 | 0 |  | 0.4 | 0.34 | 0.23 | 63.95 | 1148.574 | 0.46
D | 4002 | 2022-07-14 | 6 | OFF | 54.18 | 10.18 | 0.36 | 0.06 | 0.13 | 0 | 0 | -0.02 | -0.18 | -0.12 | 0 |  | 0.4 | 0.34 | 0.23 | 65.56 | 1207.134 | 0.55
D | 4002 | 2022-07-14 | 7 | OFF | 68.05 | 10.18 | 0.36 | 0.06 | 0.61 | 0 | 0 | 0.01 | -0.34 | -0.12 | 0 |  | 0.4 | 0.34 | 0.23 | 79.78 | 1305.804 | 1.03
D | 4002 | 2022-07-14 | 8 | ON | 51.89 | 10.18 | 0.36 | 0.06 | 0.6 | 2.52 | 0 | -0.02 | -0.24 | -0.12 | 0 |  | 0.4 | 0.34 | 0.23 | 66.2 | 1417.797 | 3.54
D | 4002 | 2022-07-14 | 9 | ON | 52.34 | 10.18 | 0.36 | 0.06 | 0.09 | 2.4 | 0 | -0.01 | -0.2 | -0.12 | 0 |  | 0.4 | 0.34 | 0.23 | 66.07 | 1494.873 | 2.91
D | 4002 | 2022-07-14 | 10 | ON | 53.63 | 10.18 | 0.36 | 0.06 | 0.05 | 2.31 | 0 | -0.03 | -0.18 | -0.12 | 0 |  | 0.4 | 0.34 | 0.23 | 67.23 | 1561.477 | 2.78
D | 4002 | 2022-07-14 | 11 | ON | 59.43 | 10.18 | 0.36 | 0.06 | 0.06 | 2.21 | 0 | -0.03 | -0.17 | -0.12 | 0 |  | 0.4 | 0.34 | 0.23 | 72.95 | 1630.735 | 2.69
D | 4002 | 2022-07-14 | 12 | ON | 72.2 | 10.18 | 0.36 | 0.06 | 0.12 | 2.13 | 0.01 | -0.02 | -0.16 | -0.12 | 0 |  | 0.4 | 0.34 | 0.23 | 85.73 | 1686.189 | 2.68
D | 4002 | 2022-07-14 | 13 | ON | 73.49 | 10.18 | 0.36 | 0.06 | 0.1 | 2.06 | 0 | -0.01 | -0.18 | -0.12 | 0 |  | 0.4 | 0.34 | 0.23 | 86.91 | 1731.722 | 2.58
D | 4002 | 2022-07-14 | 14 | ON | 67.05 | 10.18 | 0.36 | 0.06 | 0.11 | 2.01 | 0 | 0.05 | -0.25 | -0.12 | 0 |  | 0.4 | 0.34 | 0.23 | 80.42 | 1764.616 | 2.54
D | 4002 | 2022-07-14 | 15 | ON | 69.25 | 10.18 | 0.36 | 0.06 | 0.1 | 1.86 | 0 | -0.07 | -0.15 | -0.12 | 0 |  | 0.4 | 0.34 | 0.23 | 82.44 | 1789.964 | 2.38
D | 4002 | 2022-07-14 | 16 | ON | 89.38 | 10.18 | 0.36 | 0.06 | 0.13 | 1.78 | 0.05 | -0.08 | -0.1 | -0.12 | 0 |  | 0.4 | 0.34 | 0.23 | 102.61 | 1811.614 | 2.38
D | 4002 | 2022-07-14 | 17 | ON | 141.95 | 10.18 | 0.36 | 0.06 | 0.53 | 1.85 | 0.48 | 0.04 | -0.05 | -0.12 | 0 |  | 0.4 | 0.34 | 0.23 | 156.25 | 1800.885 | 3.28
D | 4002 | 2022-07-14 | 18 | ON | 105.82 | 10.18 | 0.36 | 0.06 | 0.41 | 1.87 | 0.01 | 0.01 | -0.17 | -0.12 | 0 |  | 0.4 | 0.34 | 0.23 | 119.4 | 1791.828 | 2.71
D | 4002 | 2022-07-14 | 19 | ON | 95.84 | 10.18 | 0.36 | 0.06 | 0.44 | 1.89 | 0 | 0.02 | -0.19 | -0.12 | 0 |  | 0.4 | 0.34 | 0.23 | 109.45 | 1776.504 | 2.75
D | 4002 | 2022-07-14 | 20 | ON | 97.35 | 10.18 | 0.36 | 0.06 | 0.26 | 1.94 | 0 | -0.08 | -0.15 | -0.12 | 0 |  | 0.4 | 0.34 | 0.23 | 110.77 | 1722.396 | 2.62
D | 4002 | 2022-07-14 | 21 | ON | 89.12 | 10.18 | 0.36 | 0.06 | 0.15 | 2.02 | 0.01 | -0.02 | -0.22 | -0.12 | 0 |  | 0.4 | 0.34 | 0.23 | 102.51 | 1654.305 | 2.6
D | 4002 | 2022-07-14 | 22 | ON | 83.93 | 10.18 | 0.36 | 0.06 | 0.18 | 2.12 | 0 | -0.11 | -0.07 | -0.12 | 0 |  | 0.4 | 0.34 | 0.23 | 97.5 | 1560.856 | 2.72
D | 4002 | 2022-07-14 | 23 | ON | 81.53 | 10.18 | 0.36 | 0.06 | 0.58 | 2.32 | 0 | -0.11 | -0.02 | -0.12 | 0 |  | 0.4 | 0.34 | 0.23 | 95.75 | 1414.866 | 3.32
D | 4002 | 2022-07-14 | 24 | OFF | 75.07 | 10.18 | 0.36 | 0.06 | 0.51 | 0 | 0.01 | -0.06 | -0.11 | -0.12 | 0 |  | 0.4 | 0.34 | 0.23 | 86.87 | 1272.468 | 0.94
D | 4002 | 2022-07-15 | 1 | OFF | 71.8 | 10.18 | 0.85 | 0.06 | 0.24 | 0 | 0.32 | -0.18 | -0.17 | -0.12 | 0 |  | 0.4 | 0.34 | 0.23 | 83.95 | 1170.827 | 1.47
D | 4002 | 2022-07-15 | 2 | OFF | 58.15 | 10.18 | 0.85 | 0.06 | 0.17 | 0 | 0.19 | -0.04 | -0.06 | -0.12 | 0 |  | 0.4 | 0.34 | 0.23 | 70.35 | 1105.293 | 1.27
D | 4002 | 2022-07-15 | 3 | OFF | 52.58 | 10.18 | 0.85 | 0.06 | 0.06 | 0 | 0 | -0.11 | -0.08 | -0.12 | 0 |  | 0.4 | 0.34 | 0.23 | 64.39 | 1062.3 | 0.97
D | 4002 | 2022-07-15 | 4 | OFF | 50.5 | 10.18 | 0.85 | 0.06 | 0.05 | 0 | 0 | -0.11 | -0.01 | -0.12 | 0 |  | 0.4 | 0.34 | 0.23 | 62.37 | 1041.022 | 0.96
D | 4002 | 2022-07-15 | 5 | OFF | 50.36 | 10.18 | 0.85 | 0.06 | 0.06 | 0 | 0 | -0.04 | -0.08 | -0.12 | 0 |  | 0.4 | 0.34 | 0.23 | 62.24 | 1053.36 | 0.97
D | 4002 | 2022-07-15 | 6 | OFF | 51.96 | 10.18 | 0.85 | 0.06 | 0.22 | 0 | 0 | 0 | -0.07 | -0.12 | 0 |  | 0.4 | 0.34 | 0.23 | 64.05 | 1102.737 | 1.13
D | 4002 | 2022-07-15 | 7 | OFF | 87.91 | 10.18 | 0.85 | 0.06 | 1.16 | 0 | 0 | -0.1 | 0.19 | -0.12 | 0 |  | 0.4 | 0.34 | 0.23 | 101.1 | 1198.35 | 2.07
D | 4002 | 2022-07-15 | 8 | ON | 68.68 | 10.18 | 0.85 | 0.06 | 0.47 | 2.71 | 0 | -0.01 | -0.2 | -0.12 | 0 |  | 0.4 | 0.34 | 0.23 | 83.59 | 1311.962 | 4.09
D | 4002 | 2022-07-15 | 9 | ON | 54.39 | 10.18 | 0.85 | 0.06 | 0.15 | 2.6 | 0 | -0.02 | -0.18 | -0.12 | 0 |  | 0.4 | 0.34 | 0.23 | 68.88 | 1396.518 | 3.66
D | 4002 | 2022-07-15 | 10 | ON | 56.01 | 10.18 | 0.85 | 0.06 | 0.05 | 2.52 | 0.01 | -0.04 | -0.19 | -0.12 | 0 |  | 0.4 | 0.34 | 0.23 | 70.3 | 1452.874 | 3.49
D | 4002 | 2022-07-15 | 11 | ON | 55.88 | 10.18 | 0.85 | 0.06 | 0.07 | 2.46 | 0 | -0.01 | -0.19 | -0.12 | 0 |  | 0.4 | 0.34 | 0.23 | 70.15 | 1500.5 | 3.44
D | 4002 | 2022-07-15 | 12 | ON | 55.56 | 10.18 | 0.85 | 0.06 | 0.05 | 2.39 | 0 | -0.08 | -0.19 | -0.12 | 0 |  | 0.4 | 0.34 | 0.23 | 69.67 | 1543.437 | 3.35
D | 4002 | 2022-07-15 | 13 | ON | 55.3 | 10.18 | 0.85 | 0.06 | 0.05 | 2.33 | 0 | -0.05 | -0.22 | -0.12 | 0 |  | 0.4 | 0.34 | 0.23 | 69.35 | 1579.247 | 3.29
D | 4002 | 2022-07-15 | 14 | ON | 58.34 | 10.18 | 0.85 | 0.06 | 0.07 | 2.25 | 0 | -0.04 | -0.18 | -0.12 | 0 |  | 0.4 | 0.34 | 0.23 | 72.38 | 1625.18 | 3.23
D | 4002 | 2022-07-15 | 15 | ON | 53.64 | 10.18 | 0.85 | 0.06 | 0.04 | 2.18 | 0 | -0.02 | -0.2 | -0.12 | 0 |  | 0.4 | 0.34 | 0.23 | 67.58 | 1665.675 | 3.13
D | 4002 | 2022-07-15 | 16 | ON | 61.86 | 10.18 | 0.85 | 0.06 | 0.06 | 2.11 | 0 | 0 | -0.18 | -0.12 | 0 |  | 0.4 | 0.34 | 0.23 | 75.79 | 1699.27 | 3.08
D | 4002 | 2022-07-15 | 17 | ON | 78.33 | 10.18 | 0.85 | 0.06 | 0.11 | 2.05 | 0.04 | -0.03 | -0.15 | -0.12 | 0 |  | 0.4 | 0.34 | 0.23 | 92.29 | 1731.294 | 3.11
D | 4002 | 2022-07-15 | 18 | ON | 106.39 | 10.18 | 0.85 | 0.06 | 0.22 | 2.02 | 0.06 | -0.04 | -0.2 | -0.12 | 0 |  | 0.4 | 0.34 | 0.23 | 120.39 | 1759.336 | 3.21
D | 4002 | 2022-07-15 | 19 | ON | 110.63 | 10.18 | 0.85 | 0.06 | 0.42 | 2.03 | 0.18 | -0.03 | -0.31 | -0.12 | 0 |  | 0.4 | 0.34 | 0.23 | 124.86 | 1737.026 | 3.54
D | 4002 | 2022-07-15 | 20 | ON | 89.87 | 10.18 | 0.85 | 0.06 | 0.14 | 2.1 | 0 | -0.04 | -0.26 | -0.12 | 0 |  | 0.4 | 0.34 | 0.23 | 103.75 | 1668.231 | 3.15
D | 4002 | 2022-07-15 | 21 | ON | 79.2 | 10.18 | 0.85 | 0.06 | 0.18 | 2.19 | 0 | -0.04 | -0.22 | -0.12 | 0 |  | 0.4 | 0.34 | 0.23 | 93.25 | 1600.575 | 3.28
D | 4002 | 2022-07-15 | 22 | ON | 80.84 | 10.18 | 0.85 | 0.06 | 0.21 | 2.29 | 0 | -0.06 | -0.08 | -0.12 | 0 |  | 0.4 | 0.34 | 0.23 | 95.14 | 1511.61 | 3.41
D | 4002 | 2022-07-15 | 23 | ON | 75.62 | 10.18 | 0.85 | 0.06 | 0.53 | 2.48 | 0.03 | 0.05 | 0.1 | -0.12 | 0 |  | 0.4 | 0.34 | 0.23 | 90.75 | 1375.228 | 3.95
D | 4002 | 2022-07-15 | 24 | OFF | 83.01 | 10.18 | 0.85 | 0.06 | 0.78 | 0 | 0.99 | -0.11 | -0.08 | -0.12 | 0 |  | 0.4 | 0.34 | 0.23 | 96.53 | 1238.711 | 2.68
D | 4002 | 2022-07-16 | 1 | OFF | 56.66 | 10.18 | 0.31 | 0.01 | 0.29 | 0 | 0 | 0.05 | -0.12 | -0.12 | 0 |  | 0.4 | 0.34 | 0.23 | 68.23 | 1136.917 | 0.61
D | 4002 | 2022-07-16 | 2 | OFF | 51.21 | 10.18 | 0.31 | 0.01 | 0.07 | 0 | 0 | -0.01 | -0.23 | -0.12 | 0 |  | 0.4 | 0.34 | 0.23 | 62.39 | 1069.803 | 0.39
D | 4002 | 2022-07-16 | 3 | OFF | 52.28 | 10.18 | 0.31 | 0.01 | 0.06 | 0 | 0 | -0.11 | -0.15 | -0.12 | 0 |  | 0.4 | 0.34 | 0.23 | 63.43 | 1029.526 | 0.38
D | 4002 | 2022-07-16 | 4 | OFF | 50.14 | 10.18 | 0.31 | 0.01 | 0.06 | 0 | 0 | -0.1 | -0.11 | -0.12 | 0 |  | 0.4 | 0.34 | 0.23 | 61.34 | 1003.869 | 0.38
D | 4002 | 2022-07-16 | 5 | OFF | 49.33 | 10.18 | 0.31 | 0.01 | 0.07 | 0 | 0 | 0.01 | -0.14 | -0.12 | 0 |  | 0.4 | 0.34 | 0.23 | 60.62 | 1001.152 | 0.39
D | 4002 | 2022-07-16 | 6 | OFF | 48.48 | 10.18 | 0.31 | 0.01 | 0.07 | 0 | 0 | 0 | -0.15 | -0.12 | 0 |  | 0.4 | 0.34 | 0.23 | 59.75 | 1017.972 | 0.39
D | 4002 | 2022-07-16 | 7 | OFF | 43.89 | 10.18 | 0.31 | 0.01 | 0.12 | 0 | 0 | 0.02 | -0.21 | -0.12 | 0 |  | 0.4 | 0.34 | 0.23 | 55.17 | 1056.707 | 0.44
D | 4002 | 2022-07-16 | 8 | OFF | 47.92 | 10.18 | 0.31 | 0.01 | 0.11 | 0 | 0 | -0.01 | -0.14 | -0.12 | 0 |  | 0.4 | 0.34 | 0.23 | 59.23 | 1141.384 | 0.43
D | 4002 | 2022-07-16 | 9 | OFF | 50.66 | 10.18 | 0.31 | 0.01 | 0.12 | 0 | 0 | 0.03 | -0.15 | -0.12 | 0 |  | 0.4 | 0.34 | 0.23 | 62.01 | 1239.671 | 0.44
D | 4002 | 2022-07-16 | 10 | OFF | 50.1 | 10.18 | 0.31 | 0.01 | 0.09 | 0 | 0 | 0.04 | -0.17 | -0.12 | 0 |  | 0.4 | 0.34 | 0.23 | 61.41 | 1321.34 | 0.41
D | 4002 | 2022-07-16 | 11 | OFF | 51.45 | 10.18 | 0.31 | 0.01 | 0.05 | 0 | 0 | 0.03 | -0.17 | -0.12 | 0 |  | 0.4 | 0.34 | 0.23 | 62.71 | 1385.804 | 0.37
D | 4002 | 2022-07-16 | 12 | OFF | 51.11 | 10.18 | 0.31 | 0.01 | 0.23 | 0 | 0 | 0.01 | -0.2 | -0.12 | 0 |  | 0.4 | 0.34 | 0.23 | 62.5 | 1440.417 | 0.55
D | 4002 | 2022-07-16 | 13 | OFF | 50.09 | 10.18 | 0.31 | 0.01 | 0.07 | 0 | 0 | -0.01 | -0.19 | -0.12 | 0 |  | 0.4 | 0.34 | 0.23 | 61.31 | 1486.872 | 0.39
D | 4002 | 2022-07-16 | 14 | OFF | 48.92 | 10.18 | 0.31 | 0.01 | 0.05 | 0 | 0 | 0.03 | -0.18 | -0.12 | 0 |  | 0.4 | 0.34 | 0.23 | 60.17 | 1517.753 | 0.37
D | 4002 | 2022-07-16 | 15 | OFF | 49.28 | 10.18 | 0.31 | 0.01 | 0.05 | 0 | 0 | -0.01 | -0.24 | -0.12 | 0 |  | 0.4 | 0.34 | 0.23 | 60.43 | 1543.884 | 0.37
D | 4002 | 2022-07-16 | 16 | OFF | 51.84 | 10.18 | 0.31 | 0.01 | 0.05 | 0 | 0 | -0.01 | -0.26 | -0.12 | 0 |  | 0.4 | 0.34 | 0.23 | 62.97 | 1567.165 | 0.37
D | 4002 | 2022-07-16 | 17 | OFF | 52.02 | 10.18 | 0.31 | 0.01 | 0.05 | 0 | 0 | -0.01 | -0.28 | -0.12 | 0 |  | 0.4 | 0.34 | 0.23 | 63.13 | 1606.326 | 0.37
D | 4002 | 2022-07-16 | 18 | OFF | 51.74 | 10.18 | 0.31 | 0.01 | 0.06 | 0 | 0 | -0.03 | -0.32 | -0.12 | 0 |  | 0.4 | 0.34 | 0.23 | 62.8 | 1639.037 | 0.38
D | 4002 | 2022-07-16 | 19 | OFF | 64.11 | 10.18 | 0.31 | 0.01 | 0.1 | 0 | 0 | -0.12 | -0.32 | -0.12 | 0 |  | 0.4 | 0.34 | 0.23 | 75.12 | 1636.968 | 0.42
D | 4002 | 2022-07-16 | 20 | OFF | 64.34 | 10.18 | 0.31 | 0.01 | 0.22 | 0 | 0 | -0.08 | -0.34 | -0.12 | 0 |  | 0.4 | 0.34 | 0.23 | 75.49 | 1586.566 | 0.54
D | 4002 | 2022-07-16 | 21 | OFF | 62.65 | 10.18 | 0.31 | 0.01 | 0.13 | 0 | 0 | 0.01 | -0.32 | -0.12 | 0 |  | 0.4 | 0.34 | 0.23 | 73.82 | 1545.387 | 0.45
D | 4002 | 2022-07-16 | 22 | OFF | 60.95 | 10.18 | 0.31 | 0.01 | 0.14 | 0 | 0 | -0.01 | -0.19 | -0.12 | 0 |  | 0.4 | 0.34 | 0.23 | 72.24 | 1490.259 | 0.46
D | 4002 | 2022-07-16 | 23 | OFF | 50.6 | 10.18 | 0.31 | 0.01 | 0.13 | 0 | 0 | -0.09 | -0.23 | -0.12 | 0 |  | 0.4 | 0.34 | 0.23 | 61.76 | 1392.164 | 0.45
D | 4002 | 2022-07-16 | 24 | OFF | 57.39 | 10.18 | 0.31 | 0.01 | 0.17 | 0 | 0.21 | -0.17 | -0.24 | -0.12 | 0 |  | 0.4 | 0.34 | 0.23 | 68.71 | 1280.794 | 0.7
D | 4002 | 2022-07-17 | 1 | OFF | 57.29 | 10.18 | 0.36 | 0.06 | 0.19 | 0 | 0.15 | -0.19 | -0.08 | -0.12 | 0 |  | 0.4 | 0.34 | 0.23 | 68.81 | 1184.574 | 0.76
D | 4002 | 2022-07-17 | 2 | OFF | 56.71 | 10.18 | 0.36 | 0.06 | 0.06 | 0 | 0 | -0.18 | -0.23 | -0.12 | 0 |  | 0.4 | 0.34 | 0.23 | 67.81 | 1114.005 | 0.48
D | 4002 | 2022-07-17 | 3 | OFF | 52.98 | 10.18 | 0.36 | 0.06 | 0.17 | 0 | 0 | -0.03 | 0.04 | -0.12 | 0 |  | 0.4 | 0.34 | 0.23 | 64.61 | 1068.365 | 0.59
D | 4002 | 2022-07-17 | 4 | OFF | 47 | 10.18 | 0.36 | 0.06 | 0.06 | 0 | 0 | -0.05 | 0.01 | -0.12 | 0 |  | 0.4 | 0.34 | 0.23 | 58.47 | 1040.023 | 0.48
D | 4002 | 2022-07-17 | 5 | OFF | 46.14 | 10.18 | 0.36 | 0.06 | 0.06 | 0 | 0 | 0 | 0 | -0.12 | 0 |  | 0.4 | 0.34 | 0.23 | 57.65 | 1029.034 | 0.48
D | 4002 | 2022-07-17 | 6 | OFF | 43.56 | 10.18 | 0.36 | 0.06 | 0.05 | 0 | 0 | 0.11 | -0.01 | -0.12 | 0 |  | 0.4 | 0.34 | 0.23 | 55.16 | 1033.645 | 0.47
D | 4002 | 2022-07-17 | 7 | OFF | 32.24 | 10.18 | 0.36 | 0.06 | 0.22 | 0 | 0 | 0.04 | -0.12 | -0.12 | 0 |  | 0.4 | 0.34 | 0.23 | 43.83 | 1065.446 | 0.64
D | 4002 | 2022-07-17 | 8 | OFF | 42.51 | 10.18 | 0.36 | 0.06 | 0.1 | 0 | 0 | 0.02 | -0.09 | -0.12 | 0 |  | 0.4 | 0.34 | 0.23 | 53.99 | 1157.333 | 0.52
D | 4002 | 2022-07-17 | 9 | OFF | 46.08 | 10.18 | 0.36 | 0.06 | 0.14 | 0 | 0 | 0.15 | -0.13 | -0.12 | 0 |  | 0.4 | 0.34 | 0.23 | 57.69 | 1278.044 | 0.56
D | 4002 | 2022-07-17 | 10 | OFF | 43.76 | 10.18 | 0.36 | 0.06 | 0.07 | 0 | 0 | 0.06 | -0.19 | -0.12 | 0 |  | 0.4 | 0.34 | 0.23 | 55.15 | 1391.472 | 0.49
D | 4002 | 2022-07-17 | 11 | OFF | 49.02 | 10.18 | 0.36 | 0.06 | 0.1 | 0 | 0 | -0.01 | -0.12 | -0.12 | 0 |  | 0.4 | 0.34 | 0.23 | 60.44 | 1498.132 | 0.52
D | 4002 | 2022-07-17 | 12 | OFF | 54.67 | 10.18 | 0.36 | 0.06 | 0.07 | 0 | 0 | -0.05 | -0.09 | -0.12 | 0 |  | 0.4 | 0.34 | 0.23 | 66.05 | 1597.434 | 0.49
D | 4002 | 2022-07-17 | 13 | OFF | 71.77 | 10.18 | 0.36 | 0.06 | 0.08 | 0 | 0.02 | -0.03 | -0.05 | -0.12 | 0 |  | 0.4 | 0.34 | 0.23 | 83.24 | 1692.557 | 0.52
D | 4002 | 2022-07-17 | 14 | OFF | 85.53 | 10.18 | 0.36 | 0.06 | 0.15 | 0 | 0.04 | 0.06 | -0.2 | -0.12 | 0 |  | 0.4 | 0.34 | 0.23 | 97.03 | 1727.062 | 0.61
D | 4002 | 2022-07-17 | 15 | OFF | 93.53 | 10.18 | 0.36 | 0.06 | 0.25 | 0 | 0.13 | 0.1 | -0.23 | -0.12 | 0 |  | 0.4 | 0.34 | 0.23 | 105.23 | 1717.599 | 0.8
D | 4002 | 2022-07-17 | 16 | OFF | 90.12 | 10.18 | 0.36 | 0.06 | 0.14 | 0 | 0.28 | 0.04 | -0.05 | -0.12 | 0 |  | 0.4 | 0.34 | 0.23 | 101.98 | 1763.585 | 0.84
D | 4002 | 2022-07-17 | 17 | OFF | 111.09 | 10.18 | 0.36 | 0.06 | 0.15 | 0 | 0.31 | 0.02 | -0.04 | -0.12 | 0 |  | 0.4 | 0.34 | 0.23 | 122.98 | 1837.293 | 0.88
D | 4002 | 2022-07-17 | 18 | OFF | 141.39 | 10.18 | 0.36 | 0.06 | 0.44 | 0 | 0.69 | -0.08 | -0.2 | -0.12 | 0 |  | 0.4 | 0.34 | 0.23 | 153.69 | 1893.15 | 1.55
D | 4002 | 2022-07-17 | 19 | OFF | 127.03 | 10.18 | 0.36 | 0.06 | 0.04 | 0 | 0.32 | 0.16 | -0.41 | -0.12 | 0 |  | 0.4 | 0.34 | 0.23 | 138.59 | 1893.164 | 0.78
D | 4002 | 2022-07-17 | 20 | OFF | 101.81 | 10.18 | 0.36 | 0.06 | 0.32 | 0 | 0 | -0.04 | -0.28 | -0.12 | 0 |  | 0.4 | 0.34 | 0.23 | 113.26 | 1845.315 | 0.74
D | 4002 | 2022-07-17 | 21 | OFF | 114.9 | 10.18 | 0.36 | 0.06 | 0.41 | 0 | 0 | 0.02 | -0.32 | -0.12 | 0 |  | 0.4 | 0.34 | 0.23 | 126.46 | 1783.47 | 0.83
D | 4002 | 2022-07-17 | 22 | OFF | 109.48 | 10.18 | 0.36 | 0.06 | 0.51 | 0 | 0.08 | 0.03 | 0.24 | -0.12 | 0 |  | 0.4 | 0.34 | 0.23 | 121.79 | 1696.761 | 1.01
D | 4002 | 2022-07-17 | 23 | OFF | 97.35 | 10.18 | 0.36 | 0.06 | 0.7 | 0 | 0.56 | -0.04 | 0.06 | -0.12 | 0 |  | 0.4 | 0.34 | 0.23 | 110.08 | 1547.183 | 1.68
D | 4002 | 2022-07-17 | 24 | OFF | 98.32 | 10.18 | 0.36 | 0.06 | 0.37 | 0 | 0.23 | -0.09 | -0.4 | -0.12 | 0 |  | 0.4 | 0.34 | 0.23 | 109.88 | 1403.751 | 1.02
D | 4002 | 2022-07-18 | 1 | OFF | 90.23 | 10.18 | 1.07 | 0.22 | 0.35 | 0 | 0.19 | 0.01 | 0.17 | -0.12 | 0 |  | 0.4 | 0.34 | 0.23 | 103.27 | 1304.846 | 1.83
D | 4002 | 2022-07-18 | 2 | OFF | 71.11 | 10.18 | 1.07 | 0.22 | 0.12 | 0 | 0 | -0.06 | -0.16 | -0.12 | 0 |  | 0.4 | 0.34 | 0.23 | 83.33 | 1234.858 | 1.41
D | 4002 | 2022-07-18 | 3 | OFF | 68.19 | 10.18 | 1.07 | 0.22 | 0.1 | 0 | 0 | -0.08 | -0.11 | -0.12 | 0 |  | 0.4 | 0.34 | 0.23 | 80.42 | 1191.375 | 1.39
D | 4002 | 2022-07-18 | 4 | OFF | 69.24 | 10.18 | 1.07 | 0.22 | 0.09 | 0 | 0 | -0.03 | -0.08 | -0.12 | 0 |  | 0.4 | 0.34 | 0.23 | 81.54 | 1171.72 | 1.38
D | 4002 | 2022-07-18 | 5 | OFF | 68.52 | 10.18 | 1.07 | 0.22 | 0.08 | 0 | 0 | -0.08 | -0.07 | -0.12 | 0 |  | 0.4 | 0.34 | 0.23 | 80.77 | 1186.331 | 1.37
D | 4002 | 2022-07-18 | 6 | OFF | 73.31 | 10.18 | 1.07 | 0.22 | 0.43 | 0 | 0 | -0.05 | -0.1 | -0.12 | 0 |  | 0.4 | 0.34 | 0.23 | 85.91 | 1247.987 | 1.72
D | 4002 | 2022-07-18 | 7 | OFF | 104.35 | 10.18 | 1.07 | 0.22 | 0.94 | 0 | 1.41 | -0.05 | 0.1 | -0.12 | 0 |  | 0.4 | 0.34 | 0.23 | 119.07 | 1359.582 | 3.64
D | 4002 | 2022-07-18 | 8 | ON | 84.48 | 10.18 | 1.07 | 0.22 | 0.49 | 2.35 | 0.44 | -0.05 | -0.34 | -0.12 | 0 |  | 0.4 | 0.34 | 0.23 | 99.69 | 1492.99 | 4.57
D | 4002 | 2022-07-18 | 9 | ON | 109.91 | 10.18 | 1.07 | 0.22 | 0.38 | 2.22 | 0.56 | -0.02 | -0.26 | -0.12 | 0 |  | 0.4 | 0.34 | 0.23 | 125.11 | 1603.859 | 4.45
D | 4002 | 2022-07-18 | 10 | ON | 128.92 | 10.18 | 1.07 | 0.22 | 0.2 | 2.11 | 0.89 | -0.05 | -0.15 | -0.12 | 0 |  | 0.4 | 0.34 | 0.23 | 144.24 | 1709.776 | 4.49
D | 4002 | 2022-07-18 | 11 | ON | 157.38 | 10.18 | 1.07 | 0.22 | 0.23 | 2.02 | 0.53 | 0.03 | -0.25 | -0.12 | 0 |  | 0.4 | 0.34 | 0.23 | 172.26 | 1812.258 | 4.07
D | 4002 | 2022-07-18 | 12 | ON | 173.06 | 10.18 | 1.07 | 0.22 | 0.35 | 1.97 | 1.37 | 0.02 | -0.27 | -0.12 | 0 |  | 0.4 | 0.34 | 0.23 | 188.82 | 1854.1 | 4.98
D | 4002 | 2022-07-18 | 13 | ON | 130.27 | 10.18 | 1.07 | 0.22 | 0.32 | 1.95 | 0.67 | -0.01 | -0.15 | -0.12 | 0 |  | 0.4 | 0.34 | 0.23 | 145.37 | 1856.103 | 4.23
D | 4002 | 2022-07-18 | 14 | ON | 122.4 | 10.18 | 1.07 | 0.22 | 0.31 | 1.93 | 0 | 0.03 | -0.3 | -0.12 | 0 |  | 0.4 | 0.34 | 0.23 | 136.69 | 1852.717 | 3.53
D | 4002 | 2022-07-18 | 15 | ON | 117.37 | 10.18 | 1.07 | 0.22 | 0.19 | 1.93 | 0 | -0.03 | -0.31 | -0.12 | 0 |  | 0.4 | 0.34 | 0.23 | 131.47 | 1833.452 | 3.41
D | 4002 | 2022-07-18 | 16 | ON | 127.25 | 10.18 | 1.07 | 0.22 | 0.74 | 1.95 | 0.3 | 0.06 | -0.29 | -0.12 | 0 |  | 0.4 | 0.34 | 0.23 | 142.33 | 1813.155 | 4.28
D | 4002 | 2022-07-18 | 17 | ON | 83.94 | 10.18 | 1.07 | 0.22 | 0.37 | 1.97 | 0 | -0.02 | -0.36 | -0.12 | 0 |  | 0.4 | 0.34 | 0.23 | 98.22 | 1791.44 | 3.63
D | 4002 | 2022-07-18 | 18 | ON | 82.88 | 10.18 | 1.07 | 0.22 | 0.2 | 1.69 | 0 | 0.02 | -0.44 | -0.12 | 0 |  | 0.4 | 0.34 | 0.23 | 96.67 | 1807.538 | 3.18
D | 4002 | 2022-07-18 | 19 | ON | 76.93 | 10.18 | 1.07 | 0.22 | 0.19 | 1.97 | 0.01 | -0.01 | -0.46 | -0.12 | 0 |  | 0.4 | 0.34 | 0.23 | 90.95 | 1796.251 | 3.46
D | 4002 | 2022-07-18 | 20 | ON | 82.58 | 10.18 | 1.07 | 0.22 | 0.28 | 2.01 | 0 | -0.05 | -0.35 | -0.12 | 0 |  | 0.4 | 0.34 | 0.23 | 96.79 | 1762.414 | 3.58
D | 4002 | 2022-07-18 | 21 | ON | 99.17 | 10.18 | 1.07 | 0.22 | 0.41 | 2.03 | 0 | -0.14 | -0.32 | -0.12 | 0 |  | 0.4 | 0.34 | 0.23 | 113.47 | 1730.53 | 3.73
D | 4002 | 2022-07-18 | 22 | ON | 95.33 | 10.18 | 1.07 | 0.22 | 0.26 | 2.11 | 0.14 | -0.11 | -0.21 | -0.12 | 0 |  | 0.4 | 0.34 | 0.23 | 109.84 | 1654.827 | 3.8
D | 4002 | 2022-07-18 | 23 | ON | 77.71 | 10.18 | 1.07 | 0.22 | 0.28 | 2.27 | 0.15 | -0.12 | 0.01 | -0.12 | 0 |  | 0.4 | 0.34 | 0.23 | 92.62 | 1532.117 | 3.99
D | 4002 | 2022-07-18 | 24 | OFF | 72.27 | 10.18 | 1.07 | 0.22 | 0.68 | 0 | 0.16 | 0.02 | -0.12 | -0.12 | 0 |  | 0.4 | 0.34 | 0.23 | 85.33 | 1421.986 | 2.13
D | 4002 | 2022-07-19 | 1 | OFF | 76.82 | 10.18 | 4.61 | 0.27 | 0.17 | 0 | 0 | -0.15 | -0.23 | -0.12 | 0 |  | 0.4 | 0.34 | 0.23 | 92.52 | 1339.272 | 5.05
D | 4002 | 2022-07-19 | 2 | OFF | 71.82 | 10.18 | 4.61 | 0.27 | 0.32 | 0 | 0 | -0.03 | -0.13 | -0.12 | 0 |  | 0.4 | 0.34 | 0.23 | 87.89 | 1294.998 | 5.2
D | 4002 | 2022-07-19 | 3 | OFF | 61.24 | 10.18 | 4.61 | 0.27 | 0.09 | 0 | 0 | 0.02 | -0.17 | -0.12 | 0 |  | 0.4 | 0.34 | 0.23 | 77.09 | 1256.396 | 4.97
D | 4002 | 2022-07-19 | 4 | OFF | 60.18 | 10.18 | 4.61 | 0.27 | 0.05 | 0 | 0 | 0 | -0.18 | -0.12 | 0 |  | 0.4 | 0.34 | 0.23 | 75.96 | 1239.268 | 4.93
D | 4002 | 2022-07-19 | 5 | OFF | 60.01 | 10.18 | 4.61 | 0.27 | 0.07 | 0 | 0 | -0.02 | -0.18 | -0.12 | 0 |  | 0.4 | 0.34 | 0.23 | 75.79 | 1256.614 | 4.95
D | 4002 | 2022-07-19 | 6 | OFF | 65.76 | 10.18 | 4.61 | 0.27 | 0.2 | 0 | 0 | 0.01 | -0.2 | -0.12 | 0 |  | 0.4 | 0.34 | 0.23 | 81.68 | 1317.978 | 5.08
D | 4002 | 2022-07-19 | 7 | OFF | 205.5 | 10.18 | 4.61 | 0.27 | 2.44 | 0 | 0 | 0.06 | -0.08 | -0.12 | 0 |  | 0.4 | 0.34 | 0.23 | 223.83 | 1427.482 | 7.32
D | 4002 | 2022-07-19 | 8 | ON | 94.49 | 10.18 | 4.61 | 0.27 | 0.61 | 2.33 | 0 | 0.04 | -0.23 | -0.12 | 0 |  | 0.4 | 0.34 | 0.23 | 113.15 | 1562.532 | 7.82
D | 4002 | 2022-07-19 | 9 | ON | 76.05 | 10.18 | 4.61 | 0.27 | 0.23 | 2.21 | 0 | 0 | -0.39 | -0.12 | 0 |  | 0.4 | 0.34 | 0.23 | 94.01 | 1659.411 | 7.32
D | 4002 | 2022-07-19 | 10 | ON | 63.68 | 10.18 | 4.61 | 0.27 | 0.17 | 2.13 | 0 | -0.01 | -0.32 | -0.12 | 0 |  | 0.4 | 0.34 | 0.23 | 81.56 | 1729.141 | 7.18
D | 4002 | 2022-07-19 | 11 | ON | 75.79 | 10.18 | 4.61 | 0.27 | 0.11 | 2.05 | 0 | 0 | -0.37 | -0.12 | 0 |  | 0.4 | 0.34 | 0.23 | 93.49 | 1806.031 | 7.04
D | 4002 | 2022-07-19 | 12 | ON | 79.44 | 10.18 | 4.61 | 0.27 | 0.04 | 1.97 | 0 | 0.01 | -0.36 | -0.12 | 0 |  | 0.4 | 0.34 | 0.23 | 97.01 | 1883.643 | 6.89
D | 4002 | 2022-07-19 | 13 | ON | 90.58 | 10.18 | 4.61 | 0.27 | 0.07 | 1.89 | 0.01 | -0.07 | -0.33 | -0.12 | 0 |  | 0.4 | 0.34 | 0.23 | 108.06 | 1955.278 | 6.85
D | 4002 | 2022-07-19 | 14 | ON | 114.18 | 10.18 | 4.61 | 0.27 | 0.31 | 1.81 | 0.01 | -0.02 | -0.46 | -0.12 | 0 |  | 0.4 | 0.34 | 0.23 | 131.74 | 2041.383 | 7.01
D | 4002 | 2022-07-19 | 15 | ON | 128.35 | 10.18 | 4.61 | 0.27 | 0.27 | 1.72 | 0.11 | -0.13 | -0.38 | -0.12 | 0 |  | 0.4 | 0.34 | 0.23 | 145.85 | 2090.803 | 6.98
D | 4002 | 2022-07-19 | 16 | ON | 155.31 | 10.18 | 4.61 | 0.27 | 0.4 | 1.68 | 0.26 | -0.16 | -0.54 | -0.12 | 0 |  | 0.4 | 0.34 | 0.23 | 172.86 | 2130.389 | 7.22
D | 4002 | 2022-07-19 | 17 | ON | 184.01 | 10.18 | 4.61 | 0.27 | 0.62 | 1.66 | 0.96 | -0.02 | -0.37 | -0.12 | -0.06 |  | 0.4 | 0.34 | 0.23 | 202.71 | 2165.532 | 8.06
D | 4002 | 2022-07-19 | 18 | ON | 235.94 | 10.18 | 4.61 | 0.27 | 2 | 1.63 | 2.83 | -0.05 | -1.53 | -0.12 | 0 |  | 0.4 | 0.34 | 0.23 | 256.73 | 2197.453 | 11.34
D | 4002 | 2022-07-19 | 19 | ON | 175.08 | 10.18 | 4.61 | 0.27 | 0.67 | 1.65 | 0 | -0.1 | -1.1 | -0.12 | 0 |  | 0.4 | 0.34 | 0.23 | 192.11 | 2176.903 | 7.2
D | 4002 | 2022-07-19 | 20 | ON | 170.24 | 10.18 | 4.61 | 0.27 | 0.78 | 1.68 | 0 | 0.12 | -1.02 | -0.12 | 0 |  | 0.4 | 0.34 | 0.23 | 187.71 | 2102.627 | 7.34
D | 4002 | 2022-07-19 | 21 | ON | 137.22 | 10.18 | 4.61 | 0.27 | 0.45 | 1.75 | 0 | -0.18 | -0.67 | -0.12 | 0 |  | 0.4 | 0.34 | 0.23 | 154.48 | 2017.483 | 7.08
D | 4002 | 2022-07-19 | 22 | ON | 180.93 | 10.18 | 4.61 | 0.27 | 0.66 | 1.68 | 0.61 | 0.07 | 0 | -0.12 | 0 |  | 0.4 | 0.34 | 0.23 | 199.86 | 1892.826 | 7.83
D | 4002 | 2022-07-19 | 23 | ON | 111.29 | 10.18 | 4.61 | 0.27 | 0.62 | 2.01 | 0.09 | -0.02 | -0.21 | -0.12 | 0 |  | 0.4 | 0.34 | 0.23 | 129.69 | 1710.722 | 7.6
D | 4002 | 2022-07-19 | 24 | OFF | 92.59 | 10.18 | 4.61 | 0.27 | 1.7 | 0 | 0 | -0.05 | -0.36 | -0.12 | 0 |  | 0.4 | 0.34 | 0.23 | 109.79 | 1549.985 | 6.58
D | 4002 | 2022-07-20 | 1 | OFF | 103.09 | 10.18 | 2.94 | 0.67 | 0.24 | 0 | 0 | -0.06 | -0.62 | -0.12 | 0 |  | 0.4 | 0.34 | 0.23 | 117.29 | 1428.908 | 3.85
D | 4002 | 2022-07-20 | 2 | OFF | 121.04 | 10.18 | 2.94 | 0.67 | 0.4 | 0 | 0 | -0.2 | -0.5 | -0.12 | 0 |  | 0.4 | 0.34 | 0.23 | 135.38 | 1348.857 | 4.01
D | 4002 | 2022-07-20 | 3 | OFF | 101.75 | 10.18 | 2.94 | 0.67 | 0.18 | 0 | 0 | -0.04 | -0.22 | -0.12 | 0 |  | 0.4 | 0.34 | 0.23 | 116.31 | 1291.677 | 3.79
D | 4002 | 2022-07-20 | 4 | OFF | 81.31 | 10.18 | 2.94 | 0.67 | 0.14 | 0 | 0 | 0 | -0.34 | -0.12 | 0 |  | 0.4 | 0.34 | 0.23 | 95.75 | 1266.111 | 3.75
D | 4002 | 2022-07-20 | 5 | OFF | 82.34 | 10.18 | 2.94 | 0.67 | 0.11 | 0 | 0 | -0.04 | -0.35 | -0.12 | 0 |  | 0.4 | 0.34 | 0.23 | 96.7 | 1272.667 | 3.72
D | 4002 | 2022-07-20 | 6 | OFF | 114.6 | 10.18 | 2.94 | 0.67 | 0.81 | 0 | 0 | -0.03 | -0.1 | -0.12 | 0 |  | 0.4 | 0.34 | 0.23 | 129.92 | 1323.983 | 4.42
D | 4002 | 2022-07-20 | 7 | OFF | 94.25 | 10.18 | 2.94 | 0.67 | 0.54 | 0 | 0 | 0.04 | -0.66 | -0.12 | 0 |  | 0.4 | 0.34 | 0.23 | 108.81 | 1459.98 | 4.15
D | 4002 | 2022-07-20 | 8 | ON | 104.97 | 10.18 | 2.94 | 0.67 | 0.41 | 2.22 | 0 | 0.02 | -0.54 | -0.12 | 0 |  | 0.4 | 0.34 | 0.23 | 121.72 | 1615.465 | 6.24
D | 4002 | 2022-07-20 | 9 | ON | 91.49 | 10.18 | 2.94 | 0.67 | 0.15 | 2.07 | 0 | 0.02 | -0.64 | -0.12 | 0 |  | 0.4 | 0.34 | 0.23 | 107.73 | 1753.475 | 5.83
D | 4002 | 2022-07-20 | 10 | ON | 110.45 | 10.18 | 2.94 | 0.67 | 0.1 | 1.95 | 0.09 | -0.06 | -0.52 | -0.12 | 0 |  | 0.4 | 0.34 | 0.23 | 126.65 | 1873.975 | 5.75
D | 4002 | 2022-07-20 | 11 | ON | 146.4 | 10.18 | 2.94 | 0.67 | 0.45 | 1.86 | 0.43 | -0.28 | -0.72 | -0.12 | 0 |  | 0.4 | 0.34 | 0.23 | 162.78 | 1990.662 | 6.35
D | 4002 | 2022-07-20 | 12 | ON | 154.04 | 10.18 | 2.94 | 0.67 | 0.32 | 1.77 | 0.38 | -0.1 | -0.86 | -0.12 | 0 |  | 0.4 | 0.34 | 0.23 | 170.19 | 2081.062 | 6.08
D | 4002 | 2022-07-20 | 13 | ON | 176.97 | 10.18 | 2.94 | 0.67 | 0.34 | 1.71 | 0.2 | -0.1 | -0.59 | -0.12 | 0 |  | 0.4 | 0.34 | 0.23 | 193.17 | 2146.394 | 5.86
D | 4002 | 2022-07-20 | 14 | ON | 243.57 | 10.18 | 2.94 | 0.67 | 0.45 | 1.65 | 0 | -0.14 | -1.07 | -0.12 | 0 |  | 0.4 | 0.34 | 0.23 | 259.1 | 2216.387 | 5.71
D | 4002 | 2022-07-20 | 15 | ON | 245.09 | 10.18 | 2.94 | 0.67 | 0.55 | 1.6 | 0 | -0.05 | -1.33 | -0.12 | 0 |  | 0.4 | 0.34 | 0.23 | 260.5 | 2262.408 | 5.76
D | 4002 | 2022-07-20 | 16 | ON | 262.62 | 10.18 | 2.94 | 0.67 | 0.88 | 1.57 | 0 | 0.05 | -1.25 | -0.12 | 0 |  | 0.4 | 0.34 | 0.23 | 278.51 | 2287.313 | 6.06
D | 4002 | 2022-07-20 | 17 | ON | 270.75 | 10.18 | 2.94 | 0.67 | 1.45 | 1.41 | 2.38 | -0.22 | -1.14 | -0.12 | 0 |  | 0.4 | 0.34 | 0.23 | 289.27 | 2313.835 | 8.85
D | 4002 | 2022-07-20 | 18 | ON | 661.36 | 10.18 | 2.94 | 0.67 | 2.85 | -3.24 | 36.51 | 0.03 | -0.79 | -0.12 | 0.02 |  | 0.4 | 0.34 | 0.23 | 711.38 | 2343.603 | 39.75
D | 4002 | 2022-07-20 | 19 | ON | 783.51 | 10.18 | 2.94 | 0.67 | 4.39 | -2.67 | 42.29 | 0.69 | -3.32 | -0.12 | 0.09 |  | 0.4 | 0.34 | 0.23 | 839.62 | 2329.772 | 47.71
D | 4002 | 2022-07-20 | 20 | ON | 709.85 | 10.18 | 2.94 | 0.67 | 3.32 | -0.63 | 36.72 | 0.74 | -1.64 | -0.12 | 0.06 |  | 0.4 | 0.34 | 0.23 | 763.06 | 2267.286 | 43.08
D | 4002 | 2022-07-20 | 21 | ON | 409.31 | 10.18 | 2.94 | 0.67 | 1.55 | -0.04 | 14.69 | 0.37 | -2.26 | -0.12 | 0 |  | 0.4 | 0.34 | 0.23 | 438.26 | 2181.746 | 19.81
D | 4002 | 2022-07-20 | 22 | ON | 352.98 | 10.18 | 2.94 | 0.67 | 1.35 | 0.66 | 6.04 | -0.26 | -0.28 | -0.12 | 0 |  | 0.4 | 0.34 | 0.23 | 375.13 | 2045.964 | 11.66
D | 4002 | 2022-07-20 | 23 | ON | 186.33 | 10.18 | 2.94 | 0.67 | 1.47 | 1.74 | 0.11 | -0.09 | -0.54 | -0.12 | 0 |  | 0.4 | 0.34 | 0.23 | 203.66 | 1849.451 | 6.93
D | 4002 | 2022-07-20 | 24 | OFF | 154.4 | 10.18 | 2.94 | 0.67 | 1.33 | 0 | 0 | 0.06 | -0.58 | -0.12 | 0 |  | 0.4 | 0.34 | 0.23 | 169.85 | 1677.788 | 4.94
D | 4002 | 2022-07-21 | 1 | OFF | 166.6 | 10.18 | 6 | 0.21 | 0.6 | 0 | 0 | 0 | -1.47 | -0.12 | 0 |  | 0.4 | 0.34 | 0.23 | 182.97 | 1548.604 | 6.81
D | 4002 | 2022-07-21 | 2 | OFF | 148.62 | 10.18 | 6 | 0.21 | 0.31 | 0 | 0 | 0 | -0.84 | -0.12 | 0 |  | 0.4 | 0.34 | 0.23 | 165.33 | 1462.539 | 6.52
D | 4002 | 2022-07-21 | 3 | OFF | 133.29 | 10.18 | 6 | 0.21 | 0.1 | 0 | 0 | -0.03 | -0.76 | -0.12 | 0 |  | 0.4 | 0.34 | 0.23 | 149.84 | 1402.894 | 6.31
D | 4002 | 2022-07-21 | 4 | OFF | 127.2 | 10.18 | 6 | 0.21 | 0.27 | 0 | 0 | 0.14 | -0.53 | -0.12 | 0 |  | 0.4 | 0.34 | 0.23 | 144.32 | 1370.428 | 6.48
D | 4002 | 2022-07-21 | 5 | OFF | 121.47 | 10.18 | 6 | 0.21 | 0.26 | 0 | 0 | 0.07 | -0.56 | -0.12 | 0 |  | 0.4 | 0.34 | 0.23 | 138.48 | 1370.513 | 6.47
D | 4002 | 2022-07-21 | 6 | OFF | 189.07 | 10.18 | 6 | 0.21 | 1.29 | 0 | 0 | 0.06 | -0.66 | -0.12 | 0 |  | 0.4 | 0.34 | 0.23 | 207 | 1430.892 | 7.5
D | 4002 | 2022-07-21 | 7 | OFF | 234.59 | 10.18 | 6 | 0.21 | 3.04 | 0 | 0 | 0.43 | -0.56 | -0.12 | 0 |  | 0.4 | 0.34 | 0.23 | 254.74 | 1550.944 | 9.25
D | 4002 | 2022-07-21 | 8 | ON | 236.99 | 10.18 | 6 | 0.21 | 2.23 | 1.97 | 0 | 0.18 | -1.14 | -0.12 | 0 |  | 0.4 | 0.34 | 0.23 | 257.47 | 1707.962 | 10.41
D | 4002 | 2022-07-21 | 9 | ON | 167.04 | 10.18 | 6 | 0.21 | 0.91 | 1.85 | 0 | -0.02 | -0.98 | -0.12 | 0 |  | 0.4 | 0.34 | 0.23 | 186.04 | 1830.788 | 8.97
D | 4002 | 2022-07-21 | 10 | ON | 134.41 | 10.18 | 6 | 0.21 | 0.33 | 1.75 | 0.01 | 0.06 | -0.94 | -0.12 | 0 |  | 0.4 | 0.34 | 0.23 | 152.86 | 1948.823 | 8.3
D | 4002 | 2022-07-21 | 11 | ON | 233.72 | 10.18 | 6 | 0.21 | 0.31 | 1.66 | 0 | 0.17 | -1.2 | -0.12 | 0 |  | 0.4 | 0.34 | 0.23 | 251.9 | 2073.222 | 8.18
D | 4002 | 2022-07-21 | 12 | ON | 248.66 | 10.18 | 6 | 0.21 | 0.31 | 1.46 | 0 | -0.51 | -1.3 | -0.12 | 0 |  | 0.4 | 0.34 | 0.23 | 265.86 | 2171.492 | 7.98
D | 4002 | 2022-07-21 | 13 | ON | 376.51 | 10.18 | 6 | 0.21 | 0.63 | 1.52 | 0.44 | -1.82 | -1.35 | -0.12 | 0 |  | 0.4 | 0.34 | 0.23 | 393.17 | 2251.09 | 8.8
D | 4002 | 2022-07-21 | 14 | ON | 421.46 | 10.18 | 6 | 0.21 | 1.87 | 1.56 | 0.05 | -0.27 | -1.39 | -0.12 | 0 |  | 0.4 | 0.34 | 0.23 | 440.52 | 2313.793 | 9.69
D | 4002 | 2022-07-21 | 15 | ON | 377.74 | 10.18 | 6 | 0.21 | 1.24 | 1.52 | 0.02 | 0.24 | -1.39 | -0.12 | 0 |  | 0.4 | 0.34 | 0.23 | 396.61 | 2326.209 | 8.99
D | 4002 | 2022-07-21 | 16 | ON | 279.57 | 10.18 | 6 | 0.21 | 0.75 | 1.53 | 0 | 0.15 | -1.38 | -0.12 | 0 |  | 0.4 | 0.34 | 0.23 | 297.86 | 2273.021 | 8.49
D | 4002 | 2022-07-21 | 17 | ON | 235.4 | 10.18 | 6 | 0.21 | 0.34 | 1.56 | 0 | 0.23 | -1.37 | -0.12 | 0 |  | 0.4 | 0.34 | 0.23 | 253.4 | 2147.466 | 8.11
D | 4002 | 2022-07-21 | 18 | ON | 205.09 | 10.18 | 6 | 0.21 | 0.19 | 1.56 | 0 | 0.02 | -1.38 | -0.12 | 0 |  | 0.4 | 0.34 | 0.23 | 222.72 | 2077.711 | 7.96
D | 4002 | 2022-07-21 | 19 | ON | 196.17 | 10.18 | 6 | 0.21 | 0.33 | 1.57 | 0 | -0.14 | -1.22 | -0.12 | 0 |  | 0.4 | 0.34 | 0.23 | 213.95 | 2046.079 | 8.11
D | 4002 | 2022-07-21 | 20 | ON | 224.85 | 10.18 | 6 | 0.21 | 0.31 | 1.6 | 0 | -0.28 | -1.07 | -0.12 | 0 |  | 0.4 | 0.34 | 0.23 | 242.65 | 1991.941 | 8.12
D | 4002 | 2022-07-21 | 21 | ON | 234.53 | 10.18 | 6 | 0.21 | 0.5 | 1.65 | 0 | -0.14 | -1.01 | -0.12 | 0 |  | 0.4 | 0.34 | 0.23 | 252.77 | 1934.868 | 8.36
D | 4002 | 2022-07-21 | 22 | ON | 208.59 | 10.18 | 6 | 0.21 | 0.27 | 1.73 | 0 | -0.07 | -0.59 | -0.12 | 0 |  | 0.4 | 0.34 | 0.23 | 227.17 | 1839.028 | 8.21
D | 4002 | 2022-07-21 | 23 | ON | 181.64 | 10.18 | 6 | 0.21 | 0.38 | 1.87 | 0 | -0.01 | -0.65 | -0.12 | 0 |  | 0.4 | 0.34 | 0.23 | 200.47 | 1683.736 | 8.46
D | 4002 | 2022-07-21 | 24 | OFF | 205.21 | 10.18 | 6 | 0.21 | 0.75 | 0 | 0 | -0.03 | -1.52 | -0.12 | 0 |  | 0.4 | 0.34 | 0.23 | 221.65 | 1541.132 | 6.96
D | 4002 | 2022-07-22 | 1 | OFF | 298.08 | 10.18 | 17.07 | 0.38 | 1.57 | 0 | 4.87 | -0.38 | -1.31 | -0.12 | 0 |  | 0.4 | 0.34 | 0.23 | 331.31 | 1428.028 | 23.89
D | 4002 | 2022-07-22 | 2 | OFF | 307.38 | 10.18 | 17.07 | 0.38 | 1.13 | 0 | 0 | 0.12 | -0.24 | -0.12 | 0 |  | 0.4 | 0.34 | 0.23 | 336.87 | 1352.399 | 18.58
D | 4002 | 2022-07-22 | 3 | OFF | 201.13 | 10.18 | 17.07 | 0.38 | 0.3 | 0 | 0 | -0.14 | -0.5 | -0.12 | 0 |  | 0.4 | 0.34 | 0.23 | 229.27 | 1300.322 | 17.75
D | 4002 | 2022-07-22 | 4 | OFF | 187.29 | 10.18 | 17.07 | 0.38 | 0.17 | 0 | 0 | -0.23 | -0.43 | -0.12 | 0 |  | 0.4 | 0.34 | 0.23 | 215.28 | 1265.782 | 17.62
D | 4002 | 2022-07-22 | 5 | OFF | 184.35 | 10.18 | 17.07 | 0.38 | 0.19 | 0 | 0 | -0.04 | -0.42 | -0.12 | 0 |  | 0.4 | 0.34 | 0.23 | 212.56 | 1265.366 | 17.64
D | 4002 | 2022-07-22 | 6 | OFF | 265.39 | 10.18 | 17.07 | 0.38 | 1.57 | 0 | 0 | -0.12 | -0.32 | -0.12 | 0 |  | 0.4 | 0.34 | 0.23 | 295 | 1311.291 | 19.02
D | 4002 | 2022-07-22 | 7 | OFF | 275.45 | 10.18 | 17.07 | 0.38 | 2.57 | 0 | 0 | 0.17 | -0.39 | -0.12 | 0 |  | 0.4 | 0.34 | 0.23 | 306.28 | 1410.121 | 20.02
D | 4002 | 2022-07-22 | 8 | ON | 153.79 | 10.18 | 17.07 | 0.38 | 0.85 | 2.2 | 0 | -0.04 | -0.52 | -0.12 | 0 |  | 0.4 | 0.34 | 0.23 | 184.76 | 1559.823 | 20.5
D | 4002 | 2022-07-22 | 9 | ON | 205.55 | 10.18 | 17.07 | 0.38 | 0.61 | 2.06 | 0.08 | 0.23 | -0.68 | -0.12 | 0 |  | 0.4 | 0.34 | 0.23 | 236.33 | 1688.754 | 20.2
D | 4002 | 2022-07-22 | 10 | ON | 177.9 | 10.18 | 17.07 | 0.38 | 0.41 | 1.97 | 0 | 0.14 | -0.68 | -0.12 | 0 |  | 0.4 | 0.34 | 0.23 | 208.22 | 1791.255 | 19.83
D | 4002 | 2022-07-22 | 11 | ON | 111.83 | 10.18 | 17.07 | 0.38 | 0.21 | 1.89 | 0 | 0.21 | -0.54 | -0.12 | 0 |  | 0.4 | 0.34 | 0.23 | 142.08 | 1881.07 | 19.55
D | 4002 | 2022-07-22 | 12 | ON | 113.52 | 10.18 | 17.07 | 0.38 | 0.07 | 1.82 | 0 | 0.12 | -0.64 | -0.12 | 0 |  | 0.4 | 0.34 | 0.23 | 143.37 | 1952.434 | 19.34
D | 4002 | 2022-07-22 | 13 | ON | 126.95 | 10.18 | 17.07 | 0.38 | 0.16 | 1.76 | 0 | 0.03 | -0.73 | -0.12 | 0 |  | 0.4 | 0.34 | 0.23 | 156.65 | 2024.921 | 19.37
D | 4002 | 2022-07-22 | 14 | ON | 170.7 | 10.18 | 17.07 | 0.38 | 1.11 | 1.7 | 0.27 | -0.07 | -0.91 | -0.12 | 0 |  | 0.4 | 0.34 | 0.23 | 201.28 | 2096.291 | 20.53
D | 4002 | 2022-07-22 | 15 | ON | 173.94 | 10.18 | 17.07 | 0.38 | 0.33 | 1.66 | 0 | 0 | -1.13 | -0.12 | 0 |  | 0.4 | 0.34 | 0.23 | 203.28 | 2136.843 | 19.44
D | 4002 | 2022-07-22 | 16 | ON | 195.61 | 10.18 | 17.07 | 0.38 | 0.29 | 1.62 | 0.21 | -0.21 | -1.3 | -0.12 | 0 |  | 0.4 | 0.34 | 0.23 | 224.7 | 2161.827 | 19.57
D | 4002 | 2022-07-22 | 17 | ON | 254.2 | 10.18 | 17.07 | 0.38 | 1.59 | 1.6 | 1.74 | -0.02 | -2.04 | -0.12 | 0 |  | 0.4 | 0.34 | 0.23 | 285.55 | 2181.397 | 22.38
D | 4002 | 2022-07-22 | 18 | ON | 186.37 | 10.18 | 17.07 | 0.38 | 0.36 | 1.59 | 0 | 0.02 | -1.51 | -0.12 | 0 |  | 0.4 | 0.34 | 0.23 | 215.31 | 2188.734 | 19.4
D | 4002 | 2022-07-22 | 19 | ON | 181.57 | 10.18 | 17.07 | 0.38 | 0.34 | 1.61 | 0 | -0.03 | -1.5 | -0.12 | 0 |  | 0.4 | 0.34 | 0.23 | 210.47 | 2149.249 | 19.4
D | 4002 | 2022-07-22 | 20 | ON | 183.52 | 10.18 | 17.07 | 0.38 | 0.52 | 1.66 | 0 | 0 | -1.19 | -0.12 | 0 |  | 0.4 | 0.34 | 0.23 | 212.99 | 2061.859 | 19.63
D | 4002 | 2022-07-22 | 21 | ON | 161.91 | 10.18 | 17.07 | 0.38 | 0.28 | 1.69 | 0 | -0.06 | -0.71 | -0.12 | 0 |  | 0.4 | 0.34 | 0.23 | 191.59 | 1972.564 | 19.42
D | 4002 | 2022-07-22 | 22 | ON | 122.94 | 10.18 | 17.07 | 0.38 | 0.32 | 1.62 | 0 | -0.02 | -0.42 | -0.12 | 0 |  | 0.4 | 0.34 | 0.23 | 152.92 | 1862.193 | 19.39
D | 4002 | 2022-07-22 | 23 | ON | 115.06 | 10.18 | 17.07 | 0.38 | 0.3 | 1.97 | 0 | -0.11 | -0.53 | -0.12 | 0 |  | 0.4 | 0.34 | 0.23 | 145.17 | 1695.361 | 19.72
D | 4002 | 2022-07-22 | 24 | OFF | 116.26 | 10.18 | 17.07 | 0.38 | 0.25 | 0 | 0 | -0.03 | -0.43 | -0.12 | 0 |  | 0.4 | 0.34 | 0.23 | 144.53 | 1535.121 | 17.7
D | 4002 | 2022-07-23 | 1 | OFF | 111.25 | 10.18 | 12.96 | 0.67 | 0.76 | 0 | 0 | -0.1 | -0.65 | -0.12 | 0 |  | 0.4 | 0.34 | 0.23 | 135.92 | 1413.107 | 14.39
D | 4002 | 2022-07-23 | 2 | OFF | 133.2 | 10.18 | 12.96 | 0.67 | 0.91 | 0 | 0 | 0.03 | -0.5 | -0.12 | 0 |  | 0.4 | 0.34 | 0.23 | 158.3 | 1327.7 | 14.54
D | 4002 | 2022-07-23 | 3 | OFF | 111.04 | 10.18 | 12.96 | 0.67 | 0.26 | 0 | 0 | 0 | -0.38 | -0.12 | 0 |  | 0.4 | 0.34 | 0.23 | 135.58 | 1284.405 | 13.89
D | 4002 | 2022-07-23 | 4 | OFF | 92.28 | 10.18 | 12.96 | 0.67 | 0.06 | 0 | 0 | -0.03 | -0.51 | -0.12 | 0 |  | 0.4 | 0.34 | 0.23 | 116.46 | 1247.31 | 13.69
D | 4002 | 2022-07-23 | 5 | OFF | 88.31 | 10.18 | 12.96 | 0.67 | 0.07 | 0 | 0 | 0 | -0.5 | -0.12 | 0 |  | 0.4 | 0.34 | 0.23 | 112.54 | 1230.435 | 13.7
D | 4002 | 2022-07-23 | 6 | OFF | 88.25 | 10.18 | 12.96 | 0.67 | 0.05 | 0 | 0 | 0.03 | -0.47 | -0.12 | 0 |  | 0.4 | 0.34 | 0.23 | 112.52 | 1237.066 | 13.68
D | 4002 | 2022-07-23 | 7 | OFF | 85.83 | 10.18 | 12.96 | 0.67 | 0.09 | 0 | 0 | 0.01 | -0.48 | -0.12 | 0 |  | 0.4 | 0.34 | 0.23 | 110.11 | 1287.549 | 13.72
D | 4002 | 2022-07-23 | 8 | OFF | 83.48 | 10.18 | 12.96 | 0.67 | 0.1 | 0 | 0 | 0.11 | -0.42 | -0.12 | 0 |  | 0.4 | 0.34 | 0.23 | 107.93 | 1398.908 | 13.73
D | 4002 | 2022-07-23 | 9 | OFF | 81.16 | 10.18 | 12.96 | 0.67 | 0.14 | 0 | 0 | 0.06 | -0.43 | -0.12 | 0 |  | 0.4 | 0.34 | 0.23 | 105.59 | 1543.81 | 13.77
D | 4002 | 2022-07-23 | 10 | OFF | 84.27 | 10.18 | 12.96 | 0.67 | 0.1 | 0 | 0 | 0.05 | -0.42 | -0.12 | 0 |  | 0.4 | 0.34 | 0.23 | 108.66 | 1675.835 | 13.73
D | 4002 | 2022-07-23 | 11 | OFF | 81.61 | 10.18 | 12.96 | 0.67 | 0.1 | 0 | 0 | 0.04 | -0.53 | -0.12 | 0 |  | 0.4 | 0.34 | 0.23 | 105.88 | 1804.235 | 13.73
D | 4002 | 2022-07-23 | 12 | OFF | 85.99 | 10.18 | 12.96 | 0.67 | 0.07 | 0 | 0 | 0.02 | -0.4 | -0.12 | 0 |  | 0.4 | 0.34 | 0.23 | 110.34 | 1897.254 | 13.7
D | 4002 | 2022-07-23 | 13 | OFF | 93.23 | 10.18 | 12.96 | 0.67 | 0.06 | 0 | 0 | -0.06 | -0.57 | -0.12 | 0 |  | 0.4 | 0.34 | 0.23 | 117.32 | 1956.513 | 13.69
D | 4002 | 2022-07-23 | 14 | OFF | 98.83 | 10.18 | 12.96 | 0.67 | 0.08 | 0 | 0 | -0.01 | -0.56 | -0.12 | 0 |  | 0.4 | 0.34 | 0.23 | 123 | 2006.561 | 13.71
D | 4002 | 2022-07-23 | 15 | OFF | 102.51 | 10.18 | 12.96 | 0.67 | 0.11 | 0 | 0 | -0.03 | -0.62 | -0.12 | 0 |  | 0.4 | 0.34 | 0.23 | 126.63 | 2051.106 | 13.74
D | 4002 | 2022-07-23 | 16 | OFF | 146.95 | 10.18 | 12.96 | 0.67 | 0.39 | 0 | 0.11 | -0.04 | -0.37 | -0.12 | 0 |  | 0.4 | 0.34 | 0.23 | 171.7 | 2100.434 | 14.13
D | 4002 | 2022-07-23 | 17 | OFF | 175.5 | 10.18 | 12.96 | 0.67 | 0.74 | 0 | 0 | -0.02 | -0.69 | -0.12 | 0 |  | 0.4 | 0.34 | 0.23 | 200.19 | 2149.151 | 14.37
D | 4002 | 2022-07-23 | 18 | OFF | 167.11 | 10.18 | 12.96 | 0.67 | 0.91 | 0 | 0.36 | -0.09 | -0.89 | -0.12 | 0 |  | 0.4 | 0.34 | 0.23 | 192.06 | 2181.765 | 14.9
D | 4002 | 2022-07-23 | 19 | OFF | 396 | 10.18 | 12.96 | 0.67 | 1.67 | 0 | 31.86 | -0.67 | -1.11 | -0.12 | -0.03 |  | 0.4 | 0.34 | 0.23 | 452.38 | 2163.779 | 47.13
D | 4002 | 2022-07-23 | 20 | OFF | 276.76 | 10.18 | 12.96 | 0.67 | 3.42 | 0 | 20.58 | 0.55 | 1.73 | -0.12 | -0.92 |  | 0.4 | 0.34 | 0.23 | 326.78 | 2069.621 | 36.71
D | 4002 | 2022-07-23 | 21 | OFF | 173.88 | 10.18 | 12.96 | 0.67 | 1.54 | 0 | 0.17 | -0.24 | -0.45 | -0.12 | -0.38 |  | 0.4 | 0.34 | 0.23 | 199.18 | 1976.92 | 14.96
D | 4002 | 2022-07-23 | 22 | OFF | 133.16 | 10.18 | 12.96 | 0.67 | 0.48 | 0 | 0 | -0.06 | -0.15 | -0.12 | 0 |  | 0.4 | 0.34 | 0.23 | 158.09 | 1876.712 | 14.11
D | 4002 | 2022-07-23 | 23 | OFF | 100.7 | 10.18 | 12.96 | 0.67 | 0.74 | 0 | 0 | -0.08 | -0.6 | -0.12 | 0 |  | 0.4 | 0.34 | 0.23 | 125.42 | 1722.016 | 14.37
D | 4002 | 2022-07-23 | 24 | OFF | 98.05 | 10.18 | 12.96 | 0.67 | 0.31 | 0 | 0 | -0.07 | -0.41 | -0.12 | 0 |  | 0.4 | 0.34 | 0.23 | 122.54 | 1569.926 | 13.94
D | 4002 | 2022-07-24 | 1 | OFF | 93.3 | 10.18 | 8.63 | 0.75 | 0.16 | 0 | 0 | -0.04 | -0.43 | -0.12 | 0 |  | 0.4 | 0.34 | 0.23 | 113.4 | 1448.867 | 9.54
D | 4002 | 2022-07-24 | 2 | OFF | 88.58 | 10.18 | 8.63 | 0.75 | 0.13 | 0 | 0 | -0.02 | -0.34 | -0.12 | 0 |  | 0.4 | 0.34 | 0.23 | 108.76 | 1363.106 | 9.51
D | 4002 | 2022-07-24 | 3 | OFF | 77.22 | 10.18 | 8.63 | 0.75 | 0.08 | 0 | 0 | 0.01 | -0.29 | -0.12 | 0 |  | 0.4 | 0.34 | 0.23 | 97.43 | 1302.755 | 9.46
D | 4002 | 2022-07-24 | 4 | OFF | 77.58 | 10.18 | 8.63 | 0.75 | 0.11 | 0 | 0 | 0.01 | -0.21 | -0.12 | 0 |  | 0.4 | 0.34 | 0.23 | 97.9 | 1264.274 | 9.49
D | 4002 | 2022-07-24 | 5 | OFF | 72.55 | 10.18 | 8.63 | 0.75 | 0.07 | 0 | 0 | -0.01 | -0.27 | -0.12 | 0 |  | 0.4 | 0.34 | 0.23 | 92.75 | 1242.195 | 9.45
D | 4002 | 2022-07-24 | 6 | OFF | 72.72 | 10.18 | 8.63 | 0.75 | 0.05 | 0 | 0 | 0.03 | -0.27 | -0.12 | 0 |  | 0.4 | 0.34 | 0.23 | 92.94 | 1234.637 | 9.43
D | 4002 | 2022-07-24 | 7 | OFF | 72.26 | 10.18 | 8.63 | 0.75 | 0.08 | 0 | 0 | 0.08 | -0.29 | -0.12 | 0 |  | 0.4 | 0.34 | 0.23 | 92.54 | 1276.625 | 9.46
D | 4002 | 2022-07-24 | 8 | OFF | 76.32 | 10.18 | 8.63 | 0.75 | 0.14 | 0 | 0 | 0.12 | -0.21 | -0.12 | 0 |  | 0.4 | 0.34 | 0.23 | 96.78 | 1372.198 | 9.52
D | 4002 | 2022-07-24 | 9 | OFF | 74.64 | 10.18 | 8.63 | 0.75 | 0.15 | 0 | 0 | 0.04 | -0.32 | -0.12 | 0 |  | 0.4 | 0.34 | 0.23 | 94.92 | 1515.117 | 9.53
D | 4002 | 2022-07-24 | 10 | OFF | 79.66 | 10.18 | 8.63 | 0.75 | 0.12 | 0 | 0 | 0.08 | -0.24 | -0.12 | 0 |  | 0.4 | 0.34 | 0.23 | 100.03 | 1670.946 | 9.5
D | 4002 | 2022-07-24 | 11 | OFF | 105.64 | 10.18 | 8.63 | 0.75 | 0.19 | 0 | 0.04 | 0.11 | -0.23 | -0.12 | 0 |  | 0.4 | 0.34 | 0.23 | 126.16 | 1820.43 | 9.61
D | 4002 | 2022-07-24 | 12 | OFF | 151.24 | 10.18 | 8.63 | 0.75 | 0.24 | 0 | 0.24 | -0.07 | -0.22 | -0.12 | 0 |  | 0.4 | 0.34 | 0.23 | 171.84 | 1946.948 | 9.86
D | 4002 | 2022-07-24 | 13 | OFF | 172.34 | 10.18 | 8.63 | 0.75 | 0.4 | 0 | 0.73 | 0.09 | -0.83 | -0.12 | 0 |  | 0.4 | 0.34 | 0.23 | 193.14 | 2033.517 | 10.51
D | 4002 | 2022-07-24 | 14 | OFF | 160.92 | 10.18 | 8.63 | 0.75 | 0.45 | 0 | 0.36 | 0.12 | -0.68 | -0.12 | 0 |  | 0.4 | 0.34 | 0.23 | 181.58 | 2092.923 | 10.19
D | 4002 | 2022-07-24 | 15 | OFF | 162.76 | 10.18 | 8.63 | 0.75 | 0.48 | 0 | 0 | 0.04 | -0.9 | -0.12 | 0 |  | 0.4 | 0.34 | 0.23 | 182.79 | 2124.889 | 9.86
D | 4002 | 2022-07-24 | 16 | OFF | 208.91 | 10.18 | 8.63 | 0.75 | 0.71 | 0 | 0 | 0.1 | -1.01 | -0.12 | 0 |  | 0.4 | 0.34 | 0.23 | 229.12 | 2163.395 | 10.09
D | 4002 | 2022-07-24 | 17 | OFF | 174.21 | 10.18 | 8.63 | 0.75 | 0.46 | 0 | 0.25 | 0.06 | -0.73 | -0.12 | 0 |  | 0.4 | 0.34 | 0.23 | 194.66 | 2227.14 | 10.09
D | 4002 | 2022-07-24 | 18 | OFF | 364.72 | 10.18 | 8.63 | 0.75 | 1.65 | 0 | 25.05 | 0.33 | -0.55 | -0.12 | 0 |  | 0.4 | 0.34 | 0.23 | 411.61 | 2263.714 | 36.08
D | 4002 | 2022-07-24 | 19 | OFF | 520.63 | 10.18 | 8.63 | 0.75 | 2.47 | 0 | 47.64 | 0.6 | -1.89 | -0.12 | 0.03 |  | 0.4 | 0.34 | 0.23 | 589.89 | 2232.658 | 59.52
D | 4002 | 2022-07-24 | 20 | OFF | 279.49 | 10.18 | 8.63 | 0.75 | 1.38 | 0 | 10.74 | -0.11 | -0.79 | -0.12 | 0 |  | 0.4 | 0.34 | 0.23 | 311.12 | 2170.603 | 21.5
D | 4002 | 2022-07-24 | 21 | OFF | 283.98 | 10.18 | 8.63 | 0.75 | 0.93 | 0 | 1.22 | -0.02 | -1.1 | -0.12 | 0 |  | 0.4 | 0.34 | 0.23 | 305.42 | 2106.989 | 11.53
D | 4002 | 2022-07-24 | 22 | OFF | 227.9 | 10.18 | 8.63 | 0.75 | 1.01 | 0 | 0.2 | -0.08 | -0.19 | -0.12 | 0 |  | 0.4 | 0.34 | 0.23 | 249.25 | 2011.406 | 10.59
D | 4002 | 2022-07-24 | 23 | OFF | 119.46 | 10.18 | 8.63 | 0.75 | 0.69 | 0 | 0 | -0.01 | -0.28 | -0.12 | 0 |  | 0.4 | 0.34 | 0.23 | 140.27 | 1819.647 | 10.07
D | 4002 | 2022-07-24 | 24 | OFF | 103.77 | 10.18 | 8.63 | 0.75 | 0.4 | 0 | 0 | -0.06 | -0.46 | -0.12 | 0 |  | 0.4 | 0.34 | 0.23 | 124.06 | 1650.931 | 9.78
D | 4002 | 2022-07-25 | 1 | OFF | 119.65 | 10.18 | 0.92 | 0.11 | 0.3 | 0 | 0 | -0.1 | -0.28 | -0.12 | 0 |  | 0.4 | 0.34 | 0.23 | 131.63 | 1543.853 | 1.33
D | 4002 | 2022-07-25 | 2 | OFF | 114.76 | 10.18 | 0.92 | 0.11 | 0.5 | 0 | 0 | -0.05 | -0.32 | -0.12 | 0 |  | 0.4 | 0.34 | 0.23 | 126.95 | 1481.982 | 1.53
D | 4002 | 2022-07-25 | 3 | OFF | 95.02 | 10.18 | 0.92 | 0.11 | 0.25 | 0 | 0 | -0.02 | -0.32 | -0.12 | 0 |  | 0.4 | 0.34 | 0.23 | 106.99 | 1446.998 | 1.28
D | 4002 | 2022-07-25 | 4 | OFF | 90.43 | 10.18 | 0.92 | 0.11 | 0.15 | 0 | 0 | -0.01 | -0.32 | -0.12 | 0 |  | 0.4 | 0.34 | 0.23 | 102.31 | 1419.053 | 1.18
D | 4002 | 2022-07-25 | 5 | OFF | 86.7 | 10.18 | 0.92 | 0.11 | 0.09 | 0 | 0 | -0.02 | -0.33 | -0.12 | 0 |  | 0.4 | 0.34 | 0.23 | 98.5 | 1409.884 | 1.12
D | 4002 | 2022-07-25 | 6 | OFF | 107.16 | 10.18 | 0.92 | 0.11 | 0.37 | 0 | 0 | 0.04 | -0.33 | -0.12 | 0 |  | 0.4 | 0.34 | 0.23 | 119.3 | 1465.176 | 1.4
D | 4002 | 2022-07-25 | 7 | OFF | 161.31 | 10.18 | 0.92 | 0.11 | 1.47 | 0 | 0 | -0.06 | 0.17 | -0.12 | 0 |  | 0.4 | 0.34 | 0.23 | 174.95 | 1562.166 | 2.5
D | 4002 | 2022-07-25 | 8 | ON | 128.24 | 10.18 | 0.92 | 0.11 | 0.89 | 1.85 | 0.04 | -0.05 | -0.36 | -0.12 | 0 |  | 0.4 | 0.34 | 0.23 | 142.67 | 1697.707 | 3.81
D | 4002 | 2022-07-25 | 9 | ON | 140.08 | 10.18 | 0.92 | 0.11 | 0.34 | 1.75 | 0.01 | 0 | -0.56 | -0.12 | 0 |  | 0.4 | 0.34 | 0.23 | 153.68 | 1801.44 | 3.13
D | 4002 | 2022-07-25 | 10 | ON | 141.95 | 10.18 | 0.92 | 0.11 | 0.38 | 1.69 | 0.37 | -0.02 | -0.48 | -0.12 | 0 |  | 0.4 | 0.34 | 0.23 | 155.95 | 1851.758 | 3.47
D | 4002 | 2022-07-25 | 11 | ON | 187.53 | 10.18 | 0.92 | 0.11 | 0.31 | 1.63 | 1.19 | 0.16 | -0.65 | -0.12 | 0 |  | 0.4 | 0.34 | 0.23 | 202.23 | 1865.325 | 4.16
D | 4002 | 2022-07-25 | 12 | ON | 167.07 | 10.18 | 0.92 | 0.11 | 0.34 | 1.69 | 0.91 | -0.02 | -0.79 | -0.12 | 0 |  | 0.4 | 0.34 | 0.23 | 181.26 | 1875.298 | 3.97
D | 4002 | 2022-07-25 | 13 | ON | 144.38 | 10.18 | 0.92 | 0.11 | 0.23 | 1.68 | 0 | -0.05 | -0.64 | -0.12 | 0 |  | 0.4 | 0.34 | 0.23 | 157.66 | 1870.985 | 2.94
D | 4002 | 2022-07-25 | 14 | ON | 123.38 | 10.18 | 0.92 | 0.11 | 0.28 | 1.67 | 0 | 0.25 | -0.72 | -0.12 | 0 |  | 0.4 | 0.34 | 0.23 | 136.92 | 1883.214 | 2.98
D | 4002 | 2022-07-25 | 15 | ON | 89.5 | 10.18 | 0.92 | 0.11 | 0.2 | 1.7 | 0 | 0.12 | -0.67 | -0.12 | 0 |  | 0.4 | 0.34 | 0.23 | 102.91 | 1868.084 | 2.93
D | 4002 | 2022-07-25 | 16 | ON | 81.55 | 10.18 | 0.92 | 0.11 | 0.08 | 1.72 | 0 | -0.02 | -0.76 | -0.12 | 0 |  | 0.4 | 0.34 | 0.23 | 94.63 | 1924.345 | 2.83
D | 4002 | 2022-07-25 | 17 | ON | 94.68 | 10.18 | 0.92 | 0.11 | 0.11 | 1.68 | 0 | -0.09 | -0.73 | -0.12 | -0.01 |  | 0.4 | 0.34 | 0.23 | 107.7 | 1998.887 | 2.81
D | 4002 | 2022-07-25 | 18 | ON | 152.42 | 10.18 | 0.92 | 0.11 | 0.18 | 1.65 | 0.2 | -0.41 | -0.65 | -0.12 | -0.04 |  | 0.4 | 0.34 | 0.23 | 165.41 | 2008.974 | 3.02
D | 4002 | 2022-07-25 | 19 | ON | 161.59 | 10.18 | 0.92 | 0.11 | 0.4 | 1.66 | 0 | -0.05 | -0.74 | -0.12 | -0.01 |  | 0.4 | 0.34 | 0.23 | 174.91 | 1978.358 | 3.08
D | 4002 | 2022-07-25 | 20 | ON | 140.7 | 10.18 | 0.92 | 0.11 | 0.14 | 1.71 | 0.09 | -0.06 | -0.63 | -0.12 | 0 |  | 0.4 | 0.34 | 0.23 | 154.01 | 1913.614 | 2.97
D | 4002 | 2022-07-25 | 21 | ON | 116.67 | 10.18 | 0.92 | 0.11 | 0.23 | 1.79 | 0.03 | -0.07 | -0.6 | -0.12 | 0 |  | 0.4 | 0.34 | 0.23 | 130.11 | 1846.994 | 3.08
D | 4002 | 2022-07-25 | 22 | ON | 108.65 | 10.18 | 0.92 | 0.11 | 0.46 | 1.88 | 0.05 | -0.1 | -0.34 | -0.12 | 0 |  | 0.4 | 0.34 | 0.23 | 122.66 | 1734.837 | 3.42
D | 4002 | 2022-07-25 | 23 | ON | 93.56 | 10.18 | 0.92 | 0.11 | 0.36 | 2.05 | 0.01 | -0.05 | -0.2 | -0.12 | 0 |  | 0.4 | 0.34 | 0.23 | 107.79 | 1564.937 | 3.45
D | 4002 | 2022-07-25 | 24 | OFF | 79.77 | 10.18 | 0.92 | 0.11 | 0.23 | 0 | 0 | -0.01 | -0.38 | -0.12 | 0 |  | 0.4 | 0.34 | 0.23 | 91.67 | 1400.752 | 1.26
D | 4002 | 2022-07-26 | 1 | OFF | 81.83 | 10.18 | 0.48 | 0.02 | 0.06 | 0 | 0 | -0.29 | -0.47 | -0.12 | 0 |  | 0.4 | 0.34 | 0.23 | 92.66 | 1277.881 | 0.56
D | 4002 | 2022-07-26 | 2 | OFF | 89.51 | 10.18 | 0.48 | 0.02 | 0.33 | 0 | 0 | 0.02 | -0.33 | -0.12 | 0 |  | 0.4 | 0.34 | 0.23 | 101.06 | 1201.948 | 0.83
D | 4002 | 2022-07-26 | 3 | OFF | 75.77 | 10.18 | 0.48 | 0.02 | 0.14 | 0 | 0 | 0.04 | -0.26 | -0.12 | 0 |  | 0.4 | 0.34 | 0.23 | 87.22 | 1152.222 | 0.64
D | 4002 | 2022-07-26 | 4 | OFF | 73.38 | 10.18 | 0.48 | 0.02 | 0.07 | 0 | 0 | 0.04 | -0.25 | -0.12 | 0 |  | 0.4 | 0.34 | 0.23 | 84.77 | 1124.746 | 0.57
D | 4002 | 2022-07-26 | 5 | OFF | 70.57 | 10.18 | 0.48 | 0.02 | 0.06 | 0 | 0 | -0.01 | -0.3 | -0.12 | 0 |  | 0.4 | 0.34 | 0.23 | 81.85 | 1124.593 | 0.56
D | 4002 | 2022-07-26 | 6 | OFF | 72.41 | 10.18 | 0.48 | 0.02 | 0.13 | 0 | 0 | -0.02 | -0.29 | -0.12 | 0 |  | 0.4 | 0.34 | 0.23 | 83.76 | 1176.966 | 0.63
D | 4002 | 2022-07-26 | 7 | OFF | 76.03 | 10.18 | 0.48 | 0.02 | 0.19 | 0 | 0 | 0.04 | -0.58 | -0.12 | 0 |  | 0.4 | 0.34 | 0.23 | 87.21 | 1268.878 | 0.69
D | 4002 | 2022-07-26 | 8 | ON | 72.19 | 10.18 | 0.48 | 0.02 | 0.24 | 2.27 | 0 | 0.05 | -0.46 | -0.12 | 0 |  | 0.4 | 0.34 | 0.23 | 85.82 | 1386.525 | 3.01
D | 4002 | 2022-07-26 | 9 | ON | 69.78 | 10.18 | 0.48 | 0.02 | 0.09 | 2.19 | 0 | 0.02 | -0.45 | -0.12 | 0 |  | 0.4 | 0.34 | 0.23 | 83.16 | 1465.201 | 2.78
D | 4002 | 2022-07-26 | 10 | ON | 67.22 | 10.18 | 0.48 | 0.02 | 0.06 | 2.13 | 0 | -0.01 | -0.44 | -0.12 | 0 |  | 0.4 | 0.34 | 0.23 | 80.49 | 1526.257 | 2.69
D | 4002 | 2022-07-26 | 11 | ON | 63.83 | 10.18 | 0.48 | 0.02 | 0.1 | 2.07 | 0 | 0.05 | -0.36 | -0.12 | 0 |  | 0.4 | 0.34 | 0.23 | 77.22 | 1585.906 | 2.67
D | 4002 | 2022-07-26 | 12 | ON | 65.68 | 10.18 | 0.48 | 0.02 | 0.06 | 2 | 0 | 0.05 | -0.42 | -0.12 | 0 |  | 0.4 | 0.34 | 0.23 | 78.9 | 1631.584 | 2.56
D | 4002 | 2022-07-26 | 13 | ON | 68.3 | 10.18 | 0.48 | 0.02 | 0.09 | 1.94 | 0 | 0.02 | -0.4 | -0.12 | 0 |  | 0.4 | 0.34 | 0.23 | 81.48 | 1674.217 | 2.53
D | 4002 | 2022-07-26 | 14 | ON | 68.46 | 10.18 | 0.48 | 0.02 | 0.1 | 1.91 | 0 | 0 | -0.47 | -0.12 | 0 |  | 0.4 | 0.34 | 0.23 | 81.53 | 1691.813 | 2.51
D | 4002 | 2022-07-26 | 15 | ON | 65.59 | 10.18 | 0.48 | 0.02 | 0.09 | 1.9 | 0 | 0.12 | -0.46 | -0.12 | 0 |  | 0.4 | 0.34 | 0.23 | 78.77 | 1711.885 | 2.49
D | 4002 | 2022-07-26 | 16 | ON | 65.52 | 10.18 | 0.48 | 0.02 | 0.06 | 1.89 | 0 | -0.05 | -0.43 | -0.12 | 0 |  | 0.4 | 0.34 | 0.23 | 78.52 | 1731.596 | 2.45
D | 4002 | 2022-07-26 | 17 | ON | 67.13 | 10.18 | 0.48 | 0.02 | 0.09 | 1.87 | 0 | -0.06 | -0.51 | -0.12 | 0 |  | 0.4 | 0.34 | 0.23 | 80.05 | 1727.173 | 2.46
D | 4002 | 2022-07-26 | 18 | ON | 65.89 | 10.18 | 0.48 | 0.02 | 0.07 | 1.84 | 0 | 0.02 | -0.63 | -0.12 | 0 |  | 0.4 | 0.34 | 0.23 | 78.72 | 1732.817 | 2.41
D | 4002 | 2022-07-26 | 19 | ON | 68.76 | 10.18 | 0.48 | 0.02 | 0.09 | 1.84 | 0 | -0.06 | -0.65 | -0.12 | 0 |  | 0.4 | 0.34 | 0.23 | 81.51 | 1715.801 | 2.43
D | 4002 | 2022-07-26 | 20 | ON | 69.33 | 10.18 | 0.48 | 0.02 | 0.05 | 1.89 | 0 | -0.04 | -0.56 | -0.12 | 0 |  | 0.4 | 0.34 | 0.23 | 82.2 | 1666.33 | 2.44
D | 4002 | 2022-07-26 | 21 | ON | 66.75 | 10.18 | 0.48 | 0.02 | 0.07 | 1.96 | 0 | -0.03 | -0.47 | -0.12 | 0 |  | 0.4 | 0.34 | 0.23 | 79.81 | 1608.46 | 2.53
D | 4002 | 2022-07-26 | 22 | ON | 64.46 | 10.18 | 0.48 | 0.02 | 0.07 | 2.07 | 0 | -0.04 | -0.38 | -0.12 | 0 |  | 0.4 | 0.34 | 0.23 | 77.71 | 1512.602 | 2.64
D | 4002 | 2022-07-26 | 23 | ON | 62.69 | 10.18 | 0.48 | 0.02 | 0.1 | 2.26 | 0 | -0.02 | -0.32 | -0.12 | 0 |  | 0.4 | 0.34 | 0.23 | 76.24 | 1373.257 | 2.86
D | 4002 | 2022-07-26 | 24 | OFF | 57.94 | 10.18 | 0.48 | 0.02 | 0.13 | 0 | 0 | -0.07 | -0.43 | -0.12 | 0 |  | 0.4 | 0.34 | 0.23 | 69.1 | 1244.667 | 0.63
D | 4002 | 2022-07-27 | 1 | OFF | 58.84 | 10.18 | 0.23 | 0.02 | 0.08 | 0 | 0 | -0.13 | -0.56 | -0.12 | 0 |  | 0.4 | 0.34 | 0.23 | 69.51 | 1149.144 | 0.33
D | 4002 | 2022-07-27 | 2 | OFF | 63.05 | 10.18 | 0.23 | 0.02 | 0.1 | 0 | 0 | -0.04 | -0.25 | -0.12 | 0 |  | 0.4 | 0.34 | 0.23 | 74.14 | 1091.382 | 0.35
D | 4002 | 2022-07-27 | 3 | OFF | 59.29 | 10.18 | 0.23 | 0.02 | 0.08 | 0 | 0 | -0.06 | -0.23 | -0.12 | 0 |  | 0.4 | 0.34 | 0.23 | 70.36 | 1054.478 | 0.33
D | 4002 | 2022-07-27 | 4 | OFF | 56.65 | 10.18 | 0.23 | 0.02 | 0.06 | 0 | 0 | -0.06 | -0.23 | -0.12 | 0 |  | 0.4 | 0.34 | 0.23 | 67.7 | 1039.941 | 0.31
D | 4002 | 2022-07-27 | 5 | OFF | 58.19 | 10.18 | 0.23 | 0.02 | 0.05 | 0 | 0 | -0.06 | -0.25 | -0.12 | 0 |  | 0.4 | 0.34 | 0.23 | 69.21 | 1055.388 | 0.3
D | 4002 | 2022-07-27 | 6 | OFF | 55.21 | 10.18 | 0.23 | 0.02 | 0.16 | 0 | 0 | 0.03 | -0.36 | -0.12 | 0 |  | 0.4 | 0.34 | 0.23 | 66.32 | 1113.688 | 0.41
D | 4002 | 2022-07-27 | 7 | OFF | 56.43 | 10.18 | 0.23 | 0.02 | 0.27 | 0 | 0 | 0 | -0.47 | -0.12 | 0 |  | 0.4 | 0.34 | 0.23 | 67.51 | 1212.512 | 0.52
D | 4002 | 2022-07-27 | 8 | ON | 66.28 | 10.18 | 0.23 | 0.02 | 0.3 | 2.68 | 0.16 | 0 | -0.46 | -0.12 | 0 |  | 0.4 | 0.34 | 0.23 | 80.24 | 1328.406 | 3.39
D | 4002 | 2022-07-27 | 9 | ON | 61.34 | 10.18 | 0.23 | 0.02 | 0.09 | 2.56 | 0 | 0.04 | -0.4 | -0.12 | 0 |  | 0.4 | 0.34 | 0.23 | 74.91 | 1405.769 | 2.9
D | 4002 | 2022-07-27 | 10 | ON | 59.08 | 10.18 | 0.23 | 0.02 | 0.1 | 2.5 | 0 | 0.11 | -0.38 | -0.12 | 0 |  | 0.4 | 0.34 | 0.23 | 72.69 | 1462.885 | 2.85
D | 4002 | 2022-07-27 | 11 | ON | 67.36 | 10.18 | 0.23 | 0.02 | 0.13 | 2.41 | 0 | 0.04 | -0.45 | -0.12 | 0 |  | 0.4 | 0.34 | 0.23 | 80.77 | 1524.334 | 2.79
D | 4002 | 2022-07-27 | 12 | ON | 67.63 | 10.18 | 0.23 | 0.02 | 0.09 | 2.32 | 0 | -0.02 | -0.36 | -0.12 | 0 |  | 0.4 | 0.34 | 0.23 | 80.94 | 1585.215 | 2.66
D | 4002 | 2022-07-27 | 13 | ON | 68.92 | 10.18 | 0.23 | 0.02 | 0.12 | 2.23 | 0 | 0 | -0.42 | -0.12 | 0 |  | 0.4 | 0.34 | 0.23 | 82.13 | 1630.775 | 2.6
D | 4002 | 2022-07-27 | 14 | ON | 74.35 | 10.18 | 0.23 | 0.02 | 0.11 | 2.13 | 0 | 0.01 | -0.48 | -0.12 | 0 |  | 0.4 | 0.34 | 0.23 | 87.4 | 1676.436 | 2.49
D | 4002 | 2022-07-27 | 15 | ON | 81.12 | 10.18 | 0.23 | 0.02 | 0.08 | 2.04 | 0.01 | -0.07 | -0.41 | -0.12 | 0 |  | 0.4 | 0.34 | 0.23 | 94.05 | 1709.703 | 2.38
D | 4002 | 2022-07-27 | 16 | ON | 81.18 | 10.18 | 0.23 | 0.02 | 0.09 | 1.98 | 0.01 | 0.09 | -0.52 | -0.12 | 0 |  | 0.4 | 0.34 | 0.23 | 94.11 | 1737.654 | 2.33
D | 4002 | 2022-07-27 | 17 | ON | 82.16 | 10.18 | 0.23 | 0.02 | 0.1 | 1.93 | 0 | -0.1 | -0.44 | -0.12 | 0 |  | 0.4 | 0.34 | 0.23 | 94.93 | 1751.609 | 2.28
D | 4002 | 2022-07-27 | 18 | ON | 93.94 | 10.18 | 0.23 | 0.02 | 0.2 | 1.91 | 0.01 | -0.01 | -0.56 | -0.12 | 0 |  | 0.4 | 0.34 | 0.23 | 106.77 | 1776.338 | 2.37
D | 4002 | 2022-07-27 | 19 | ON | 95.13 | 10.18 | 0.23 | 0.02 | 0.36 | 1.94 | 0.01 | -0.06 | -0.68 | -0.12 | 0 |  | 0.4 | 0.34 | 0.23 | 107.98 | 1769.767 | 2.56
D | 4002 | 2022-07-27 | 20 | ON | 81.41 | 10.18 | 0.23 | 0.02 | 0.22 | 2 | 0 | -0.07 | -0.59 | -0.12 | 0 |  | 0.4 | 0.34 | 0.23 | 94.25 | 1706.314 | 2.47
D | 4002 | 2022-07-27 | 21 | ON | 83.5 | 10.18 | 0.23 | 0.02 | 0.23 | 2.05 | 0 | -0.05 | -0.55 | -0.12 | 0 |  | 0.4 | 0.34 | 0.23 | 96.46 | 1654.407 | 2.53
D | 4002 | 2022-07-27 | 22 | ON | 84.9 | 10.18 | 0.23 | 0.02 | 0.26 | 2.15 | 0.01 | -0.07 | -0.36 | -0.12 | 0 |  | 0.4 | 0.34 | 0.23 | 98.17 | 1560.555 | 2.67
D | 4002 | 2022-07-27 | 23 | ON | 79.54 | 10.18 | 0.23 | 0.02 | 0.29 | 2.34 | 0.06 | -0.04 | -0.37 | -0.12 | 0 |  | 0.4 | 0.34 | 0.23 | 93.1 | 1409.271 | 2.94
D | 4002 | 2022-07-27 | 24 | OFF | 70.62 | 10.18 | 0.23 | 0.02 | 0.21 | 0 | 0 | -0.08 | -0.37 | -0.12 | 0 |  | 0.4 | 0.34 | 0.23 | 81.66 | 1277.67 | 0.46
D | 4002 | 2022-07-28 | 1 | OFF | 71.17 | 10.18 | 6.73 | 0.74 | 0.19 | 0 | 0 | 0.02 | -0.35 | -0.12 | 0 |  | 0.4 | 0.34 | 0.23 | 89.53 | 1186.732 | 7.66
D | 4002 | 2022-07-28 | 2 | OFF | 70.33 | 10.18 | 6.73 | 0.74 | 0.06 | 0 | 0 | 0.01 | -0.2 | -0.12 | 0 |  | 0.4 | 0.34 | 0.23 | 88.7 | 1126.793 | 7.53
D | 4002 | 2022-07-28 | 3 | OFF | 68.45 | 10.18 | 6.73 | 0.74 | 0.04 | 0 | 0 | -0.01 | -0.15 | -0.12 | 0 |  | 0.4 | 0.34 | 0.23 | 86.83 | 1087.004 | 7.51
D | 4002 | 2022-07-28 | 4 | OFF | 67.25 | 10.18 | 6.73 | 0.74 | 0.06 | 0 | 0 | -0.01 | -0.14 | -0.12 | 0 |  | 0.4 | 0.34 | 0.23 | 85.66 | 1069.993 | 7.53
D | 4002 | 2022-07-28 | 5 | OFF | 68.32 | 10.18 | 6.73 | 0.74 | 0.07 | 0 | 0 | 0.03 | -0.17 | -0.12 | 0 |  | 0.4 | 0.34 | 0.23 | 86.75 | 1083.617 | 7.54
D | 4002 | 2022-07-28 | 6 | OFF | 71.53 | 10.18 | 6.73 | 0.74 | 0.27 | 0 | 0 | 0.05 | -0.14 | -0.12 | 0 |  | 0.4 | 0.34 | 0.23 | 90.21 | 1142.932 | 7.74
D | 4002 | 2022-07-28 | 7 | OFF | 83.18 | 10.18 | 6.73 | 0.74 | 0.46 | 0 | 0 | -0.01 | -0.49 | -0.12 | 0 |  | 0.4 | 0.34 | 0.23 | 101.64 | 1250.205 | 7.93
D | 4002 | 2022-07-28 | 8 | ON | 71.39 | 10.18 | 6.73 | 0.74 | 0.24 | 2.48 | 0 | -0.05 | -0.31 | -0.12 | 0 |  | 0.4 | 0.34 | 0.23 | 92.25 | 1378.751 | 10.19
D | 4002 | 2022-07-28 | 9 | ON | 73.61 | 10.18 | 6.73 | 0.74 | 0.19 | 2.33 | 0.01 | -0.01 | -0.39 | -0.12 | 0 |  | 0.4 | 0.34 | 0.23 | 94.24 | 1462.273 | 10
D | 4002 | 2022-07-28 | 10 | ON | 83.37 | 10.18 | 6.73 | 0.74 | 0.14 | 2.23 | 0.05 | 0.05 | -0.54 | -0.12 | 0 |  | 0.4 | 0.34 | 0.23 | 103.8 | 1524.922 | 9.89
D | 4002 | 2022-07-28 | 11 | ON | 74.24 | 10.18 | 6.73 | 0.74 | 0.09 | 2.12 | 0 | 0.02 | -0.44 | -0.12 | 0 |  | 0.4 | 0.34 | 0.23 | 94.53 | 1613.886 | 9.68
D | 4002 | 2022-07-28 | 12 | ON | 91.8 | 10.18 | 6.73 | 0.74 | 0.14 | 2 | 0.21 | -0.01 | -0.33 | -0.12 | 0 |  | 0.4 | 0.34 | 0.23 | 112.31 | 1716.329 | 9.82
D | 4002 | 2022-07-28 | 13 | ON | 124.78 | 10.18 | 6.73 | 0.74 | 0.26 | 1.89 | 0.17 | -0.09 | -0.29 | -0.12 | 0 |  | 0.4 | 0.34 | 0.23 | 145.22 | 1831.456 | 9.79
D | 4002 | 2022-07-28 | 14 | ON | 152.64 | 10.18 | 6.73 | 0.74 | 0.37 | 1.81 | 0.69 | 0.03 | -0.6 | -0.12 | -0.02 |  | 0.4 | 0.34 | 0.23 | 173.42 | 1930.925 | 10.32
D | 4002 | 2022-07-28 | 15 | ON | 154.99 | 10.18 | 6.73 | 0.74 | 0.48 | 1.76 | 0 | 0.01 | -0.44 | -0.12 | 0 |  | 0.4 | 0.34 | 0.23 | 175.3 | 1997.438 | 9.71
D | 4002 | 2022-07-28 | 16 | ON | 137.05 | 10.18 | 6.73 | 0.74 | 0.33 | 1.47 | 0.04 | -0.14 | -0.55 | -0.12 | 0 |  | 0.4 | 0.34 | 0.23 | 156.7 | 2032.496 | 9.31
D | 4002 | 2022-07-28 | 17 | ON | 334.05 | 10.18 | 6.73 | 0.74 | 1.99 | 1.48 | 7.94 | -0.88 | -0.48 | -0.12 | 0 |  | 0.4 | 0.34 | 0.23 | 362.6 | 2041.671 | 18.88
D | 4002 | 2022-07-28 | 18 | ON | 354.74 | 10.18 | 6.73 | 0.74 | 1.67 | 1.66 | 1.19 | -0.01 | -1.28 | -0.12 | 0 |  | 0.4 | 0.34 | 0.23 | 376.47 | 2069.948 | 11.99
D | 4002 | 2022-07-28 | 19 | ON | 395.79 | 10.18 | 6.73 | 0.74 | 1.62 | 1.6 | 14.06 | -0.1 | -1.31 | -0.12 | 0 |  | 0.4 | 0.34 | 0.23 | 430.16 | 2042.833 | 24.75
D | 4002 | 2022-07-28 | 20 | ON | 246.36 | 10.18 | 6.73 | 0.74 | 0.9 | 1.74 | 1.11 | -0.13 | -0.56 | -0.12 | 0 |  | 0.4 | 0.34 | 0.23 | 267.92 | 1969.99 | 11.22
D | 4002 | 2022-07-28 | 21 | ON | 259.37 | 10.18 | 6.73 | 0.74 | 0.83 | 1.8 | 0.1 | -0.24 | -0.57 | -0.12 | 0 |  | 0.4 | 0.34 | 0.23 | 279.79 | 1877.467 | 10.2
D | 4002 | 2022-07-28 | 22 | ON | 124.14 | 10.18 | 6.73 | 0.74 | 0.55 | 1.89 | 0.29 | 0.08 | 0.09 | -0.12 | 0 |  | 0.4 | 0.34 | 0.23 | 145.54 | 1758.025 | 10.2
D | 4002 | 2022-07-28 | 23 | ON | 104.92 | 10.18 | 6.73 | 0.74 | 0.74 | 2.05 | 0.47 | -0.15 | -0.25 | -0.12 | 0 |  | 0.4 | 0.34 | 0.23 | 126.28 | 1612.699 | 10.73
D | 4002 | 2022-07-28 | 24 | OFF | 90.74 | 10.18 | 6.73 | 0.74 | 0.44 | 0 | 0 | -0.02 | -0.36 | -0.12 | 0 |  | 0.4 | 0.34 | 0.23 | 109.3 | 1473.106 | 7.91
D | 4002 | 2022-07-29 | 1 | OFF | 120.41 | 10.18 | 2.4 | 0.1 | 0.32 | 0 | 0 | -0.3 | -0.31 | -0.12 | 0 |  | 0.4 | 0.34 | 0.23 | 133.65 | 1379.365 | 2.82
D | 4002 | 2022-07-29 | 2 | OFF | 103.19 | 10.18 | 2.4 | 0.1 | 0.33 | 0 | 0 | -0.14 | -0.22 | -0.12 | 0 |  | 0.4 | 0.34 | 0.23 | 116.69 | 1308.4 | 2.83
D | 4002 | 2022-07-29 | 3 | OFF | 125.6 | 10.18 | 2.4 | 0.1 | 0.42 | 0 | 0 | -0.07 | -0.03 | -0.12 | 0 |  | 0.4 | 0.34 | 0.23 | 139.45 | 1261.345 | 2.92
D | 4002 | 2022-07-29 | 4 | OFF | 96.26 | 10.18 | 2.4 | 0.1 | 0.36 | 0 | 0 | -0.07 | -0.13 | -0.12 | 0 |  | 0.4 | 0.34 | 0.23 | 109.95 | 1233.964 | 2.86
D | 4002 | 2022-07-29 | 5 | OFF | 96.51 | 10.18 | 2.4 | 0.1 | 0.29 | 0 | 0 | 0 | -0.13 | -0.12 | 0 |  | 0.4 | 0.34 | 0.23 | 110.2 | 1235.316 | 2.79
D | 4002 | 2022-07-29 | 6 | OFF | 94.86 | 10.18 | 2.4 | 0.1 | 0.39 | 0 | 0 | -0.11 | -0.13 | -0.12 | 0 |  | 0.4 | 0.34 | 0.23 | 108.54 | 1285.476 | 2.89
D | 4002 | 2022-07-29 | 7 | OFF | 120.39 | 10.18 | 2.4 | 0.1 | 1.44 | 0 | 0 | 0.06 | -0.02 | -0.12 | 0 |  | 0.4 | 0.34 | 0.23 | 135.4 | 1377.344 | 3.94
D | 4002 | 2022-07-29 | 8 | ON | 100.85 | 10.18 | 2.4 | 0.1 | 0.6 | 2.29 | 0.29 | -0.01 | -0.3 | -0.12 | 0 |  | 0.4 | 0.34 | 0.23 | 117.25 | 1499.933 | 5.68
D | 4002 | 2022-07-29 | 9 | ON | 103.19 | 10.18 | 2.4 | 0.1 | 0.54 | 2.16 | 0.52 | 0.01 | -0.4 | -0.12 | 0 |  | 0.4 | 0.34 | 0.23 | 119.55 | 1598.96 | 5.72
D | 4002 | 2022-07-29 | 10 | ON | 102.5 | 10.18 | 2.4 | 0.1 | 0.2 | 2.07 | 0.47 | 0.04 | -0.38 | -0.12 | 0 |  | 0.4 | 0.34 | 0.23 | 118.43 | 1678.952 | 5.24
D | 4002 | 2022-07-29 | 11 | ON | 83.36 | 10.18 | 2.4 | 0.1 | 0.07 | 2 | 0.02 | 0.04 | -0.37 | -0.12 | 0 |  | 0.4 | 0.34 | 0.23 | 98.65 | 1753.698 | 4.59
D | 4002 | 2022-07-29 | 12 | ON | 86.63 | 10.18 | 2.4 | 0.1 | 0.06 | 1.91 | 0 | 0.06 | -0.46 | -0.12 | 0 |  | 0.4 | 0.34 | 0.23 | 101.73 | 1832.256 | 4.47
D | 4002 | 2022-07-29 | 13 | ON | 88.83 | 10.18 | 2.4 | 0.1 | 0.12 | 1.86 | 0 | 0 | -0.45 | -0.12 | 0 |  | 0.4 | 0.34 | 0.23 | 103.89 | 1871.685 | 4.48
D | 4002 | 2022-07-29 | 14 | ON | 101.31 | 10.18 | 2.4 | 0.1 | 0.29 | 1.82 | 0.17 | -0.02 | -0.53 | -0.12 | 0 |  | 0.4 | 0.34 | 0.23 | 116.57 | 1909.335 | 4.78
D | 4002 | 2022-07-29 | 15 | ON | 104.54 | 10.18 | 2.4 | 0.1 | 0.18 | 1.79 | 0.04 | 0 | -0.59 | -0.12 | 0 |  | 0.4 | 0.34 | 0.23 | 119.49 | 1942.002 | 4.51
D | 4002 | 2022-07-29 | 16 | ON | 97.18 | 10.18 | 2.4 | 0.1 | 0.17 | 1.75 | 0.01 | -0.05 | -0.55 | -0.12 | 0 |  | 0.4 | 0.34 | 0.23 | 112.04 | 1962.648 | 4.43
D | 4002 | 2022-07-29 | 17 | ON | 117.84 | 10.18 | 2.4 | 0.1 | 0.26 | 1.72 | 0.05 | -0.06 | -0.59 | -0.12 | 0 |  | 0.4 | 0.34 | 0.23 | 132.75 | 1988.621 | 4.53
D | 4002 | 2022-07-29 | 18 | ON | 103.12 | 10.18 | 2.4 | 0.1 | 0.14 | 1.71 | 0.05 | -0.13 | -0.67 | -0.12 | 0 |  | 0.4 | 0.34 | 0.23 | 117.75 | 2002.68 | 4.4
D | 4002 | 2022-07-29 | 19 | ON | 97.91 | 10.18 | 2.4 | 0.1 | 0.11 | 1.74 | 0.05 | -0.11 | -0.59 | -0.12 | 0 |  | 0.4 | 0.34 | 0.23 | 112.64 | 1969.835 | 4.4
D | 4002 | 2022-07-29 | 20 | ON | 116.35 | 10.18 | 2.4 | 0.1 | 0.34 | 1.8 | 0 | -0.1 | -0.55 | -0.12 | 0 |  | 0.4 | 0.34 | 0.23 | 131.37 | 1879.183 | 4.64
D | 4002 | 2022-07-29 | 21 | ON | 108.55 | 10.18 | 2.4 | 0.1 | 0.17 | 1.85 | 0.15 | -0.03 | -0.51 | -0.12 | 0 |  | 0.4 | 0.34 | 0.23 | 123.71 | 1800.667 | 4.67
D | 4002 | 2022-07-29 | 22 | ON | 119.68 | 10.18 | 2.4 | 0.1 | 0.25 | 1.93 | 0.79 | -0.22 | -0.62 | -0.12 | 0 |  | 0.4 | 0.34 | 0.23 | 135.34 | 1701.222 | 5.47
D | 4002 | 2022-07-29 | 23 | ON | 114.33 | 10.18 | 2.4 | 0.1 | 0.38 | 2.08 | 0.39 | -0.14 | -0.62 | -0.12 | 0 |  | 0.4 | 0.34 | 0.23 | 129.95 | 1552.597 | 5.35
D | 4002 | 2022-07-29 | 24 | OFF | 138.38 | 10.18 | 2.4 | 0.1 | 0.87 | 0 | 0.04 | -0.26 | -0.21 | -0.12 | 0 |  | 0.4 | 0.34 | 0.23 | 152.35 | 1413.012 | 3.41
D | 4002 | 2022-07-30 | 1 | OFF | 122.2 | 10.18 | 0.54 | 0.08 | 0.95 | 0 | 0.45 | -0.17 | -0.31 | -0.12 | 0 |  | 0.4 | 0.34 | 0.23 | 134.77 | 1313.453 | 2.02
D | 4002 | 2022-07-30 | 2 | OFF | 112.39 | 10.18 | 0.54 | 0.08 | 0.31 | 0 | 0.14 | -0.08 | -0.26 | -0.12 | 0 |  | 0.4 | 0.34 | 0.23 | 124.15 | 1243.949 | 1.07
D | 4002 | 2022-07-30 | 3 | OFF | 140.71 | 10.18 | 0.54 | 0.08 | 1.08 | 0 | 0.01 | -0.44 | -0.21 | -0.12 | 0 |  | 0.4 | 0.34 | 0.23 | 152.8 | 1201.188 | 1.71
D | 4002 | 2022-07-30 | 4 | OFF | 177.48 | 10.18 | 0.54 | 0.08 | 1.35 | 0 | 0 | -0.06 | 0.01 | -0.12 | 0 |  | 0.4 | 0.34 | 0.23 | 190.43 | 1173.956 | 1.97
D | 4002 | 2022-07-30 | 5 | OFF | 118.13 | 10.18 | 0.54 | 0.08 | 0.39 | 0 | 0 | -0.1 | -0.16 | -0.12 | 0 |  | 0.4 | 0.34 | 0.23 | 129.91 | 1163.445 | 1.01
D | 4002 | 2022-07-30 | 6 | OFF | 116.21 | 10.18 | 0.54 | 0.08 | 0.48 | 0 | 0 | 0.04 | -0.24 | -0.12 | 0 |  | 0.4 | 0.34 | 0.23 | 128.14 | 1168.888 | 1.1
D | 4002 | 2022-07-30 | 7 | OFF | 101.77 | 10.18 | 0.54 | 0.08 | 0.54 | 0 | 0 | 0 | -0.3 | -0.12 | 0 |  | 0.4 | 0.34 | 0.23 | 113.66 | 1192.252 | 1.16
D | 4002 | 2022-07-30 | 8 | OFF | 93.95 | 10.18 | 0.54 | 0.08 | 0.44 | 0 | 0 | -0.03 | -0.18 | -0.12 | 0 |  | 0.4 | 0.34 | 0.23 | 105.83 | 1272.097 | 1.06
D | 4002 | 2022-07-30 | 9 | OFF | 91.41 | 10.18 | 0.54 | 0.08 | 0.38 | 0 | 0 | 0.1 | -0.28 | -0.12 | 0 |  | 0.4 | 0.34 | 0.23 | 103.26 | 1375.736 | 1
D | 4002 | 2022-07-30 | 10 | OFF | 90.73 | 10.18 | 0.54 | 0.08 | 0.2 | 0 | 0 | 0.04 | -0.23 | -0.12 | 0 |  | 0.4 | 0.34 | 0.23 | 102.39 | 1460.381 | 0.82
D | 4002 | 2022-07-30 | 11 | OFF | 86.07 | 10.18 | 0.54 | 0.08 | 0.22 | 0 | 0.02 | 0.04 | -0.32 | -0.12 | 0 |  | 0.4 | 0.34 | 0.23 | 97.68 | 1519.1 | 0.86
D | 4002 | 2022-07-30 | 12 | OFF | 87.82 | 10.18 | 0.54 | 0.08 | 0.27 | 0 | 0.13 | 0.03 | -0.33 | -0.12 | 0 |  | 0.4 | 0.34 | 0.23 | 99.57 | 1568.109 | 1.02
D | 4002 | 2022-07-30 | 13 | OFF | 80.99 | 10.18 | 0.54 | 0.08 | 0.13 | 0 | 0 | 0.12 | -0.51 | -0.12 | 0 |  | 0.4 | 0.34 | 0.23 | 92.38 | 1586.867 | 0.75
D | 4002 | 2022-07-30 | 14 | OFF | 76.02 | 10.18 | 0.54 | 0.08 | 0.06 | 0 | 0 | 0.01 | -0.54 | -0.12 | 0 |  | 0.4 | 0.34 | 0.23 | 87.2 | 1590.161 | 0.68
D | 4002 | 2022-07-30 | 15 | OFF | 80.23 | 10.18 | 0.54 | 0.08 | 0.05 | 0 | 0 | -0.07 | -0.61 | -0.12 | 0 |  | 0.4 | 0.34 | 0.23 | 91.25 | 1598.076 | 0.67
D | 4002 | 2022-07-30 | 16 | OFF | 85.07 | 10.18 | 0.54 | 0.08 | 0.05 | 0 | 0.01 | -0.07 | -0.65 | -0.12 | 0 |  | 0.4 | 0.34 | 0.23 | 96.06 | 1622.413 | 0.68
D | 4002 | 2022-07-30 | 17 | OFF | 104.29 | 10.18 | 0.54 | 0.08 | 0.05 | 0 | 0 | 0.04 | -0.73 | -0.12 | 0 |  | 0.4 | 0.34 | 0.23 | 115.3 | 1658.51 | 0.67
D | 4002 | 2022-07-30 | 18 | OFF | 106.27 | 10.18 | 0.54 | 0.08 | 0.09 | 0 | 0 | -0.03 | -0.71 | -0.12 | 0 |  | 0.4 | 0.34 | 0.23 | 117.27 | 1688.248 | 0.71
D | 4002 | 2022-07-30 | 19 | OFF | 111.33 | 10.18 | 0.54 | 0.08 | 0.07 | 0 | 0 | -0.02 | -0.74 | -0.12 | 0 |  | 0.4 | 0.34 | 0.23 | 122.29 | 1675.727 | 0.69
D | 4002 | 2022-07-30 | 20 | OFF | 104.18 | 10.18 | 0.54 | 0.08 | 0.07 | 0 | 0 | -0.05 | -0.71 | -0.12 | 0 |  | 0.4 | 0.34 | 0.23 | 115.14 | 1613.186 | 0.69
D | 4002 | 2022-07-30 | 21 | OFF | 80.42 | 10.18 | 0.54 | 0.08 | 0.2 | 0 | 0 | -0.01 | -0.65 | -0.12 | 0 |  | 0.4 | 0.34 | 0.23 | 91.61 | 1563.007 | 0.82
D | 4002 | 2022-07-30 | 22 | OFF | 84.84 | 10.18 | 0.54 | 0.08 | 0.39 | 0 | 0 | 0.03 | -0.5 | -0.12 | 0 |  | 0.4 | 0.34 | 0.23 | 96.41 | 1483.083 | 1.01
D | 4002 | 2022-07-30 | 23 | OFF | 98.22 | 10.18 | 0.54 | 0.08 | 0.73 | 0 | 0 | -0.02 | -0.15 | -0.12 | 0 |  | 0.4 | 0.34 | 0.23 | 110.43 | 1368.838 | 1.35
D | 4002 | 2022-07-30 | 24 | OFF | 69.65 | 10.18 | 0.54 | 0.08 | 0.21 | 0 | 0 | -0.12 | -0.18 | -0.12 | 0 |  | 0.4 | 0.34 | 0.23 | 81.21 | 1250.682 | 0.83
D | 4002 | 2022-07-31 | 1 | OFF | 61.75 | 10.18 | 0.43 | 0.02 | 0.17 | 0 | 0 | -0.11 | -0.34 | -0.12 | 0 |  | 0.4 | 0.34 | 0.23 | 72.95 | 1156.924 | 0.62
D | 4002 | 2022-07-31 | 2 | OFF | 60.9 | 10.18 | 0.43 | 0.02 | 0.09 | 0 | 0 | -0.1 | -0.33 | -0.12 | 0 |  | 0.4 | 0.34 | 0.23 | 72.04 | 1092.09 | 0.54
D | 4002 | 2022-07-31 | 3 | OFF | 59.52 | 10.18 | 0.43 | 0.02 | 0.05 | 0 | 0 | -0.1 | -0.33 | -0.12 | 0 |  | 0.4 | 0.34 | 0.23 | 70.62 | 1047.837 | 0.5
D | 4002 | 2022-07-31 | 4 | OFF | 58.61 | 10.18 | 0.43 | 0.02 | 0.05 | 0 | 0 | -0.03 | -0.37 | -0.12 | 0 |  | 0.4 | 0.34 | 0.23 | 69.74 | 1020.449 | 0.5
D | 4002 | 2022-07-31 | 5 | OFF | 59.17 | 10.18 | 0.43 | 0.02 | 0.07 | 0 | 0 | -0.15 | -0.29 | -0.12 | 0 |  | 0.4 | 0.34 | 0.23 | 70.28 | 1009.72 | 0.52
D | 4002 | 2022-07-31 | 6 | OFF | 58.01 | 10.18 | 0.43 | 0.02 | 0.06 | 0 | 0 | -0.09 | -0.33 | -0.12 | 0 |  | 0.4 | 0.34 | 0.23 | 69.13 | 1014.249 | 0.51
D | 4002 | 2022-07-31 | 7 | OFF | 55.28 | 10.18 | 0.43 | 0.02 | 0.24 | 0 | 0 | -0.13 | -0.3 | -0.12 | 0 |  | 0.4 | 0.34 | 0.23 | 66.57 | 1040.493 | 0.69
D | 4002 | 2022-07-31 | 8 | OFF | 53.28 | 10.18 | 0.43 | 0.02 | 0.17 | 0 | 0 | -0.1 | -0.27 | -0.12 | 0 |  | 0.4 | 0.34 | 0.23 | 64.56 | 1122.891 | 0.62
D | 4002 | 2022-07-31 | 9 | OFF | 53.47 | 10.18 | 0.43 | 0.02 | 0.21 | 0 | 0 | -0.03 | -0.33 | -0.12 | 0 |  | 0.4 | 0.34 | 0.23 | 64.8 | 1228.663 | 0.66
D | 4002 | 2022-07-31 | 10 | OFF | -11.97 | 10.18 | 0.43 | 0.02 | 0.41 | 0 | 0 | 0 | -0.55 | -0.12 | 0 |  | 0.4 | 0.34 | 0.23 | -0.63 | 1324.014 | 0.86
D | 4002 | 2022-07-31 | 11 | OFF | 51 | 10.18 | 0.43 | 0.02 | 0.13 | 0 | 0 | -0.05 | -0.29 | -0.12 | 0 |  | 0.4 | 0.34 | 0.23 | 62.27 | 1399.233 | 0.58
D | 4002 | 2022-07-31 | 12 | OFF | 58.76 | 10.18 | 0.43 | 0.02 | 0.03 | 0 | 0 | -0.04 | -0.49 | -0.12 | 0 |  | 0.4 | 0.34 | 0.23 | 69.74 | 1467.24 | 0.48
D | 4002 | 2022-07-31 | 13 | OFF | 60.8 | 10.18 | 0.43 | 0.02 | 0.05 | 0 | 0 | -0.07 | -0.51 | -0.12 | 0 |  | 0.4 | 0.34 | 0.23 | 71.75 | 1532.508 | 0.5
D | 4002 | 2022-07-31 | 14 | OFF | 62.47 | 10.18 | 0.43 | 0.02 | 0.05 | 0 | 0 | 0.02 | -0.45 | -0.12 | 0 |  | 0.4 | 0.34 | 0.23 | 73.57 | 1585.991 | 0.5
D | 4002 | 2022-07-31 | 15 | OFF | 66.78 | 10.18 | 0.43 | 0.02 | 0.08 | 0 | 0 | -0.04 | -0.46 | -0.12 | 0 |  | 0.4 | 0.34 | 0.23 | 77.84 | 1642.009 | 0.53
D | 4002 | 2022-07-31 | 16 | OFF | 71.47 | 10.18 | 0.43 | 0.02 | 0.07 | 0 | 0 | -0.02 | -0.44 | -0.12 | 0 |  | 0.4 | 0.34 | 0.23 | 82.56 | 1699.419 | 0.52
D | 4002 | 2022-07-31 | 17 | OFF | 70.33 | 10.18 | 0.43 | 0.02 | 0.07 | 0 | 0 | 0.05 | -0.47 | -0.12 | 0 |  | 0.4 | 0.34 | 0.23 | 81.46 | 1758.1 | 0.52
D | 4002 | 2022-07-31 | 18 | OFF | 76.08 | 10.18 | 0.43 | 0.02 | 0.08 | 0 | 0 | 0 | -0.55 | -0.12 | 0 |  | 0.4 | 0.34 | 0.23 | 87.09 | 1806.285 | 0.53
D | 4002 | 2022-07-31 | 19 | OFF | 73.24 | 10.18 | 0.43 | 0.02 | 0.05 | 0 | 0 | -0.03 | -0.6 | -0.12 | 0 |  | 0.4 | 0.34 | 0.23 | 84.14 | 1787.639 | 0.5
D | 4002 | 2022-07-31 | 20 | OFF | 75.74 | 10.18 | 0.43 | 0.02 | 0.19 | 0 | 0 | -0.02 | -0.55 | -0.12 | 0 |  | 0.4 | 0.34 | 0.23 | 86.84 | 1737.486 | 0.64
D | 4002 | 2022-07-31 | 21 | OFF | 71.84 | 10.18 | 0.43 | 0.02 | 0.11 | 0 | 0 | -0.05 | -0.58 | -0.12 | 0 |  | 0.4 | 0.34 | 0.23 | 82.8 | 1694.852 | 0.56
D | 4002 | 2022-07-31 | 22 | OFF | 84.58 | 10.18 | 0.43 | 0.02 | 0.17 | 0 | 0 | -0.03 | -0.25 | -0.12 | 0 |  | 0.4 | 0.34 | 0.23 | 95.95 | 1599.811 | 0.62
D | 4002 | 2022-07-31 | 23 | OFF | 74.28 | 10.18 | 0.43 | 0.02 | 0.2 | 0 | 0.05 | -0.08 | -0.36 | -0.12 | 0 |  | 0.4 | 0.34 | 0.23 | 85.57 | 1462.765 | 0.7
D | 4002 | 2022-07-31 | 24 | OFF | 68.36 | 10.18 | 0.43 | 0.02 | 0.44 | 0 | 0.07 | -0.06 | -0.18 | -0.12 | 0 |  | 0.4 | 0.34 | 0.23 | 80.11 | 1339.406 | 0.96
T | 744 lines

## whlsecost_hourly_4002_202208
C | Hourly Wholesale Load Cost Report
C | Filename: whlsecost_hourly_4002_202208.csv
C | Report for: 08 2022
C | Report generated: 04/05/2023 13:08:53 EDT
H | Location ID | Local Date | Local Hour | OnOffPeak | RTLMP | Capacity | First Contingency | Second Contingency | Regulation | Forward Reserves | Real-Time Reserves | Inadvertent | Marginal Loss Rev Fund | Auction Rev Rights | Real-Time Demand Reduction Cost | Price Responsive Demand Cost | ISO Sched 2 | ISO Sched 3 | NEPOOL Exp | Total Cost | RTLO | Total Ancillary & NCPC
H | Number | Date | Number | String | Number | Number | Number | Number | Number | Number | Number | Number | Number | Number | Number | Number | Number | Number | Number | Number | Number
D | 4002 | 2022-08-01 | 1 | OFF | 64.37 | 10.01 | 0.25 | 0.02 | 0.1 | 0 | 0 | -0.03 | -0.44 | -0.06 | 0 |  | 0.4 | 0.34 | 0.23 | 75.19 | 1247.463 | 0.37
D | 4002 | 2022-08-01 | 2 | OFF | 60.4 | 10.01 | 0.25 | 0.02 | 0.08 | 0 | 0 | 0.03 | -0.47 | -0.06 | 0 |  | 0.4 | 0.34 | 0.23 | 71.23 | 1187.276 | 0.35
D | 4002 | 2022-08-01 | 3 | OFF | 59.8 | 10.01 | 0.25 | 0.02 | 0.06 | 0 | 0 | -0.02 | -0.34 | -0.06 | 0 |  | 0.4 | 0.34 | 0.23 | 70.69 | 1144.431 | 0.33
D | 4002 | 2022-08-01 | 4 | OFF | 60.77 | 10.01 | 0.25 | 0.02 | 0.04 | 0 | 0 | 0 | -0.35 | -0.06 | 0 |  | 0.4 | 0.34 | 0.23 | 71.65 | 1126.616 | 0.31
D | 4002 | 2022-08-01 | 5 | OFF | 62.53 | 10.01 | 0.25 | 0.02 | 0.04 | 0 | 0 | 0.05 | -0.34 | -0.06 | 0 |  | 0.4 | 0.34 | 0.23 | 73.47 | 1149.181 | 0.31
D | 4002 | 2022-08-01 | 6 | OFF | 64.55 | 10.01 | 0.25 | 0.02 | 0.14 | 0 | 0 | 0.06 | -0.38 | -0.06 | 0 |  | 0.4 | 0.34 | 0.23 | 75.56 | 1224.396 | 0.41
D | 4002 | 2022-08-01 | 7 | OFF | 62.19 | 10.01 | 0.25 | 0.02 | 0.15 | 0 | 0 | 0.06 | -0.54 | -0.06 | 0 |  | 0.4 | 0.34 | 0.23 | 73.05 | 1326.734 | 0.42
D | 4002 | 2022-08-01 | 8 | ON | 62.62 | 10.01 | 0.25 | 0.02 | 0.2 | 2.11 | 0 | -0.02 | -0.5 | -0.06 | 0 |  | 0.4 | 0.34 | 0.23 | 75.6 | 1442.607 | 2.58
D | 4002 | 2022-08-01 | 9 | ON | 70.01 | 10.01 | 0.25 | 0.02 | 0.15 | 2.01 | 0 | 0.02 | -0.56 | -0.06 | 0 |  | 0.4 | 0.34 | 0.23 | 82.82 | 1539.759 | 2.43
D | 4002 | 2022-08-01 | 10 | ON | 67.39 | 10.01 | 0.25 | 0.02 | 0.11 | 1.97 | 0 | 0.09 | -0.52 | -0.06 | 0 |  | 0.4 | 0.34 | 0.23 | 80.23 | 1620.014 | 2.35
D | 4002 | 2022-08-01 | 11 | ON | 64.36 | 10.01 | 0.25 | 0.02 | 0.09 | 1.92 | 0 | -0.06 | -0.7 | -0.06 | 0 |  | 0.4 | 0.34 | 0.23 | 76.8 | 1713.042 | 2.28
D | 4002 | 2022-08-01 | 12 | ON | 64.64 | 10.01 | 0.25 | 0.02 | 0.09 | 1.86 | 0 | -0.05 | -0.62 | -0.06 | 0 |  | 0.4 | 0.34 | 0.23 | 77.11 | 1794.392 | 2.22
D | 4002 | 2022-08-01 | 13 | ON | 67.84 | 10.01 | 0.25 | 0.02 | 0.1 | 1.79 | 0 | 0.03 | -0.57 | -0.06 | 0 |  | 0.4 | 0.34 | 0.23 | 80.38 | 1862.341 | 2.16
D | 4002 | 2022-08-01 | 14 | ON | 72.82 | 10.01 | 0.25 | 0.02 | 0.07 | 1.72 | 0 | 0.04 | -0.64 | -0.06 | 0 |  | 0.4 | 0.34 | 0.23 | 85.2 | 1914.997 | 2.06
D | 4002 | 2022-08-01 | 15 | ON | 70.62 | 10.01 | 0.25 | 0.02 | 0.05 | 1.69 | 0 | 0.03 | -0.7 | -0.06 | 0 |  | 0.4 | 0.34 | 0.23 | 82.88 | 1941.756 | 2.01
D | 4002 | 2022-08-01 | 16 | ON | 69.71 | 10.01 | 0.25 | 0.02 | 0.08 | 1.69 | 0 | -0.01 | -0.77 | -0.06 | 0 |  | 0.4 | 0.34 | 0.23 | 81.89 | 1946.694 | 2.04
D | 4002 | 2022-08-01 | 17 | ON | 65.83 | 10.01 | 0.25 | 0.02 | 0.19 | 1.69 | 0 | 0.05 | -0.84 | -0.06 | 0 |  | 0.4 | 0.34 | 0.23 | 78.11 | 1957.083 | 2.15
D | 4002 | 2022-08-01 | 18 | ON | 65.2 | 10.01 | 0.25 | 0.02 | 0.07 | 1.68 | 0 | 0.02 | -0.96 | -0.06 | 0 |  | 0.4 | 0.34 | 0.23 | 77.2 | 1974.42 | 2.02
D | 4002 | 2022-08-01 | 19 | ON | 69 | 10.01 | 0.25 | 0.02 | 0.1 | 1.69 | 0 | 0 | -0.94 | -0.06 | 0 |  | 0.4 | 0.34 | 0.23 | 81.04 | 1970.562 | 2.06
D | 4002 | 2022-08-01 | 20 | ON | 74.94 | 10.01 | 0.25 | 0.02 | 0.09 | 1.73 | 0 | -0.02 | -0.81 | -0.06 | 0 |  | 0.4 | 0.34 | 0.23 | 87.12 | 1901.494 | 2.09
D | 4002 | 2022-08-01 | 21 | ON | 73.86 | 10.01 | 0.25 | 0.02 | 0.1 | 1.78 | 0 | -0.03 | -0.74 | -0.06 | 0 |  | 0.4 | 0.34 | 0.23 | 86.16 | 1827.137 | 2.15
D | 4002 | 2022-08-01 | 22 | ON | 66.09 | 10.01 | 0.25 | 0.02 | 0.07 | 1.87 | 0 | -0.06 | -0.48 | -0.06 | 0 |  | 0.4 | 0.34 | 0.23 | 78.68 | 1708.589 | 2.21
D | 4002 | 2022-08-01 | 23 | ON | 61.14 | 10.01 | 0.25 | 0.02 | 0.21 | 2.03 | 0 | -0.05 | -0.57 | -0.06 | 0 |  | 0.4 | 0.34 | 0.23 | 73.95 | 1550.042 | 2.51
D | 4002 | 2022-08-01 | 24 | OFF | 57.71 | 10.01 | 0.25 | 0.02 | 0.2 | 0 | 0 | -0.04 | -0.46 | -0.06 | 0 |  | 0.4 | 0.34 | 0.23 | 68.6 | 1405.336 | 0.47
D | 4002 | 2022-08-02 | 1 | OFF | 57.42 | 10.01 | 0.35 | 0.05 | 0.11 | 0 | 0 | -0.05 | -0.4 | -0.06 | 0 |  | 0.4 | 0.34 | 0.23 | 68.4 | 1299.459 | 0.51
D | 4002 | 2022-08-02 | 2 | OFF | 57.71 | 10.01 | 0.35 | 0.05 | 0.07 | 0 | 0 | 0 | -0.27 | -0.06 | 0 |  | 0.4 | 0.34 | 0.23 | 68.83 | 1227.802 | 0.47
D | 4002 | 2022-08-02 | 3 | OFF | 56.82 | 10.01 | 0.35 | 0.05 | 0.08 | 0 | 0 | -0.01 | -0.26 | -0.06 | 0 |  | 0.4 | 0.34 | 0.23 | 67.95 | 1180.461 | 0.48
D | 4002 | 2022-08-02 | 4 | OFF | 56.81 | 10.01 | 0.35 | 0.05 | 0.08 | 0 | 0 | -0.03 | -0.25 | -0.06 | 0 |  | 0.4 | 0.34 | 0.23 | 67.93 | 1160.774 | 0.48
D | 4002 | 2022-08-02 | 5 | OFF | 55.94 | 10.01 | 0.35 | 0.05 | 0.05 | 0 | 0 | 0.02 | -0.28 | -0.06 | 0 |  | 0.4 | 0.34 | 0.23 | 67.05 | 1170.671 | 0.45
D | 4002 | 2022-08-02 | 6 | OFF | 55.68 | 10.01 | 0.35 | 0.05 | 0.13 | 0 | 0 | 0.01 | -0.36 | -0.06 | 0 |  | 0.4 | 0.34 | 0.23 | 66.78 | 1233.755 | 0.53
D | 4002 | 2022-08-02 | 7 | OFF | 56.97 | 10.01 | 0.35 | 0.05 | 0.24 | 0 | 0 | 0.01 | -0.57 | -0.06 | 0 |  | 0.4 | 0.34 | 0.23 | 67.97 | 1331.873 | 0.64
D | 4002 | 2022-08-02 | 8 | ON | 59.78 | 10.01 | 0.35 | 0.05 | 0.15 | 2.15 | 0 | -0.02 | -0.62 | -0.06 | 0 |  | 0.4 | 0.34 | 0.23 | 72.76 | 1455.046 | 2.7
D | 4002 | 2022-08-02 | 9 | ON | 62.97 | 10.01 | 0.35 | 0.05 | 0.11 | 2.04 | 0 | 0.01 | -0.53 | -0.06 | 0 |  | 0.4 | 0.34 | 0.23 | 75.92 | 1557.096 | 2.55
D | 4002 | 2022-08-02 | 10 | ON | 60.44 | 10.01 | 0.35 | 0.05 | 0.1 | 1.95 | 0 | -0.04 | -0.56 | -0.06 | 0 |  | 0.4 | 0.34 | 0.23 | 73.21 | 1650.996 | 2.45
D | 4002 | 2022-08-02 | 11 | ON | 62.09 | 10.01 | 0.35 | 0.05 | 0.1 | 1.85 | 0 | -0.06 | -0.55 | -0.06 | 0 |  | 0.4 | 0.34 | 0.23 | 74.75 | 1751.204 | 2.35
D | 4002 | 2022-08-02 | 12 | ON | 62.5 | 10.01 | 0.35 | 0.05 | 0.07 | 1.74 | 0 | -0.03 | -0.61 | -0.06 | 0 |  | 0.4 | 0.34 | 0.23 | 74.99 | 1858.356 | 2.21
D | 4002 | 2022-08-02 | 13 | ON | 76.29 | 10.01 | 0.35 | 0.05 | 0.08 | 1.65 | 0 | -0.14 | -0.31 | -0.06 | 0 |  | 0.4 | 0.34 | 0.23 | 88.89 | 1960.778 | 2.13
D | 4002 | 2022-08-02 | 14 | ON | 108.12 | 10.01 | 0.35 | 0.05 | 0.13 | 1.57 | 0 | 0.41 | -0.47 | -0.06 | 0 |  | 0.4 | 0.34 | 0.23 | 121.08 | 2039.196 | 2.1
D | 4002 | 2022-08-02 | 15 | ON | 114.52 | 10.01 | 0.35 | 0.05 | 0.25 | 1.52 | 0 | 0.01 | -0.53 | -0.06 | 0 |  | 0.4 | 0.34 | 0.23 | 127.09 | 2078.241 | 2.17
D | 4002 | 2022-08-02 | 16 | ON | 98.57 | 10.01 | 0.35 | 0.05 | 0.17 | 1.48 | 0 | -0.06 | -0.54 | -0.06 | 0 |  | 0.4 | 0.34 | 0.23 | 110.94 | 2079.991 | 2.05
D | 4002 | 2022-08-02 | 17 | ON | 114.33 | 10.01 | 0.35 | 0.05 | 0.34 | 1.45 | 0 | -0.04 | -0.73 | -0.06 | 0 |  | 0.4 | 0.34 | 0.23 | 126.67 | 2100.166 | 2.19
D | 4002 | 2022-08-02 | 18 | ON | 135.1 | 10.01 | 0.35 | 0.05 | 0.45 | 1.42 | 0.02 | -0.12 | -0.84 | -0.06 | 0 |  | 0.4 | 0.34 | 0.23 | 147.35 | 2147.828 | 2.29
D | 4002 | 2022-08-02 | 19 | ON | 126.97 | 10.01 | 0.35 | 0.05 | 0.45 | 1.44 | 0 | -0.07 | -0.77 | -0.06 | 0 |  | 0.4 | 0.34 | 0.23 | 139.34 | 2131.432 | 2.29
D | 4002 | 2022-08-02 | 20 | ON | 120.39 | 10.01 | 0.35 | 0.05 | 0.7 | 1.5 | 0 | -0.15 | -0.67 | -0.06 | 0 |  | 0.4 | 0.34 | 0.23 | 133.09 | 2058.498 | 2.6
D | 4002 | 2022-08-02 | 21 | ON | 116.01 | 10.01 | 0.35 | 0.05 | 0.56 | 1.55 | 0 | -0.1 | -0.56 | -0.06 | 0 |  | 0.4 | 0.34 | 0.23 | 128.78 | 1986.882 | 2.51
D | 4002 | 2022-08-02 | 22 | ON | 108.09 | 10.01 | 0.35 | 0.05 | 0.67 | 1.63 | 0.08 | -0.07 | -0.16 | -0.06 | 0 |  | 0.4 | 0.34 | 0.23 | 121.56 | 1853.2 | 2.78
D | 4002 | 2022-08-02 | 23 | ON | 105.04 | 10.01 | 0.35 | 0.05 | 0.48 | 1.78 | 0 | -0.26 | -0.41 | -0.06 | 0 |  | 0.4 | 0.34 | 0.23 | 117.95 | 1678.058 | 2.66
D | 4002 | 2022-08-02 | 24 | OFF | 110.45 | 10.01 | 0.35 | 0.05 | 0.76 | 0 | 0 | -0.03 | -0.03 | -0.06 | 0 |  | 0.4 | 0.34 | 0.23 | 122.47 | 1514.239 | 1.16
D | 4002 | 2022-08-03 | 1 | OFF | 100.45 | 10.01 | 3.01 | 0.53 | 0.37 | 0 | 0 | -0.06 | -0.56 | -0.06 | 0 |  | 0.4 | 0.34 | 0.23 | 114.66 | 1398.795 | 3.91
D | 4002 | 2022-08-03 | 2 | OFF | 81.49 | 10.01 | 3.01 | 0.53 | 0.26 | 0 | 0 | 0.12 | -0.48 | -0.06 | 0 |  | 0.4 | 0.34 | 0.23 | 95.85 | 1317.505 | 3.8
D | 4002 | 2022-08-03 | 3 | OFF | 72.01 | 10.01 | 3.01 | 0.53 | 0.15 | 0 | 0 | 0.14 | -0.32 | -0.06 | 0 |  | 0.4 | 0.34 | 0.23 | 86.44 | 1260.575 | 3.69
D | 4002 | 2022-08-03 | 4 | OFF | 70.85 | 10.01 | 3.01 | 0.53 | 0.18 | 0 | 0 | 0.01 | -0.33 | -0.06 | 0 |  | 0.4 | 0.34 | 0.23 | 85.17 | 1232.081 | 3.72
D | 4002 | 2022-08-03 | 5 | OFF | 67.59 | 10.01 | 3.01 | 0.53 | 0.06 | 0 | 0 | 0.04 | -0.34 | -0.06 | 0 |  | 0.4 | 0.34 | 0.23 | 81.81 | 1238.8 | 3.6
D | 4002 | 2022-08-03 | 6 | OFF | 74.68 | 10.01 | 3.01 | 0.53 | 0.15 | 0 | 0 | 0.03 | -0.34 | -0.06 | 0 |  | 0.4 | 0.34 | 0.23 | 88.98 | 1290.166 | 3.69
D | 4002 | 2022-08-03 | 7 | OFF | 74.96 | 10.01 | 3.01 | 0.53 | 0.24 | 0 | 0 | 0.03 | -0.47 | -0.06 | 0 |  | 0.4 | 0.34 | 0.23 | 89.22 | 1376.877 | 3.78
D | 4002 | 2022-08-03 | 8 | ON | 76.26 | 10.01 | 3.01 | 0.53 | 0.25 | 2.08 | 0 | 0 | -0.63 | -0.06 | 0 |  | 0.4 | 0.34 | 0.23 | 92.42 | 1498.242 | 5.87
D | 4002 | 2022-08-03 | 9 | ON | 101.2 | 10.01 | 3.01 | 0.53 | 0.43 | 1.99 | 0.02 | 0.01 | -0.54 | -0.06 | 0 |  | 0.4 | 0.34 | 0.23 | 117.57 | 1582.183 | 5.98
D | 4002 | 2022-08-03 | 10 | ON | 112.91 | 10.01 | 3.01 | 0.53 | 0.47 | 1.92 | 0.02 | 0.13 | -0.56 | -0.06 | 0 |  | 0.4 | 0.34 | 0.23 | 129.35 | 1645.157 | 5.95
D | 4002 | 2022-08-03 | 11 | ON | 123.93 | 10.01 | 3.01 | 0.53 | 0.61 | 1.85 | 0.01 | 0.15 | -0.58 | -0.06 | 0 |  | 0.4 | 0.34 | 0.23 | 140.43 | 1720.599 | 6.01
D | 4002 | 2022-08-03 | 12 | ON | 78.87 | 10.01 | 3.01 | 0.53 | 0.2 | 1.78 | 0.01 | 0.02 | -0.57 | -0.06 | 0 |  | 0.4 | 0.34 | 0.23 | 94.77 | 1786.86 | 5.53
D | 4002 | 2022-08-03 | 13 | ON | 88.05 | 10.01 | 3.01 | 0.53 | 0.12 | 1.71 | 0.01 | 0.05 | -0.43 | -0.06 | 0 |  | 0.4 | 0.34 | 0.23 | 103.97 | 1854.451 | 5.38
D | 4002 | 2022-08-03 | 14 | ON | 107.6 | 10.01 | 3.01 | 0.53 | 0.17 | 1.64 | 0 | -0.04 | -0.54 | -0.06 | 0 |  | 0.4 | 0.34 | 0.23 | 123.29 | 1927.485 | 5.35
D | 4002 | 2022-08-03 | 15 | ON | 118.59 | 10.01 | 3.01 | 0.53 | 0.22 | 1.6 | 0 | -0.25 | -0.42 | -0.06 | 0 |  | 0.4 | 0.34 | 0.23 | 134.2 | 1978.67 | 5.36
D | 4002 | 2022-08-03 | 16 | ON | 143.68 | 10.01 | 3.01 | 0.53 | 0.25 | 1.55 | 0.16 | 0 | -0.48 | -0.06 | 0 |  | 0.4 | 0.34 | 0.23 | 159.62 | 2024.449 | 5.5
D | 4002 | 2022-08-03 | 17 | ON | 171.68 | 10.01 | 3.01 | 0.53 | 0.36 | 1.5 | 0.33 | -0.17 | -0.59 | -0.06 | 0 |  | 0.4 | 0.34 | 0.23 | 187.57 | 2068.061 | 5.73
D | 4002 | 2022-08-03 | 18 | ON | 265.53 | 10.01 | 3.01 | 0.53 | 0.99 | 1.33 | 1.04 | -0.38 | -0.48 | -0.06 | 0 |  | 0.4 | 0.34 | 0.23 | 282.49 | 2098.549 | 6.9
D | 4002 | 2022-08-03 | 19 | ON | 340.92 | 10.01 | 3.01 | 0.53 | 2.31 | 1.47 | 5.69 | 0.25 | -1.43 | -0.06 | 0 |  | 0.4 | 0.34 | 0.23 | 363.67 | 2071.047 | 13.01
D | 4002 | 2022-08-03 | 20 | ON | 238.75 | 10.01 | 3.01 | 0.53 | 1.6 | 1.46 | 0 | -0.07 | -0.61 | -0.06 | 0 |  | 0.4 | 0.34 | 0.23 | 255.59 | 1974.604 | 6.6
D | 4002 | 2022-08-03 | 21 | ON | 184.67 | 10.01 | 3.01 | 0.53 | 0.4 | 1.48 | 0.02 | 0.09 | -0.76 | -0.06 | 0 |  | 0.4 | 0.34 | 0.23 | 200.36 | 1894.647 | 5.44
D | 4002 | 2022-08-03 | 22 | ON | 103.7 | 10.01 | 3.01 | 0.53 | 0.23 | 1.51 | 0.03 | 0.03 | -0.45 | -0.06 | 0 |  | 0.4 | 0.34 | 0.23 | 119.51 | 1775.01 | 5.31
D | 4002 | 2022-08-03 | 23 | ON | 93.12 | 10.01 | 3.01 | 0.53 | 0.48 | 1.65 | 0 | -0.06 | -0.26 | -0.06 | 0 |  | 0.4 | 0.34 | 0.23 | 109.39 | 1607.886 | 5.67
D | 4002 | 2022-08-03 | 24 | OFF | 73.36 | 10.01 | 3.01 | 0.53 | 0.65 | 0 | 0 | 0.06 | -0.37 | -0.06 | 0 |  | 0.4 | 0.34 | 0.23 | 88.16 | 1458.043 | 4.19
D | 4002 | 2022-08-04 | 1 | OFF | 83.45 | 10.01 | 4.02 | 0.22 | 0.26 | 0 | 0 | -0.08 | -0.33 | -0.06 | 0 |  | 0.4 | 0.34 | 0.23 | 98.46 | 1352.583 | 4.5
D | 4002 | 2022-08-04 | 2 | OFF | 73.24 | 10.01 | 4.02 | 0.22 | 0.26 | 0 | 0 | 0 | -0.26 | -0.06 | 0 |  | 0.4 | 0.34 | 0.23 | 88.4 | 1283.104 | 4.5
D | 4002 | 2022-08-04 | 3 | OFF | 66.09 | 10.01 | 4.02 | 0.22 | 0.09 | 0 | 0 | -0.05 | -0.27 | -0.06 | 0 |  | 0.4 | 0.34 | 0.23 | 81.02 | 1244.386 | 4.33
D | 4002 | 2022-08-04 | 4 | OFF | 64.21 | 10.01 | 4.02 | 0.22 | 0.05 | 0 | 0 | -0.03 | -0.25 | -0.06 | 0 |  | 0.4 | 0.34 | 0.23 | 79.14 | 1220.697 | 4.29
D | 4002 | 2022-08-04 | 5 | OFF | 64.25 | 10.01 | 4.02 | 0.22 | 0.05 | 0 | 0 | 0.03 | -0.25 | -0.06 | 0 |  | 0.4 | 0.34 | 0.23 | 79.24 | 1227.38 | 4.29
D | 4002 | 2022-08-04 | 6 | OFF | 65.18 | 10.01 | 4.02 | 0.22 | 0.12 | 0 | 0 | -0.01 | -0.4 | -0.06 | 0 |  | 0.4 | 0.34 | 0.23 | 80.05 | 1275.88 | 4.36
D | 4002 | 2022-08-04 | 7 | OFF | 67.66 | 10.01 | 4.02 | 0.22 | 0.25 | 0 | 0 | 0.17 | -0.41 | -0.06 | 0 |  | 0.4 | 0.34 | 0.23 | 82.83 | 1377.398 | 4.49
D | 4002 | 2022-08-04 | 8 | ON | 62.24 | 10.01 | 4.02 | 0.22 | 0.13 | 1.91 | 0 | 0.07 | -0.55 | -0.06 | 0 |  | 0.4 | 0.34 | 0.23 | 78.96 | 1512.77 | 6.28
D | 4002 | 2022-08-04 | 9 | ON | 67.95 | 10.01 | 4.02 | 0.22 | 0.14 | 1.78 | 0 | 0.02 | -0.5 | -0.06 | 0 |  | 0.4 | 0.34 | 0.23 | 84.55 | 1642.531 | 6.16
D | 4002 | 2022-08-04 | 10 | ON | 75.28 | 10.01 | 4.02 | 0.22 | 0.16 | 1.67 | 0 | 0.12 | -0.4 | -0.06 | 0 |  | 0.4 | 0.34 | 0.23 | 91.99 | 1755.934 | 6.07
D | 4002 | 2022-08-04 | 11 | ON | 76.96 | 10.01 | 4.02 | 0.22 | 0.07 | 1.56 | 0 | 0.02 | -0.52 | -0.06 | 0 |  | 0.4 | 0.34 | 0.23 | 93.25 | 1879.158 | 5.87
D | 4002 | 2022-08-04 | 12 | ON | 91.26 | 10.01 | 4.02 | 0.22 | 0.14 | 1.48 | 0 | 0.05 | -0.58 | -0.06 | 0 |  | 0.4 | 0.34 | 0.23 | 107.51 | 2006.182 | 5.86
D | 4002 | 2022-08-04 | 13 | ON | 137.59 | 10.01 | 4.02 | 0.22 | 0.16 | 1.49 | 0 | -0.18 | -0.29 | -0.06 | 0 |  | 0.4 | 0.34 | 0.23 | 153.93 | 2123.286 | 5.89
D | 4002 | 2022-08-04 | 14 | ON | 220.54 | 10.01 | 4.02 | 0.22 | 0.7 | 1.42 | 0.19 | 0.36 | -0.89 | -0.06 | 0 |  | 0.4 | 0.34 | 0.23 | 237.48 | 2220.059 | 6.55
D | 4002 | 2022-08-04 | 15 | ON | 238.62 | 10.01 | 4.02 | 0.22 | 0.76 | 1.38 | 0 | -0.13 | -0.47 | -0.06 | 0 |  | 0.4 | 0.34 | 0.23 | 255.32 | 2297.755 | 6.38
D | 4002 | 2022-08-04 | 16 | ON | 220.53 | 10.01 | 4.02 | 0.22 | 0.89 | 1.35 | 0 | 0.12 | -1.13 | -0.06 | 0 |  | 0.4 | 0.34 | 0.23 | 236.92 | 2359.983 | 6.48
D | 4002 | 2022-08-04 | 17 | ON | 236.57 | 10.01 | 4.02 | 0.22 | 1.32 | 1.34 | 0 | 0.21 | -1.59 | -0.06 | 0 |  | 0.4 | 0.34 | 0.23 | 253.01 | 2379.92 | 6.9
D | 4002 | 2022-08-04 | 18 | ON | 218.59 | 10.01 | 4.02 | 0.22 | 0.72 | 1.32 | 0 | 0.08 | -1.5 | -0.06 | 0 |  | 0.4 | 0.34 | 0.23 | 234.37 | 2406.002 | 6.28
D | 4002 | 2022-08-04 | 19 | ON | 261.27 | 10.01 | 4.02 | 0.22 | 1.43 | 1.34 | 0 | 0.09 | -1.6 | -0.06 | 0 |  | 0.4 | 0.34 | 0.23 | 277.69 | 2378.076 | 7.01
D | 4002 | 2022-08-04 | 20 | ON | 250.64 | 10.01 | 4.02 | 0.22 | 1.13 | 1.38 | 0 | -0.14 | -1.01 | -0.06 | 0 |  | 0.4 | 0.34 | 0.23 | 267.16 | 2288.81 | 6.75
D | 4002 | 2022-08-04 | 21 | ON | 218.28 | 10.01 | 4.02 | 0.22 | 1.28 | 1.43 | 0 | 0.01 | -0.68 | -0.06 | 0 |  | 0.4 | 0.34 | 0.23 | 235.48 | 2190.623 | 6.95
D | 4002 | 2022-08-04 | 22 | ON | 139.07 | 10.01 | 4.02 | 0.22 | 0.67 | 1.51 | 0 | -0.03 | -0.22 | -0.06 | 0 |  | 0.4 | 0.34 | 0.23 | 156.16 | 2034.009 | 6.42
D | 4002 | 2022-08-04 | 23 | ON | 94.42 | 10.01 | 4.02 | 0.22 | 0.35 | 1.64 | 0 | -0.05 | -0.35 | -0.06 | 0 |  | 0.4 | 0.34 | 0.23 | 111.17 | 1847.844 | 6.23
D | 4002 | 2022-08-04 | 24 | OFF | 100.67 | 10.01 | 4.02 | 0.22 | 0.37 | 0 | 0 | -0.13 | -0.6 | -0.06 | 0 |  | 0.4 | 0.34 | 0.23 | 115.47 | 1679.904 | 4.61
D | 4002 | 2022-08-05 | 1 | OFF | 144.06 | 10.01 | 2.86 | 0.09 | 0.55 | 0 | 0 | -0.16 | -0.44 | -0.06 | 0 |  | 0.4 | 0.34 | 0.23 | 157.88 | 1556.176 | 3.5
D | 4002 | 2022-08-05 | 2 | OFF | 189.96 | 10.01 | 2.86 | 0.09 | 0.52 | 0 | 0 | -0.03 | -0.47 | -0.06 | 0 |  | 0.4 | 0.34 | 0.23 | 203.85 | 1479.904 | 3.47
D | 4002 | 2022-08-05 | 3 | OFF | 139.75 | 10.01 | 2.86 | 0.09 | 0.55 | 0 | 0 | 0.07 | -0.37 | -0.06 | 0 |  | 0.4 | 0.34 | 0.23 | 153.87 | 1422.369 | 3.5
D | 4002 | 2022-08-05 | 4 | OFF | 117.8 | 10.01 | 2.86 | 0.09 | 0.38 | 0 | 0 | 0.13 | -0.23 | -0.06 | 0 |  | 0.4 | 0.34 | 0.23 | 131.95 | 1370.552 | 3.33
D | 4002 | 2022-08-05 | 5 | OFF | 115.16 | 10.01 | 2.86 | 0.09 | 0.22 | 0 | 0 | 0.05 | -0.35 | -0.06 | 0 |  | 0.4 | 0.34 | 0.23 | 128.95 | 1372.912 | 3.17
D | 4002 | 2022-08-05 | 6 | OFF | 147.46 | 10.01 | 2.86 | 0.09 | 1.21 | 0 | 0 | 0.04 | -0.34 | -0.06 | 0 |  | 0.4 | 0.34 | 0.23 | 162.24 | 1421.088 | 4.16
D | 4002 | 2022-08-05 | 7 | OFF | 117.89 | 10.01 | 2.86 | 0.09 | 1.11 | 0 | 0 | 0.02 | -0.53 | -0.06 | 0 |  | 0.4 | 0.34 | 0.23 | 132.36 | 1508.06 | 4.06
D | 4002 | 2022-08-05 | 8 | ON | 102.64 | 10.01 | 2.86 | 0.09 | 0.58 | 1.86 | 0 | 0.13 | -0.68 | -0.06 | 0 |  | 0.4 | 0.34 | 0.23 | 118.4 | 1642.077 | 5.39
D | 4002 | 2022-08-05 | 9 | ON | 88.39 | 10.01 | 2.86 | 0.09 | 0.09 | 1.76 | 0 | 0.1 | -0.43 | -0.06 | 0 |  | 0.4 | 0.34 | 0.23 | 103.78 | 1765.28 | 4.8
D | 4002 | 2022-08-05 | 10 | ON | 90.73 | 10.01 | 2.86 | 0.09 | 0.12 | 1.68 | 0 | 0.12 | -0.51 | -0.06 | 0 |  | 0.4 | 0.34 | 0.23 | 106.01 | 1865.674 | 4.75
D | 4002 | 2022-08-05 | 11 | ON | 87.33 | 10.01 | 2.86 | 0.09 | 0.14 | 1.61 | 0 | -0.02 | -0.58 | -0.06 | 0 |  | 0.4 | 0.34 | 0.23 | 102.35 | 1964.165 | 4.7
D | 4002 | 2022-08-05 | 12 | ON | 101.9 | 10.01 | 2.86 | 0.09 | 0.8 | 1.54 | 0 | -0.03 | -0.56 | -0.06 | 0 |  | 0.4 | 0.34 | 0.23 | 117.52 | 2047.153 | 5.29
D | 4002 | 2022-08-05 | 13 | ON | 122.32 | 10.01 | 2.86 | 0.09 | 0.43 | 1.49 | 0 | -0.08 | -0.68 | -0.06 | 0 |  | 0.4 | 0.34 | 0.23 | 137.35 | 2101.097 | 4.87
D | 4002 | 2022-08-05 | 14 | ON | 144.66 | 10.01 | 2.86 | 0.09 | 0.31 | 1.44 | 0 | -0.07 | -0.88 | -0.06 | 0 |  | 0.4 | 0.34 | 0.23 | 159.33 | 2153.388 | 4.7
D | 4002 | 2022-08-05 | 15 | ON | 131.26 | 10.01 | 2.86 | 0.09 | 2.07 | 1.41 | 0 | -0.09 | -0.94 | -0.06 | 0 |  | 0.4 | 0.34 | 0.23 | 147.58 | 2131.947 | 6.43
D | 4002 | 2022-08-05 | 16 | ON | 144.38 | 10.01 | 2.86 | 0.09 | 0.68 | 1.39 | 0 | 0.01 | -1.01 | -0.06 | 0 |  | 0.4 | 0.34 | 0.23 | 159.32 | 2128.07 | 5.02
D | 4002 | 2022-08-05 | 17 | ON | 171.03 | 10.01 | 2.86 | 0.09 | 0.6 | 1.41 | 0 | -0.13 | -1.02 | -0.06 | 0 |  | 0.4 | 0.34 | 0.23 | 185.76 | 2149.187 | 4.96
D | 4002 | 2022-08-05 | 18 | ON | 129.36 | 10.01 | 2.86 | 0.09 | 0.35 | 1.43 | 0 | -0.04 | -1.1 | -0.06 | 0 |  | 0.4 | 0.34 | 0.23 | 143.87 | 2163.183 | 4.73
D | 4002 | 2022-08-05 | 19 | ON | 131.28 | 10.01 | 2.86 | 0.09 | 0.41 | 1.46 | 0 | -0.1 | -0.88 | -0.06 | 0 |  | 0.4 | 0.34 | 0.23 | 146.04 | 2149.467 | 4.82
D | 4002 | 2022-08-05 | 20 | ON | 135.95 | 10.01 | 2.86 | 0.09 | 0.36 | 1.5 | 0 | -0.05 | -0.84 | -0.06 | 0 |  | 0.4 | 0.34 | 0.23 | 150.79 | 2075.325 | 4.81
D | 4002 | 2022-08-05 | 21 | ON | 133.14 | 10.01 | 2.86 | 0.09 | 0.43 | 1.54 | 0 | -0.12 | -0.64 | -0.06 | 0 |  | 0.4 | 0.34 | 0.23 | 148.22 | 2010.492 | 4.92
D | 4002 | 2022-08-05 | 22 | ON | 114.92 | 10.01 | 2.86 | 0.09 | 0.49 | 1.62 | 0 | -0.15 | -0.58 | -0.06 | 0 |  | 0.4 | 0.34 | 0.23 | 130.17 | 1895.818 | 5.06
D | 4002 | 2022-08-05 | 23 | ON | 102.28 | 10.01 | 2.86 | 0.09 | 0.38 | 1.74 | 0 | -0.08 | -0.3 | -0.06 | 0 |  | 0.4 | 0.34 | 0.23 | 117.89 | 1743.285 | 5.07
D | 4002 | 2022-08-05 | 24 | OFF | 87.02 | 10.01 | 2.86 | 0.09 | 0.32 | 0 | 0 | -0.05 | -0.44 | -0.06 | 0 |  | 0.4 | 0.34 | 0.23 | 100.72 | 1592.679 | 3.27
D | 4002 | 2022-08-06 | 1 | OFF | 89.57 | 10.01 | 1.95 | 0.22 | 0.21 | 0 | 0 | -0.11 | -0.34 | -0.06 | 0 |  | 0.4 | 0.34 | 0.23 | 102.42 | 1476.707 | 2.38
D | 4002 | 2022-08-06 | 2 | OFF | 89.69 | 10.01 | 1.95 | 0.22 | 0.16 | 0 | 0 | -0.14 | -0.44 | -0.06 | 0 |  | 0.4 | 0.34 | 0.23 | 102.36 | 1416.728 | 2.33
D | 4002 | 2022-08-06 | 3 | OFF | 91.66 | 10.01 | 1.95 | 0.22 | 0.21 | 0 | 0 | -0.08 | -0.4 | -0.06 | 0 |  | 0.4 | 0.34 | 0.23 | 104.48 | 1362.209 | 2.38
D | 4002 | 2022-08-06 | 4 | OFF | 83.72 | 10.01 | 1.95 | 0.22 | 0.12 | 0 | 0 | -0.09 | -0.39 | -0.06 | 0 |  | 0.4 | 0.34 | 0.23 | 96.45 | 1325.304 | 2.29
D | 4002 | 2022-08-06 | 5 | OFF | 77.46 | 10.01 | 1.95 | 0.22 | 0.07 | 0 | 0 | -0.07 | -0.35 | -0.06 | 0 |  | 0.4 | 0.34 | 0.23 | 90.2 | 1311.023 | 2.24
D | 4002 | 2022-08-06 | 6 | OFF | 80.4 | 10.01 | 1.95 | 0.22 | 0 | 0 | 0 | -0.04 | -0.36 | -0.06 | 0 |  | 0.4 | 0.34 | 0.23 | 93.09 | 1319.517 | 2.17
D | 4002 | 2022-08-06 | 7 | OFF | 77.47 | 10.01 | 1.95 | 0.22 | 0.19 | 0 | 0 | -0.07 | -0.34 | -0.06 | 0 |  | 0.4 | 0.34 | 0.23 | 90.34 | 1366.124 | 2.36
D | 4002 | 2022-08-06 | 8 | OFF | 75.9 | 10.01 | 1.95 | 0.22 | 0.22 | 0 | 0 | 0.03 | -0.39 | -0.06 | 0 |  | 0.4 | 0.34 | 0.23 | 88.85 | 1470.878 | 2.39
D | 4002 | 2022-08-06 | 9 | OFF | 80.69 | 10.01 | 1.95 | 0.22 | 0.16 | 0 | 0 | -0.03 | -0.3 | -0.06 | 0 |  | 0.4 | 0.34 | 0.23 | 93.61 | 1613.828 | 2.33
D | 4002 | 2022-08-06 | 10 | OFF | 85.47 | 10.01 | 1.95 | 0.22 | 0.07 | 0 | 0 | 0.07 | -0.36 | -0.06 | 0 |  | 0.4 | 0.34 | 0.23 | 98.34 | 1756.862 | 2.24
D | 4002 | 2022-08-06 | 11 | OFF | 84.39 | 10.01 | 1.95 | 0.22 | 0.08 | 0 | 0.01 | -0.03 | -0.34 | -0.06 | 0 |  | 0.4 | 0.34 | 0.23 | 97.2 | 1895.922 | 2.26
D | 4002 | 2022-08-06 | 12 | OFF | 110.8 | 10.01 | 1.95 | 0.22 | 0.18 | 0 | 0.15 | -0.01 | -0.46 | -0.06 | 0 |  | 0.4 | 0.34 | 0.23 | 123.75 | 2012.157 | 2.5
D | 4002 | 2022-08-06 | 13 | OFF | 117.9 | 10.01 | 1.95 | 0.22 | 0.25 | 0 | 0 | -0.07 | -0.64 | -0.06 | 0 |  | 0.4 | 0.34 | 0.23 | 130.53 | 2077.926 | 2.42
D | 4002 | 2022-08-06 | 14 | OFF | 133.2 | 10.01 | 1.95 | 0.22 | 0.3 | 0 | 0.01 | -0.25 | -0.56 | -0.06 | 0 |  | 0.4 | 0.34 | 0.23 | 145.79 | 2099.505 | 2.48
D | 4002 | 2022-08-06 | 15 | OFF | 155.18 | 10.01 | 1.95 | 0.22 | 0.25 | 0 | 0.15 | -0.05 | -0.66 | -0.06 | 0 |  | 0.4 | 0.34 | 0.23 | 167.96 | 2111.437 | 2.57
D | 4002 | 2022-08-06 | 16 | OFF | 132.94 | 10.01 | 1.95 | 0.22 | 0.3 | 0 | 0 | -0.11 | -0.67 | -0.06 | 0 |  | 0.4 | 0.34 | 0.23 | 145.55 | 2135.501 | 2.47
D | 4002 | 2022-08-06 | 17 | OFF | 162.71 | 10.01 | 1.95 | 0.22 | 0.4 | 0 | 0.15 | -0.22 | -0.51 | -0.06 | 0 |  | 0.4 | 0.34 | 0.23 | 175.62 | 2164.345 | 2.72
D | 4002 | 2022-08-06 | 18 | OFF | 252.07 | 10.01 | 1.95 | 0.22 | 0.9 | 0 | 6.6 | -0.19 | -0.42 | -0.06 | 0 |  | 0.4 | 0.34 | 0.23 | 272.05 | 2154.382 | 9.67
D | 4002 | 2022-08-06 | 19 | OFF | 248.77 | 10.01 | 1.95 | 0.22 | 1.49 | 0 | 2.43 | 0.19 | -0.87 | -0.06 | 0 |  | 0.4 | 0.34 | 0.23 | 265.1 | 2129.923 | 6.09
D | 4002 | 2022-08-06 | 20 | OFF | 210.66 | 10.01 | 1.95 | 0.22 | 1.49 | 0 | 0 | 0.05 | -0.55 | -0.06 | 0 |  | 0.4 | 0.34 | 0.23 | 224.74 | 2071.337 | 3.66
D | 4002 | 2022-08-06 | 21 | OFF | 143.98 | 10.01 | 1.95 | 0.22 | 0.57 | 0 | 0 | -0.14 | -0.61 | -0.06 | 0 |  | 0.4 | 0.34 | 0.23 | 156.89 | 2018.631 | 2.74
D | 4002 | 2022-08-06 | 22 | OFF | 167.12 | 10.01 | 1.95 | 0.22 | 0.55 | 0 | 0 | -0.4 | -0.54 | -0.06 | 0 |  | 0.4 | 0.34 | 0.23 | 179.82 | 1919.138 | 2.72
D | 4002 | 2022-08-06 | 23 | OFF | 139.17 | 10.01 | 1.95 | 0.22 | 0.65 | 0 | 0.28 | -0.24 | -0.45 | -0.06 | 0 |  | 0.4 | 0.34 | 0.23 | 152.5 | 1777.499 | 3.1
D | 4002 | 2022-08-06 | 24 | OFF | 114.82 | 10.01 | 1.95 | 0.22 | 0.8 | 0 | 0.74 | -0.17 | -0.13 | -0.06 | 0 |  | 0.4 | 0.34 | 0.23 | 129.15 | 1642.307 | 3.71
D | 4002 | 2022-08-07 | 1 | OFF | 115.3 | 10.01 | 4.21 | 0.12 | 0.46 | 0 | 0.33 | -0.16 | -0.47 | -0.06 | 0 |  | 0.4 | 0.34 | 0.23 | 130.71 | 1537.278 | 5.12
D | 4002 | 2022-08-07 | 2 | OFF | 111 | 10.01 | 4.21 | 0.12 | 0.22 | 0 | 0 | -0.18 | -0.51 | -0.06 | 0 |  | 0.4 | 0.34 | 0.23 | 125.78 | 1466.091 | 4.55
D | 4002 | 2022-08-07 | 3 | OFF | 134.62 | 10.01 | 4.21 | 0.12 | 0.27 | 0 | 0 | -0.13 | -0.2 | -0.06 | 0 |  | 0.4 | 0.34 | 0.23 | 149.81 | 1413.375 | 4.6
D | 4002 | 2022-08-07 | 4 | OFF | 127.87 | 10.01 | 4.21 | 0.12 | 0.29 | 0 | 0 | -0.01 | -0.17 | -0.06 | 0 |  | 0.4 | 0.34 | 0.23 | 143.23 | 1378.8 | 4.62
D | 4002 | 2022-08-07 | 5 | OFF | 94.44 | 10.01 | 4.21 | 0.12 | 0.2 | 0 | 0 | -0.08 | -0.35 | -0.06 | 0 |  | 0.4 | 0.34 | 0.23 | 109.46 | 1360.215 | 4.53
D | 4002 | 2022-08-07 | 6 | OFF | 94.63 | 10.01 | 4.21 | 0.12 | 0.16 | 0 | 0 | 0.02 | -0.34 | -0.06 | 0 |  | 0.4 | 0.34 | 0.23 | 109.72 | 1357.861 | 4.49
D | 4002 | 2022-08-07 | 7 | OFF | 86.98 | 10.01 | 4.21 | 0.12 | 0.32 | 0 | 0 | 0.06 | -0.41 | -0.06 | 0 |  | 0.4 | 0.34 | 0.23 | 102.2 | 1392.431 | 4.65
D | 4002 | 2022-08-07 | 8 | OFF | 89.66 | 10.01 | 4.21 | 0.12 | 0.4 | 0 | 0 | 0.04 | -0.36 | -0.06 | 0 |  | 0.4 | 0.34 | 0.23 | 104.99 | 1505.933 | 4.73
D | 4002 | 2022-08-07 | 9 | OFF | 112.92 | 10.01 | 4.21 | 0.12 | 0.36 | 0 | 0 | -0.1 | -0.24 | -0.06 | 0 |  | 0.4 | 0.34 | 0.23 | 128.19 | 1658.866 | 4.69
D | 4002 | 2022-08-07 | 10 | OFF | 133.26 | 10.01 | 4.21 | 0.12 | 0.38 | 0 | 0.62 | 0.15 | -0.34 | -0.06 | 0 |  | 0.4 | 0.34 | 0.23 | 149.32 | 1789.117 | 5.33
D | 4002 | 2022-08-07 | 11 | OFF | 116.69 | 10.01 | 4.21 | 0.12 | 0.21 | 0 | 0.5 | 0.04 | -0.58 | -0.06 | 0 |  | 0.4 | 0.34 | 0.23 | 132.11 | 1895.486 | 5.04
D | 4002 | 2022-08-07 | 12 | OFF | 125.36 | 10.01 | 4.21 | 0.12 | 0.49 | 0 | 0.53 | 0.17 | -0.64 | -0.06 | 0 |  | 0.4 | 0.34 | 0.23 | 141.16 | 2010.456 | 5.35
D | 4002 | 2022-08-07 | 13 | OFF | 122.52 | 10.01 | 4.21 | 0.12 | 0.21 | 0 | 0.53 | -0.14 | -0.28 | -0.06 | 0 |  | 0.4 | 0.34 | 0.23 | 138.09 | 2083.336 | 5.07
D | 4002 | 2022-08-07 | 14 | OFF | 138.16 | 10.01 | 4.21 | 0.12 | 0.38 | 0 | 0.62 | -0.04 | -0.59 | -0.06 | 0 |  | 0.4 | 0.34 | 0.23 | 153.78 | 2082.456 | 5.33
D | 4002 | 2022-08-07 | 15 | OFF | 134.47 | 10.01 | 4.21 | 0.12 | 0.35 | 0 | 0.02 | -0.14 | -0.58 | -0.06 | 0 |  | 0.4 | 0.34 | 0.23 | 149.37 | 2060.959 | 4.7
D | 4002 | 2022-08-07 | 16 | OFF | 150.95 | 10.01 | 4.21 | 0.12 | 0.34 | 0 | 0.01 | -0.25 | -0.72 | -0.06 | 0 |  | 0.4 | 0.34 | 0.23 | 165.58 | 2052.649 | 4.68
D | 4002 | 2022-08-07 | 17 | OFF | 171.86 | 10.01 | 4.21 | 0.12 | 0.51 | 0 | 0.19 | 0.14 | -0.54 | -0.06 | 0 |  | 0.4 | 0.34 | 0.23 | 187.41 | 2040.719 | 5.03
D | 4002 | 2022-08-07 | 18 | OFF | 139.78 | 10.01 | 4.21 | 0.12 | 0.46 | 0 | 0 | -0.03 | -0.95 | -0.06 | 0 |  | 0.4 | 0.34 | 0.23 | 154.51 | 2096.534 | 4.79
D | 4002 | 2022-08-07 | 19 | OFF | 171.04 | 10.01 | 4.21 | 0.12 | 0.52 | 0 | 0 | 0 | -0.95 | -0.06 | 0 |  | 0.4 | 0.34 | 0.23 | 185.86 | 2100.67 | 4.85
D | 4002 | 2022-08-07 | 20 | OFF | 138.17 | 10.01 | 4.21 | 0.12 | 0.34 | 0 | 0 | -0.09 | -0.69 | -0.06 | 0 |  | 0.4 | 0.34 | 0.23 | 152.98 | 2054.813 | 4.67
D | 4002 | 2022-08-07 | 21 | OFF | 155.05 | 10.01 | 4.21 | 0.12 | 0.49 | 0 | 0 | 0.03 | -0.64 | -0.06 | 0 |  | 0.4 | 0.34 | 0.23 | 170.18 | 2007.867 | 4.82
D | 4002 | 2022-08-07 | 22 | OFF | 126.01 | 10.01 | 4.21 | 0.12 | 0.42 | 0 | 0 | -0.08 | -0.35 | -0.06 | 0 |  | 0.4 | 0.34 | 0.23 | 141.25 | 1894.455 | 4.75
D | 4002 | 2022-08-07 | 23 | OFF | 123.73 | 10.01 | 4.21 | 0.12 | 0.63 | 0 | 0.02 | 0.04 | -0.42 | -0.06 | 0 |  | 0.4 | 0.34 | 0.23 | 139.25 | 1735.109 | 4.98
D | 4002 | 2022-08-07 | 24 | OFF | 131.68 | 10.01 | 4.21 | 0.12 | 0.9 | 0 | 0.05 | -0.28 | -0.29 | -0.06 | 0 |  | 0.4 | 0.34 | 0.23 | 147.31 | 1597.597 | 5.28
D | 4002 | 2022-08-08 | 1 | OFF | 147.1 | 10.01 | 7.24 | 0.28 | 1.1 | 0 | 0 | 0 | -0.02 | -0.06 | 0 |  | 0.4 | 0.34 | 0.23 | 166.62 | 1506.052 | 8.62
D | 4002 | 2022-08-08 | 2 | OFF | 116.61 | 10.01 | 7.24 | 0.28 | 0.3 | 0 | 0 | -0.13 | -0.46 | -0.06 | 0 |  | 0.4 | 0.34 | 0.23 | 134.76 | 1442.594 | 7.82
D | 4002 | 2022-08-08 | 3 | OFF | 115.7 | 10.01 | 7.24 | 0.28 | 0.17 | 0 | 0 | -0.06 | -0.14 | -0.06 | 0 |  | 0.4 | 0.34 | 0.23 | 134.11 | 1397.92 | 7.69
D | 4002 | 2022-08-08 | 4 | OFF | 89.41 | 10.01 | 7.24 | 0.28 | 0.11 | 0 | 0 | -0.04 | -0.27 | -0.06 | 0 |  | 0.4 | 0.34 | 0.23 | 107.65 | 1361.621 | 7.63
D | 4002 | 2022-08-08 | 5 | OFF | 92.55 | 10.01 | 7.24 | 0.28 | 0.07 | 0 | 0 | 0 | -0.3 | -0.06 | 0 |  | 0.4 | 0.34 | 0.23 | 110.76 | 1368.737 | 7.59
D | 4002 | 2022-08-08 | 6 | OFF | 145.75 | 10.01 | 7.24 | 0.28 | 1.08 | 0 | 0 | -0.09 | -0.22 | -0.06 | 0 |  | 0.4 | 0.34 | 0.23 | 164.96 | 1434.088 | 8.6
D | 4002 | 2022-08-08 | 7 | OFF | 125.37 | 10.01 | 7.24 | 0.28 | 1.56 | 0 | 0 | 0.24 | -0.42 | -0.06 | 0 |  | 0.4 | 0.34 | 0.23 | 145.19 | 1540.251 | 9.08
D | 4002 | 2022-08-08 | 8 | ON | 94.73 | 10.01 | 7.24 | 0.28 | 0.36 | 1.78 | 0 | 0.02 | -0.5 | -0.06 | 0 |  | 0.4 | 0.34 | 0.23 | 114.83 | 1699.936 | 9.66
D | 4002 | 2022-08-08 | 9 | ON | 125.01 | 10.01 | 7.24 | 0.28 | 0.26 | 1.67 | 0.21 | -0.33 | -0.26 | -0.06 | 0 |  | 0.4 | 0.34 | 0.23 | 145 | 1854.696 | 9.66
D | 4002 | 2022-08-08 | 10 | ON | 172.44 | 10.01 | 7.24 | 0.28 | 1.2 | 1.58 | 0.27 | 0.11 | -0.56 | -0.06 | 0 |  | 0.4 | 0.34 | 0.23 | 193.48 | 1988.188 | 10.57
D | 4002 | 2022-08-08 | 11 | ON | 208.76 | 10.01 | 7.24 | 0.28 | 1.08 | 1.5 | 0.83 | -0.25 | -0.63 | -0.06 | 0 |  | 0.4 | 0.34 | 0.23 | 229.73 | 2110.562 | 10.93
D | 4002 | 2022-08-08 | 12 | ON | 252.92 | 10.01 | 7.24 | 0.28 | 0.51 | 1.43 | 0.86 | -0.07 | -0.5 | -0.06 | 0 |  | 0.4 | 0.34 | 0.23 | 273.59 | 2226.496 | 10.32
D | 4002 | 2022-08-08 | 13 | ON | 299.44 | 10.01 | 7.24 | 0.28 | 0.75 | 1.38 | 0.43 | 0.16 | -0.8 | -0.06 | 0 |  | 0.4 | 0.34 | 0.23 | 319.8 | 2318.09 | 10.08
D | 4002 | 2022-08-08 | 14 | ON | 370.24 | 10.01 | 7.24 | 0.28 | 0.32 | 1.35 | 1.39 | 0.47 | -1.27 | -0.06 | 0 |  | 0.4 | 0.34 | 0.23 | 390.94 | 2370.793 | 10.58
D | 4002 | 2022-08-08 | 15 | ON | 252.03 | 10.01 | 7.24 | 0.28 | 0.42 | 1.33 | 0 | 0.15 | -1.12 | -0.06 | 0 |  | 0.4 | 0.34 | 0.23 | 271.25 | 2410.222 | 9.27
D | 4002 | 2022-08-08 | 16 | ON | 168.53 | 10.01 | 7.24 | 0.28 | 0.37 | 1.32 | 0 | -0.12 | -0.89 | -0.06 | 0 |  | 0.4 | 0.34 | 0.23 | 187.65 | 2427.172 | 9.21
D | 4002 | 2022-08-08 | 17 | ON | 261.46 | 10.01 | 7.24 | 0.28 | 0.73 | 1.33 | 0.19 | -0.02 | -0.86 | -0.06 | 0 |  | 0.4 | 0.34 | 0.23 | 281.27 | 2412.104 | 9.77
D | 4002 | 2022-08-08 | 18 | ON | 277.1 | 10.01 | 7.24 | 0.28 | 1.27 | 1.33 | 0.28 | 0.2 | -1.4 | -0.06 | 0 |  | 0.4 | 0.34 | 0.23 | 297.22 | 2417.286 | 10.4
D | 4002 | 2022-08-08 | 19 | ON | 325.86 | 10.01 | 7.24 | 0.28 | 2.66 | 1.34 | 0.54 | -0.12 | -1.41 | -0.06 | 0 |  | 0.4 | 0.34 | 0.23 | 347.31 | 2380.765 | 12.06
D | 4002 | 2022-08-08 | 20 | ON | 293.83 | 10.01 | 7.24 | 0.28 | 1.31 | 1.38 | 0 | -0.2 | -1.09 | -0.06 | 0 |  | 0.4 | 0.34 | 0.23 | 313.67 | 2301.858 | 10.21
D | 4002 | 2022-08-08 | 21 | ON | 279.01 | 10.01 | 7.24 | 0.28 | 0.74 | 1.42 | 0 | 0.1 | -0.94 | -0.06 | 0 |  | 0.4 | 0.34 | 0.23 | 298.77 | 2205.011 | 9.68
D | 4002 | 2022-08-08 | 22 | ON | 216.71 | 10.01 | 7.24 | 0.28 | 0.62 | 1.43 | 0 | -0.16 | -0.23 | -0.06 | 0 |  | 0.4 | 0.34 | 0.23 | 236.81 | 2043.046 | 9.57
D | 4002 | 2022-08-08 | 23 | ON | 139.79 | 10.01 | 7.24 | 0.28 | 1.19 | 1.63 | 0 | -0.14 | 0.1 | -0.06 | 0 |  | 0.4 | 0.34 | 0.23 | 161.01 | 1856.03 | 10.34
D | 4002 | 2022-08-08 | 24 | OFF | 110.62 | 10.01 | 7.24 | 0.28 | 0.6 | 0 | 0 | -0.04 | -0.19 | -0.06 | 0 |  | 0.4 | 0.34 | 0.23 | 129.43 | 1686.766 | 8.12
D | 4002 | 2022-08-09 | 1 | OFF | 105.66 | 10.01 | 1.72 | 0.21 | 0.22 | 0 | 0 | 0.06 | -0.46 | -0.06 | 0 |  | 0.4 | 0.34 | 0.23 | 118.33 | 1577.515 | 2.15
D | 4002 | 2022-08-09 | 2 | OFF | 108.43 | 10.01 | 1.72 | 0.21 | 0.22 | 0 | 0 | -0.05 | -0.65 | -0.06 | 0 |  | 0.4 | 0.34 | 0.23 | 120.8 | 1507.56 | 2.15
D | 4002 | 2022-08-09 | 3 | OFF | 140.28 | 10.01 | 1.72 | 0.21 | 0.34 | 0 | 0 | -0.03 | -0.29 | -0.06 | 0 |  | 0.4 | 0.34 | 0.23 | 153.15 | 1460.982 | 2.27
D | 4002 | 2022-08-09 | 4 | OFF | 128.97 | 10.01 | 1.72 | 0.21 | 0.21 | 0 | 0 | 0.02 | -0.34 | -0.06 | 0 |  | 0.4 | 0.34 | 0.23 | 141.71 | 1440.793 | 2.14
D | 4002 | 2022-08-09 | 5 | OFF | 149.05 | 10.01 | 1.72 | 0.21 | 0.13 | 0 | 0 | -0.05 | -0.36 | -0.06 | 0 |  | 0.4 | 0.34 | 0.23 | 161.62 | 1452.326 | 2.06
D | 4002 | 2022-08-09 | 6 | OFF | 314.53 | 10.01 | 1.72 | 0.21 | 2.38 | 0 | 0 | 0.19 | 0.37 | -0.06 | 0 |  | 0.4 | 0.34 | 0.23 | 330.32 | 1534.458 | 4.31
D | 4002 | 2022-08-09 | 7 | OFF | 240.62 | 10.01 | 1.72 | 0.21 | 3.35 | 0 | 0 | -0.05 | 0.37 | -0.06 | 0 |  | 0.4 | 0.34 | 0.23 | 257.14 | 1639.528 | 5.28
D | 4002 | 2022-08-09 | 8 | ON | 206.14 | 10.01 | 1.72 | 0.21 | 2.08 | 1.72 | 0 | 0.03 | -0.45 | -0.06 | 0 |  | 0.4 | 0.34 | 0.23 | 222.37 | 1768.044 | 5.73
D | 4002 | 2022-08-09 | 9 | ON | 289.81 | 10.01 | 1.72 | 0.21 | 1.68 | 1.61 | 0 | -0.2 | -0.25 | -0.06 | 0 |  | 0.4 | 0.34 | 0.23 | 305.5 | 1889.592 | 5.22
D | 4002 | 2022-08-09 | 10 | ON | 163.9 | 10.01 | 1.72 | 0.21 | 0.84 | 1.55 | 0.03 | 0.12 | -0.85 | -0.06 | 0 |  | 0.4 | 0.34 | 0.23 | 178.44 | 1976.456 | 4.35
D | 4002 | 2022-08-09 | 11 | ON | 131.79 | 10.01 | 1.72 | 0.21 | 0.3 | 1.48 | 0.04 | -0.1 | -0.78 | -0.06 | 0 |  | 0.4 | 0.34 | 0.23 | 145.58 | 2062.344 | 3.75
D | 4002 | 2022-08-09 | 12 | ON | 276.75 | 10.01 | 1.72 | 0.21 | 0.72 | 1.4 | 0.08 | -0.23 | -0.37 | -0.06 | 0 |  | 0.4 | 0.34 | 0.23 | 291.2 | 2172.968 | 4.13
D | 4002 | 2022-08-09 | 13 | ON | 346.11 | 10.01 | 1.72 | 0.21 | 0.77 | 1.35 | 0.34 | -0.39 | -0.93 | -0.06 | 0 |  | 0.4 | 0.34 | 0.23 | 360.1 | 2248.647 | 4.39
D | 4002 | 2022-08-09 | 14 | ON | 288.1 | 10.01 | 1.72 | 0.21 | 0.73 | 1.32 | 0.21 | -0.2 | -1.44 | -0.06 | 0 |  | 0.4 | 0.34 | 0.23 | 301.57 | 2264.151 | 4.19
D | 4002 | 2022-08-09 | 15 | ON | 228.49 | 10.01 | 1.72 | 0.21 | 0.7 | 1.34 | 0.05 | -0.15 | -1.31 | -0.06 | 0 |  | 0.4 | 0.34 | 0.23 | 241.97 | 2211.004 | 4.02
D | 4002 | 2022-08-09 | 16 | ON | 215.04 | 10.01 | 1.72 | 0.21 | 0.51 | 1.36 | 0.19 | -0.52 | -1.37 | -0.06 | 0 |  | 0.4 | 0.34 | 0.23 | 228.06 | 2216.978 | 3.99
D | 4002 | 2022-08-09 | 17 | ON | 207.58 | 10.01 | 1.72 | 0.21 | 0.89 | 1.36 | 0.1 | -0.03 | -1.4 | -0.06 | 0 |  | 0.4 | 0.34 | 0.23 | 221.35 | 2200.912 | 4.28
D | 4002 | 2022-08-09 | 18 | ON | 214.58 | 10.01 | 1.72 | 0.21 | 0.95 | 1.36 | 0.09 | -0.23 | -1.33 | -0.06 | 0 |  | 0.4 | 0.34 | 0.23 | 228.27 | 2197.039 | 4.33
D | 4002 | 2022-08-09 | 19 | ON | 249.01 | 10.01 | 1.72 | 0.21 | 1.48 | 1.39 | 0.36 | -0.07 | -1.18 | -0.06 | 0 |  | 0.4 | 0.34 | 0.23 | 263.84 | 2144.107 | 5.16
D | 4002 | 2022-08-09 | 20 | ON | 250.24 | 10.01 | 1.72 | 0.21 | 1.46 | 1.43 | 0.09 | -0.25 | -0.86 | -0.06 | 0 |  | 0.4 | 0.34 | 0.23 | 264.96 | 2031.242 | 4.91
D | 4002 | 2022-08-09 | 21 | ON | 175.96 | 10.01 | 1.72 | 0.21 | 2.39 | 1.49 | 0.29 | 0 | -0.5 | -0.06 | 0 |  | 0.4 | 0.34 | 0.23 | 192.48 | 1909.955 | 6.1
D | 4002 | 2022-08-09 | 22 | ON | 114.81 | 10.01 | 1.72 | 0.21 | 0.62 | 1.6 | 0 | -0.04 | -0.39 | -0.06 | 0 |  | 0.4 | 0.34 | 0.23 | 129.45 | 1749.934 | 4.15
D | 4002 | 2022-08-09 | 23 | ON | 102.72 | 10.01 | 1.72 | 0.21 | 0.47 | 1.75 | 0.24 | -0.05 | -0.21 | -0.06 | 0 |  | 0.4 | 0.34 | 0.23 | 117.77 | 1581.765 | 4.39
D | 4002 | 2022-08-09 | 24 | OFF | 104.8 | 10.01 | 1.72 | 0.21 | 0.47 | 0 | 0 | -0.06 | -0.29 | -0.06 | 0 |  | 0.4 | 0.34 | 0.23 | 117.77 | 1452.156 | 2.4
D | 4002 | 2022-08-10 | 1 | OFF | 93.92 | 10.01 | 0.79 | 0.05 | 0.27 | 0 | 0 | -0.04 | -0.37 | -0.06 | 0 |  | 0.4 | 0.34 | 0.23 | 105.54 | 1355.497 | 1.11
D | 4002 | 2022-08-10 | 2 | OFF | 106.83 | 10.01 | 0.79 | 0.05 | 0.17 | 0 | 0 | -0.17 | -0.42 | -0.06 | 0 |  | 0.4 | 0.34 | 0.23 | 118.17 | 1291.02 | 1.01
D | 4002 | 2022-08-10 | 3 | OFF | 111.95 | 10.01 | 0.79 | 0.05 | 0.4 | 0 | 0 | -0.04 | -0.12 | -0.06 | 0 |  | 0.4 | 0.34 | 0.23 | 123.95 | 1250.13 | 1.24
D | 4002 | 2022-08-10 | 4 | OFF | 133.48 | 10.01 | 0.79 | 0.05 | 0.42 | 0 | 0 | -0.1 | -0.34 | -0.06 | 0 |  | 0.4 | 0.34 | 0.23 | 145.22 | 1229.319 | 1.26
D | 4002 | 2022-08-10 | 5 | OFF | 88.81 | 10.01 | 0.79 | 0.05 | 0.12 | 0 | 0 | 0 | -0.34 | -0.06 | 0 |  | 0.4 | 0.34 | 0.23 | 100.35 | 1236.84 | 0.96
D | 4002 | 2022-08-10 | 6 | OFF | 85.97 | 10.01 | 0.79 | 0.05 | 0.34 | 0 | 0 | 0.08 | -0.31 | -0.06 | 0 |  | 0.4 | 0.34 | 0.23 | 97.84 | 1299.872 | 1.18
D | 4002 | 2022-08-10 | 7 | OFF | 95.33 | 10.01 | 0.79 | 0.05 | 0.43 | 0 | 0 | -0.04 | -0.42 | -0.06 | 0 |  | 0.4 | 0.34 | 0.23 | 107.06 | 1394.632 | 1.27
D | 4002 | 2022-08-10 | 8 | ON | 92.63 | 10.01 | 0.79 | 0.05 | 0.49 | 2.02 | 0 | -0.07 | -0.5 | -0.06 | 0 |  | 0.4 | 0.34 | 0.23 | 106.33 | 1477.473 | 3.35
D | 4002 | 2022-08-10 | 9 | ON | 89.11 | 10.01 | 0.79 | 0.05 | 0.21 | 1.96 | 0 | 0.14 | -0.5 | -0.06 | 0 |  | 0.4 | 0.34 | 0.23 | 102.68 | 1536.443 | 3.01
D | 4002 | 2022-08-10 | 10 | ON | 84.35 | 10.01 | 0.79 | 0.05 | 0.14 | 1.92 | 0 | 0.02 | -0.51 | -0.06 | 0 |  | 0.4 | 0.34 | 0.23 | 97.68 | 1569.91 | 2.9
D | 4002 | 2022-08-10 | 11 | ON | 107.57 | 10.01 | 0.79 | 0.05 | 0.3 | 1.88 | 0.02 | 0.04 | -0.43 | -0.06 | 0 |  | 0.4 | 0.34 | 0.23 | 121.14 | 1598.914 | 3.04
D | 4002 | 2022-08-10 | 12 | ON | 77.76 | 10.01 | 0.79 | 0.05 | 0.14 | 1.86 | 0 | 0.14 | -0.6 | -0.06 | 0 |  | 0.4 | 0.34 | 0.23 | 91.06 | 1629.725 | 2.84
D | 4002 | 2022-08-10 | 13 | ON | 73.79 | 10.01 | 0.79 | 0.05 | 0.11 | 1.85 | 0 | 0.01 | -0.5 | -0.06 | 0 |  | 0.4 | 0.34 | 0.23 | 87.02 | 1654.118 | 2.8
D | 4002 | 2022-08-10 | 14 | ON | 72.81 | 10.01 | 0.79 | 0.05 | 0.08 | 1.81 | 0 | -0.06 | -0.6 | -0.06 | 0 |  | 0.4 | 0.34 | 0.23 | 85.8 | 1680.822 | 2.73
D | 4002 | 2022-08-10 | 15 | ON | 82.16 | 10.01 | 0.79 | 0.05 | 0.14 | 1.79 | 0 | 0.12 | -0.58 | -0.06 | 0 |  | 0.4 | 0.34 | 0.23 | 95.39 | 1700.887 | 2.77
D | 4002 | 2022-08-10 | 16 | ON | 85.29 | 10.01 | 0.79 | 0.05 | 0.19 | 1.76 | 0 | 0 | -0.59 | -0.06 | 0 |  | 0.4 | 0.34 | 0.23 | 98.41 | 1696.535 | 2.79
D | 4002 | 2022-08-10 | 17 | ON | 115.33 | 10.01 | 0.79 | 0.05 | 0.25 | 1.73 | 0 | -0.09 | -0.46 | -0.06 | 0 |  | 0.4 | 0.34 | 0.23 | 128.52 | 1699.302 | 2.82
D | 4002 | 2022-08-10 | 18 | ON | 127.1 | 10.01 | 0.79 | 0.05 | 0.27 | 1.7 | 0 | -0.1 | -0.66 | -0.06 | 0 |  | 0.4 | 0.34 | 0.23 | 140.07 | 1719.913 | 2.81
D | 4002 | 2022-08-10 | 19 | ON | 120.24 | 10.01 | 0.79 | 0.05 | 0.3 | 1.72 | 0.11 | 0.04 | -0.65 | -0.06 | 0 |  | 0.4 | 0.34 | 0.23 | 133.52 | 1699.764 | 2.97
D | 4002 | 2022-08-10 | 20 | ON | 114.49 | 10.01 | 0.79 | 0.05 | 0.45 | 1.77 | 0.06 | -0.09 | -0.66 | -0.06 | 0 |  | 0.4 | 0.34 | 0.23 | 127.78 | 1655.932 | 3.12
D | 4002 | 2022-08-10 | 21 | ON | 103.56 | 10.01 | 0.79 | 0.05 | 0.33 | 1.81 | 0.05 | -0.02 | -0.53 | -0.06 | 0 |  | 0.4 | 0.34 | 0.23 | 116.96 | 1618.68 | 3.03
D | 4002 | 2022-08-10 | 22 | ON | 76.62 | 10.01 | 0.79 | 0.05 | 0.15 | 1.9 | 0 | -0.1 | -0.35 | -0.06 | 0 |  | 0.4 | 0.34 | 0.23 | 89.98 | 1520.171 | 2.89
D | 4002 | 2022-08-10 | 23 | ON | 67.27 | 10.01 | 0.79 | 0.05 | 0.26 | 2.06 | 0 | -0.02 | -0.4 | -0.06 | 0 |  | 0.4 | 0.34 | 0.23 | 80.93 | 1388.637 | 3.16
D | 4002 | 2022-08-10 | 24 | OFF | 67.99 | 10.01 | 0.79 | 0.05 | 0.73 | 0 | 0.01 | -0.11 | -0.32 | -0.06 | 0 |  | 0.4 | 0.34 | 0.23 | 80.06 | 1276.057 | 1.58
D | 4002 | 2022-08-11 | 1 | OFF | 66.32 | 10.01 | 0.43 | 0.06 | 0.16 | 0 | 0 | -0.11 | -0.43 | -0.06 | 0 |  | 0.4 | 0.34 | 0.23 | 77.35 | 1194.745 | 0.65
D | 4002 | 2022-08-11 | 2 | OFF | 66.83 | 10.01 | 0.43 | 0.06 | 0.11 | 0 | 0 | -0.07 | -0.25 | -0.06 | 0 |  | 0.4 | 0.34 | 0.23 | 78.03 | 1142.654 | 0.6
D | 4002 | 2022-08-11 | 3 | OFF | 66.38 | 10.01 | 0.43 | 0.06 | 0.07 | 0 | 0 | -0.01 | -0.22 | -0.06 | 0 |  | 0.4 | 0.34 | 0.23 | 77.63 | 1114.389 | 0.56
D | 4002 | 2022-08-11 | 4 | OFF | 66.21 | 10.01 | 0.43 | 0.06 | 0.07 | 0 | 0 | -0.01 | -0.25 | -0.06 | 0 |  | 0.4 | 0.34 | 0.23 | 77.43 | 1102.049 | 0.56
D | 4002 | 2022-08-11 | 5 | OFF | 70.68 | 10.01 | 0.43 | 0.06 | 0.05 | 0 | 0 | -0.01 | -0.25 | -0.06 | 0 |  | 0.4 | 0.34 | 0.23 | 81.88 | 1118.299 | 0.54
D | 4002 | 2022-08-11 | 6 | OFF | 129.52 | 10.01 | 0.43 | 0.06 | 0.98 | 0 | 0 | 0.11 | 0.48 | -0.06 | 0 |  | 0.4 | 0.34 | 0.23 | 142.5 | 1183.449 | 1.47
D | 4002 | 2022-08-11 | 7 | OFF | 114.95 | 10.01 | 0.43 | 0.06 | 1.13 | 0 | 0 | 0.04 | -0.35 | -0.06 | 0 |  | 0.4 | 0.34 | 0.23 | 127.18 | 1289.65 | 1.62
D | 4002 | 2022-08-11 | 8 | ON | 128.32 | 10.01 | 0.43 | 0.06 | 1.09 | 2.17 | 0 | -0.1 | -0.65 | -0.06 | 0 |  | 0.4 | 0.34 | 0.23 | 142.24 | 1386.067 | 3.75
D | 4002 | 2022-08-11 | 9 | ON | 128.98 | 10.01 | 0.43 | 0.06 | 0.29 | 2.07 | 0 | -0.06 | -0.45 | -0.06 | 0 |  | 0.4 | 0.34 | 0.23 | 142.24 | 1465.417 | 2.85
D | 4002 | 2022-08-11 | 10 | ON | 78.79 | 10.01 | 0.43 | 0.06 | 0.11 | 2.01 | 0 | 0.04 | -0.59 | -0.06 | 0 |  | 0.4 | 0.34 | 0.23 | 91.77 | 1517.495 | 2.61
D | 4002 | 2022-08-11 | 11 | ON | 69.94 | 10.01 | 0.43 | 0.06 | 0.07 | 1.95 | 0 | 0.01 | -0.52 | -0.06 | 0 |  | 0.4 | 0.34 | 0.23 | 82.86 | 1573.516 | 2.51
D | 4002 | 2022-08-11 | 12 | ON | 72.48 | 10.01 | 0.43 | 0.06 | 0.08 | 1.92 | 0 | -0.08 | -0.6 | -0.06 | 0 |  | 0.4 | 0.34 | 0.23 | 85.21 | 1628.968 | 2.49
D | 4002 | 2022-08-11 | 13 | ON | 72.25 | 10.01 | 0.43 | 0.06 | 0.09 | 1.89 | 0 | -0.04 | -0.57 | -0.06 | 0 |  | 0.4 | 0.34 | 0.23 | 85.03 | 1672.375 | 2.47
D | 4002 | 2022-08-11 | 14 | ON | 76.23 | 10.01 | 0.43 | 0.06 | 0.09 | 1.85 | 0 | 0.01 | -0.72 | -0.06 | 0 |  | 0.4 | 0.34 | 0.23 | 88.87 | 1709.065 | 2.43
D | 4002 | 2022-08-11 | 15 | ON | 75.04 | 10.01 | 0.43 | 0.06 | 0.07 | 1.8 | 0 | -0.06 | -0.71 | -0.06 | 0 |  | 0.4 | 0.34 | 0.23 | 87.55 | 1726.013 | 2.36
D | 4002 | 2022-08-11 | 16 | ON | 76.86 | 10.01 | 0.43 | 0.06 | 0.1 | 1.76 | 0 | 0 | -0.73 | -0.06 | 0 |  | 0.4 | 0.34 | 0.23 | 89.4 | 1739.682 | 2.35
D | 4002 | 2022-08-11 | 17 | ON | 72.47 | 10.01 | 0.43 | 0.06 | 0.09 | 1.73 | 0 | 0.05 | -0.76 | -0.06 | -0.04 |  | 0.4 | 0.34 | 0.23 | 84.95 | 1759.071 | 2.27
D | 4002 | 2022-08-11 | 18 | ON | 82.15 | 10.01 | 0.43 | 0.06 | 0.14 | 1.7 | 0 | -0.09 | -0.96 | -0.06 | -0.02 |  | 0.4 | 0.34 | 0.23 | 94.33 | 1787.92 | 2.31
D | 4002 | 2022-08-11 | 19 | ON | 89.38 | 10.01 | 0.43 | 0.06 | 0.22 | 1.71 | 0 | -0.03 | -0.99 | -0.06 | 0 |  | 0.4 | 0.34 | 0.23 | 101.7 | 1778.579 | 2.42
D | 4002 | 2022-08-11 | 20 | ON | 90.92 | 10.01 | 0.43 | 0.06 | 0.4 | 1.75 | 0.01 | -0.08 | -0.91 | -0.06 | 0 |  | 0.4 | 0.34 | 0.23 | 103.5 | 1725.072 | 2.65
D | 4002 | 2022-08-11 | 21 | ON | 98.38 | 10.01 | 0.43 | 0.06 | 0.24 | 1.79 | 0 | 0.03 | -0.85 | -0.06 | 0 |  | 0.4 | 0.34 | 0.23 | 111 | 1683.427 | 2.52
D | 4002 | 2022-08-11 | 22 | ON | 88.8 | 10.01 | 0.43 | 0.06 | 0.34 | 1.88 | 0.01 | 0.07 | -0.63 | -0.06 | 0 |  | 0.4 | 0.34 | 0.23 | 101.88 | 1579.5 | 2.72
D | 4002 | 2022-08-11 | 23 | ON | 81.05 | 10.01 | 0.43 | 0.06 | 0.39 | 2.03 | 0 | 0.09 | -0.54 | -0.06 | 0 |  | 0.4 | 0.34 | 0.23 | 94.43 | 1446.791 | 2.91
D | 4002 | 2022-08-11 | 24 | OFF | 78 | 10.01 | 0.43 | 0.06 | 1.22 | 0 | 0 | 0.11 | -0.32 | -0.06 | 0 |  | 0.4 | 0.34 | 0.23 | 90.42 | 1326.101 | 1.71
D | 4002 | 2022-08-12 | 1 | OFF | 75.89 | 10.01 | 0.15 | 0.01 | 0.36 | 0 | 0 | 0.17 | -0.32 | -0.06 | 0 |  | 0.4 | 0.34 | 0.23 | 87.18 | 1232.79 | 0.52
D | 4002 | 2022-08-12 | 2 | OFF | 76.57 | 10.01 | 0.15 | 0.01 | 0.1 | 0 | 0 | 0.22 | -0.24 | -0.06 | 0 |  | 0.4 | 0.34 | 0.23 | 87.73 | 1166.844 | 0.26
D | 4002 | 2022-08-12 | 3 | OFF | 65.69 | 10.01 | 0.15 | 0.01 | 0.07 | 0 | 0 | 0.26 | -0.28 | -0.06 | 0 |  | 0.4 | 0.34 | 0.23 | 76.82 | 1120.333 | 0.23
D | 4002 | 2022-08-12 | 4 | OFF | 62.09 | 10.01 | 0.15 | 0.01 | 0.06 | 0 | 0 | 0.21 | -0.32 | -0.06 | 0 |  | 0.4 | 0.34 | 0.23 | 73.12 | 1099.021 | 0.22
D | 4002 | 2022-08-12 | 5 | OFF | 60.35 | 10.01 | 0.15 | 0.01 | 0.09 | 0 | 0 | 0.26 | -0.33 | -0.06 | 0 |  | 0.4 | 0.34 | 0.23 | 71.45 | 1106.34 | 0.25
D | 4002 | 2022-08-12 | 6 | OFF | 63.79 | 10.01 | 0.15 | 0.01 | 0.17 | 0 | 0 | 0.32 | -0.33 | -0.06 | 0 |  | 0.4 | 0.34 | 0.23 | 75.03 | 1159.213 | 0.33
D | 4002 | 2022-08-12 | 7 | OFF | 65.58 | 10.01 | 0.15 | 0.01 | 0.21 | 0 | 0 | 0.31 | -0.5 | -0.06 | 0 |  | 0.4 | 0.34 | 0.23 | 76.68 | 1244.098 | 0.37
D | 4002 | 2022-08-12 | 8 | ON | 69.27 | 10.01 | 0.15 | 0.01 | 0.28 | 2.32 | 0 | 0.2 | -0.73 | -0.06 | 0 |  | 0.4 | 0.34 | 0.23 | 82.42 | 1332.27 | 2.76
D | 4002 | 2022-08-12 | 9 | ON | 58.7 | 10.01 | 0.15 | 0.01 | 0.2 | 2.24 | 0 | 0.25 | -0.58 | -0.06 | 0 |  | 0.4 | 0.34 | 0.23 | 71.89 | 1402.807 | 2.6
D | 4002 | 2022-08-12 | 10 | ON | 57.65 | 10.01 | 0.15 | 0.01 | 0.1 | 2.2 | 0 | 0.11 | -0.41 | -0.06 | 0 |  | 0.4 | 0.34 | 0.23 | 70.73 | 1443.356 | 2.46
D | 4002 | 2022-08-12 | 11 | ON | 54.59 | 10.01 | 0.15 | 0.01 | 0.07 | 2.16 | 0 | 0.08 | -0.46 | -0.06 | 0 |  | 0.4 | 0.34 | 0.23 | 67.52 | 1477.562 | 2.39
D | 4002 | 2022-08-12 | 12 | ON | 54.59 | 10.01 | 0.15 | 0.01 | 0.05 | 2.12 | 0 | 0.07 | -0.51 | -0.06 | 0 |  | 0.4 | 0.34 | 0.23 | 67.4 | 1502.419 | 2.33
D | 4002 | 2022-08-12 | 13 | ON | 56.48 | 10.01 | 0.15 | 0.01 | 0.09 | 2.07 | 0 | 0.06 | -0.56 | -0.06 | 0 |  | 0.4 | 0.34 | 0.23 | 69.22 | 1520.315 | 2.32
D | 4002 | 2022-08-12 | 14 | ON | 59.41 | 10.01 | 0.15 | 0.01 | 0.06 | 2.01 | 0 | 0.05 | -0.62 | -0.06 | 0 |  | 0.4 | 0.34 | 0.23 | 71.99 | 1546.107 | 2.23
D | 4002 | 2022-08-12 | 15 | ON | 61.59 | 10.01 | 0.15 | 0.01 | 0.05 | 1.96 | 0 | 0.09 | -0.59 | -0.06 | 0 |  | 0.4 | 0.34 | 0.23 | 74.18 | 1561.77 | 2.17
D | 4002 | 2022-08-12 | 16 | ON | 65.72 | 10.01 | 0.15 | 0.01 | 0.07 | 1.91 | 0 | 0.09 | -0.6 | -0.06 | 0 |  | 0.4 | 0.34 | 0.23 | 78.27 | 1573.759 | 2.14
D | 4002 | 2022-08-12 | 17 | ON | 63.55 | 10.01 | 0.15 | 0.01 | 0.07 | 1.87 | 0 | 0.06 | -0.52 | -0.06 | 0 |  | 0.4 | 0.34 | 0.23 | 76.11 | 1591.632 | 2.1
D | 4002 | 2022-08-12 | 18 | ON | 73.32 | 10.01 | 0.15 | 0.01 | 0.11 | 1.85 | 0 | 0.06 | -0.6 | -0.06 | 0 |  | 0.4 | 0.34 | 0.23 | 85.82 | 1589.613 | 2.12
D | 4002 | 2022-08-12 | 19 | ON | 75.66 | 10.01 | 0.15 | 0.01 | 0.13 | 1.88 | 0 | 0.12 | -0.64 | -0.06 | 0 |  | 0.4 | 0.34 | 0.23 | 88.23 | 1541.086 | 2.17
D | 4002 | 2022-08-12 | 20 | ON | 67.93 | 10.01 | 0.15 | 0.01 | 0.1 | 1.96 | 0 | 0.19 | -0.6 | -0.06 | 0 |  | 0.4 | 0.34 | 0.23 | 80.66 | 1477.226 | 2.22
D | 4002 | 2022-08-12 | 21 | ON | 65.84 | 10.01 | 0.15 | 0.01 | 0.1 | 2.03 | 0 | 0 | -0.49 | -0.06 | 0 |  | 0.4 | 0.34 | 0.23 | 78.56 | 1444.739 | 2.29
D | 4002 | 2022-08-12 | 22 | ON | 60.55 | 10.01 | 0.15 | 0.01 | 0.09 | 2.15 | 0 | 0.03 | -0.43 | -0.06 | 0 |  | 0.4 | 0.34 | 0.23 | 73.47 | 1358.364 | 2.4
D | 4002 | 2022-08-12 | 23 | ON | 56.76 | 10.01 | 0.15 | 0.01 | 0.26 | 2.32 | 0 | -0.03 | -0.52 | -0.06 | 0 |  | 0.4 | 0.34 | 0.23 | 69.87 | 1248.428 | 2.74
D | 4002 | 2022-08-12 | 24 | OFF | 57.89 | 10.01 | 0.15 | 0.01 | 0.18 | 0 | 0 | 0.05 | -0.5 | -0.06 | 0 |  | 0.4 | 0.34 | 0.23 | 68.7 | 1137.171 | 0.34
D | 4002 | 2022-08-13 | 1 | OFF | 54.97 | 10.01 | 0.21 | 0.02 | 0.12 | 0 | 0 | 0.04 | -0.5 | -0.06 | 0 |  | 0.4 | 0.34 | 0.23 | 65.78 | 1057.224 | 0.35
D | 4002 | 2022-08-13 | 2 | OFF | 60.28 | 10.01 | 0.21 | 0.02 | 0.08 | 0 | 0 | 0.06 | -0.53 | -0.06 | 0 |  | 0.4 | 0.34 | 0.23 | 71.04 | 1003.715 | 0.31
D | 4002 | 2022-08-13 | 3 | OFF | 63.31 | 10.01 | 0.21 | 0.02 | 0.08 | 0 | 0 | 0 | -0.38 | -0.06 | 0 |  | 0.4 | 0.34 | 0.23 | 74.16 | 971.395 | 0.31
D | 4002 | 2022-08-13 | 4 | OFF | 61.97 | 10.01 | 0.21 | 0.02 | 0.07 | 0 | 0 | 0.11 | -0.34 | -0.06 | 0 |  | 0.4 | 0.34 | 0.23 | 72.96 | 954.632 | 0.3
D | 4002 | 2022-08-13 | 5 | OFF | 65.21 | 10.01 | 0.21 | 0.02 | 0.15 | 0 | 0 | 0.1 | -0.31 | -0.06 | 0 |  | 0.4 | 0.34 | 0.23 | 76.3 | 957.192 | 0.38
D | 4002 | 2022-08-13 | 6 | OFF | 65.06 | 10.01 | 0.21 | 0.02 | 0.01 | 0 | 0 | 0.03 | -0.31 | -0.06 | 0 |  | 0.4 | 0.34 | 0.23 | 75.94 | 979.9 | 0.24
D | 4002 | 2022-08-13 | 7 | OFF | 72.38 | 10.01 | 0.21 | 0.02 | 0.22 | 0 | 0 | 0.15 | -0.3 | -0.06 | 0 |  | 0.4 | 0.34 | 0.23 | 83.6 | 1017.805 | 0.45
D | 4002 | 2022-08-13 | 8 | OFF | 66.85 | 10.01 | 0.21 | 0.02 | 0.23 | 0 | 0 | 0.14 | -0.36 | -0.06 | 0 |  | 0.4 | 0.34 | 0.23 | 78.01 | 1072.629 | 0.46
D | 4002 | 2022-08-13 | 9 | OFF | 59.09 | 10.01 | 0.21 | 0.02 | 0.3 | 0 | 0 | 0.16 | -0.38 | -0.06 | 0 |  | 0.4 | 0.34 | 0.23 | 70.32 | 1141.568 | 0.53
D | 4002 | 2022-08-13 | 10 | OFF | 53.13 | 10.01 | 0.21 | 0.02 | 0.22 | 0 | 0 | 0.2 | -0.34 | -0.06 | 0 |  | 0.4 | 0.34 | 0.23 | 64.36 | 1193.105 | 0.45
D | 4002 | 2022-08-13 | 11 | OFF | 54.71 | 10.01 | 0.21 | 0.02 | 0.07 | 0 | 0 | 0.14 | -0.38 | -0.06 | 0 |  | 0.4 | 0.34 | 0.23 | 65.69 | 1233.362 | 0.3
D | 4002 | 2022-08-13 | 12 | OFF | 58.05 | 10.01 | 0.21 | 0.02 | 0.06 | 0 | 0 | 0.1 | -0.4 | -0.06 | 0 |  | 0.4 | 0.34 | 0.23 | 68.96 | 1277.449 | 0.29
D | 4002 | 2022-08-13 | 13 | OFF | 61.29 | 10.01 | 0.21 | 0.02 | 0.16 | 0 | 0 | 0.1 | -0.44 | -0.06 | 0 |  | 0.4 | 0.34 | 0.23 | 72.26 | 1298.159 | 0.39
D | 4002 | 2022-08-13 | 14 | OFF | 59.2 | 10.01 | 0.21 | 0.02 | 0.09 | 0 | 0 | 0.11 | -0.47 | -0.06 | 0 |  | 0.4 | 0.34 | 0.23 | 70.08 | 1311.08 | 0.32
D | 4002 | 2022-08-13 | 15 | OFF | 58 | 10.01 | 0.21 | 0.02 | 0.06 | 0 | 0 | 0.11 | -0.46 | -0.06 | 0 |  | 0.4 | 0.34 | 0.23 | 68.86 | 1317.532 | 0.29
D | 4002 | 2022-08-13 | 16 | OFF | 57.8 | 10.01 | 0.21 | 0.02 | 0.06 | 0 | 0 | 0.16 | -0.48 | -0.06 | 0 |  | 0.4 | 0.34 | 0.23 | 68.69 | 1326.16 | 0.29
D | 4002 | 2022-08-13 | 17 | OFF | 57.7 | 10.01 | 0.21 | 0.02 | 0.04 | 0 | 0 | 0.07 | -0.47 | -0.06 | 0 |  | 0.4 | 0.34 | 0.23 | 68.49 | 1347.434 | 0.27
D | 4002 | 2022-08-13 | 18 | OFF | 59.02 | 10.01 | 0.21 | 0.02 | 0.06 | 0 | 0 | 0.08 | -0.61 | -0.06 | 0 |  | 0.4 | 0.34 | 0.23 | 69.7 | 1373.123 | 0.29
D | 4002 | 2022-08-13 | 19 | OFF | 59.11 | 10.01 | 0.21 | 0.02 | 0.11 | 0 | 0 | 0.04 | -0.63 | -0.06 | 0 |  | 0.4 | 0.34 | 0.23 | 69.78 | 1369.243 | 0.34
D | 4002 | 2022-08-13 | 20 | OFF | 58.68 | 10.01 | 0.21 | 0.02 | 0.16 | 0 | 0 | -0.04 | -0.59 | -0.06 | 0 |  | 0.4 | 0.34 | 0.23 | 69.36 | 1346.891 | 0.39
D | 4002 | 2022-08-13 | 21 | OFF | 73.07 | 10.01 | 0.21 | 0.02 | 0.24 | 0 | 0.17 | 0 | -0.42 | -0.06 | 0 |  | 0.4 | 0.34 | 0.23 | 84.21 | 1333.172 | 0.64
D | 4002 | 2022-08-13 | 22 | OFF | 57.57 | 10.01 | 0.21 | 0.02 | 0.12 | 0 | 0 | 0.03 | -0.4 | -0.06 | 0 |  | 0.4 | 0.34 | 0.23 | 68.47 | 1260.63 | 0.35
D | 4002 | 2022-08-13 | 23 | OFF | 53.91 | 10.01 | 0.21 | 0.02 | 0.17 | 0 | 0 | -0.05 | -0.46 | -0.06 | 0 |  | 0.4 | 0.34 | 0.23 | 64.72 | 1172.82 | 0.4
D | 4002 | 2022-08-13 | 24 | OFF | 54.76 | 10.01 | 0.21 | 0.02 | 1.95 | 0 | 0 | -0.08 | -0.52 | -0.06 | 0 |  | 0.4 | 0.34 | 0.23 | 67.26 | 1082.188 | 2.18
D | 4002 | 2022-08-14 | 1 | OFF | 59.35 | 10.01 | 0.17 | 0.02 | 0.35 | 0 | 0 | -0.13 | -0.42 | -0.06 | 0 |  | 0.4 | 0.34 | 0.23 | 70.26 | 1011.758 | 0.54
D | 4002 | 2022-08-14 | 2 | OFF | 68.52 | 10.01 | 0.17 | 0.02 | 0.1 | 0 | 0.19 | -0.14 | -0.21 | -0.06 | 0 |  | 0.4 | 0.34 | 0.23 | 79.57 | 969.929 | 0.48
D | 4002 | 2022-08-14 | 3 | OFF | 62.88 | 10.01 | 0.17 | 0.02 | 0.1 | 0 | 0 | -0.02 | -0.21 | -0.06 | 0 |  | 0.4 | 0.34 | 0.23 | 73.86 | 938.9 | 0.29
D | 4002 | 2022-08-14 | 4 | OFF | 62.14 | 10.01 | 0.17 | 0.02 | 0.11 | 0 | 0 | -0.06 | -0.21 | -0.06 | 0 |  | 0.4 | 0.34 | 0.23 | 73.09 | 920.85 | 0.3
D | 4002 | 2022-08-14 | 5 | OFF | 60.07 | 10.01 | 0.17 | 0.02 | 0.1 | 0 | 0 | -0.05 | -0.13 | -0.06 | 0 |  | 0.4 | 0.34 | 0.23 | 71.1 | 918.256 | 0.29
D | 4002 | 2022-08-14 | 6 | OFF | 59.8 | 10.01 | 0.17 | 0.02 | 0.17 | 0 | 0 | -0.03 | -0.14 | -0.06 | 0 |  | 0.4 | 0.34 | 0.23 | 70.91 | 931.451 | 0.36
D | 4002 | 2022-08-14 | 7 | OFF | 61.75 | 10.01 | 0.17 | 0.02 | 0.15 | 0 | 0 | -0.04 | -0.15 | -0.06 | 0 |  | 0.4 | 0.34 | 0.23 | 72.82 | 960.336 | 0.34
D | 4002 | 2022-08-14 | 8 | OFF | 64.91 | 10.01 | 0.17 | 0.02 | 0.14 | 0 | 0 | 0.09 | -0.21 | -0.06 | 0 |  | 0.4 | 0.34 | 0.23 | 76.04 | 1027.648 | 0.33
D | 4002 | 2022-08-14 | 9 | OFF | 63.26 | 10.01 | 0.17 | 0.02 | 0.34 | 0 | 0 | 0.03 | -0.33 | -0.06 | 0 |  | 0.4 | 0.34 | 0.23 | 74.41 | 1113.794 | 0.53
D | 4002 | 2022-08-14 | 10 | OFF | 54.19 | 10.01 | 0.17 | 0.02 | 0.25 | 0 | 0 | 0.03 | -0.3 | -0.06 | 0 |  | 0.4 | 0.34 | 0.23 | 65.28 | 1172.332 | 0.44
D | 4002 | 2022-08-14 | 11 | OFF | 53.25 | 10.01 | 0.17 | 0.02 | 0.08 | 0 | 0 | 0.1 | -0.36 | -0.06 | 0 |  | 0.4 | 0.34 | 0.23 | 64.18 | 1224.057 | 0.27
D | 4002 | 2022-08-14 | 12 | OFF | 52.08 | 10.01 | 0.17 | 0.02 | 0.28 | 0 | 0 | 0 | -0.36 | -0.06 | 0 |  | 0.4 | 0.34 | 0.23 | 63.11 | 1277.725 | 0.47
D | 4002 | 2022-08-14 | 13 | OFF | 56.68 | 10.01 | 0.17 | 0.02 | 0.12 | 0 | 0 | -0.02 | -0.45 | -0.06 | 0 |  | 0.4 | 0.34 | 0.23 | 67.44 | 1321.556 | 0.31
D | 4002 | 2022-08-14 | 14 | OFF | 56.92 | 10.01 | 0.17 | 0.02 | 0.07 | 0 | 0 | 0.04 | -0.51 | -0.06 | 0 |  | 0.4 | 0.34 | 0.23 | 67.63 | 1353.428 | 0.26
D | 4002 | 2022-08-14 | 15 | OFF | 59.14 | 10.01 | 0.17 | 0.02 | 0.06 | 0 | 0 | -0.03 | -0.44 | -0.06 | 0 |  | 0.4 | 0.34 | 0.23 | 69.84 | 1383.458 | 0.25
D | 4002 | 2022-08-14 | 16 | OFF | 61.09 | 10.01 | 0.17 | 0.02 | 0.06 | 0 | 0 | 0.07 | -0.44 | -0.06 | 0 |  | 0.4 | 0.34 | 0.23 | 71.89 | 1422.423 | 0.25
D | 4002 | 2022-08-14 | 17 | OFF | 62.77 | 10.01 | 0.17 | 0.02 | 0.05 | 0 | 0 | -0.08 | -0.49 | -0.06 | 0 |  | 0.4 | 0.34 | 0.23 | 73.36 | 1482.895 | 0.24
D | 4002 | 2022-08-14 | 18 | OFF | 66.91 | 10.01 | 0.17 | 0.02 | 0.06 | 0 | 0 | -0.08 | -0.65 | -0.06 | 0 |  | 0.4 | 0.34 | 0.23 | 77.35 | 1541.986 | 0.25
D | 4002 | 2022-08-14 | 19 | OFF | 72.24 | 10.01 | 0.17 | 0.02 | 0.06 | 0 | 0 | -0.11 | -0.71 | -0.06 | 0 |  | 0.4 | 0.34 | 0.23 | 82.59 | 1545.573 | 0.25
D | 4002 | 2022-08-14 | 20 | OFF | 83.86 | 10.01 | 0.17 | 0.02 | 0.19 | 0 | 0.04 | -0.09 | -0.65 | -0.06 | 0 |  | 0.4 | 0.34 | 0.23 | 94.46 | 1498.261 | 0.42
D | 4002 | 2022-08-14 | 21 | OFF | 86.88 | 10.01 | 0.17 | 0.02 | 0.2 | 0 | 0.02 | -0.07 | -0.57 | -0.06 | 0 |  | 0.4 | 0.34 | 0.23 | 97.57 | 1455.147 | 0.41
D | 4002 | 2022-08-14 | 22 | OFF | 72.54 | 10.01 | 0.17 | 0.02 | 0.35 | 0 | 0.02 | 0.04 | -0.25 | -0.06 | 0 |  | 0.4 | 0.34 | 0.23 | 83.81 | 1352.942 | 0.56
D | 4002 | 2022-08-14 | 23 | OFF | 65.6 | 10.01 | 0.17 | 0.02 | 0.21 | 0 | 0 | -0.09 | -0.31 | -0.06 | 0 |  | 0.4 | 0.34 | 0.23 | 76.52 | 1225.745 | 0.4
D | 4002 | 2022-08-14 | 24 | OFF | 59.4 | 10.01 | 0.17 | 0.02 | 0.29 | 0 | 0 | -0.04 | -0.42 | -0.06 | 0 |  | 0.4 | 0.34 | 0.23 | 70.34 | 1116.505 | 0.48
D | 4002 | 2022-08-15 | 1 | OFF | 68.35 | 10.01 | 0.71 | 0.06 | 0.19 | 0 | 0 | -0.14 | -0.38 | -0.06 | 0 |  | 0.4 | 0.34 | 0.23 | 79.71 | 1044.186 | 0.96
D | 4002 | 2022-08-15 | 2 | OFF | 62.93 | 10.01 | 0.71 | 0.06 | 0.08 | 0 | 0 | -0.05 | -0.4 | -0.06 | 0 |  | 0.4 | 0.34 | 0.23 | 74.25 | 997.341 | 0.85
D | 4002 | 2022-08-15 | 3 | OFF | 62.42 | 10.01 | 0.71 | 0.06 | 0.07 | 0 | 0 | 0.08 | -0.3 | -0.06 | 0 |  | 0.4 | 0.34 | 0.23 | 73.96 | 968.59 | 0.84
D | 4002 | 2022-08-15 | 4 | OFF | 62.51 | 10.01 | 0.71 | 0.06 | 0.07 | 0 | 0 | -0.03 | -0.31 | -0.06 | 0 |  | 0.4 | 0.34 | 0.23 | 73.93 | 961.342 | 0.84
D | 4002 | 2022-08-15 | 5 | OFF | 61.45 | 10.01 | 0.71 | 0.06 | 0.07 | 0 | 0 | 0.03 | -0.33 | -0.06 | 0 |  | 0.4 | 0.34 | 0.23 | 72.91 | 985.609 | 0.84
D | 4002 | 2022-08-15 | 6 | OFF | 63.33 | 10.01 | 0.71 | 0.06 | 0.2 | 0 | 0 | 0.06 | -0.49 | -0.06 | 0 |  | 0.4 | 0.34 | 0.23 | 74.79 | 1053.329 | 0.97
D | 4002 | 2022-08-15 | 7 | OFF | 63.22 | 10.01 | 0.71 | 0.06 | 0.23 | 0 | 0 | 0.04 | -0.77 | -0.06 | 0 |  | 0.4 | 0.34 | 0.23 | 74.41 | 1141.081 | 1
D | 4002 | 2022-08-15 | 8 | ON | 60.86 | 10.01 | 0.71 | 0.06 | 0.22 | 2.53 | 0 | 0.05 | -0.58 | -0.06 | 0 |  | 0.4 | 0.34 | 0.23 | 74.77 | 1252.55 | 3.52
D | 4002 | 2022-08-15 | 9 | ON | 62.19 | 10.01 | 0.71 | 0.06 | 0.2 | 2.41 | 0 | 0.05 | -0.56 | -0.06 | 0 |  | 0.4 | 0.34 | 0.23 | 75.98 | 1332.572 | 3.38
D | 4002 | 2022-08-15 | 10 | ON | 64.65 | 10.01 | 0.71 | 0.06 | 0.11 | 2.34 | 0 | 0.02 | -0.53 | -0.06 | 0 |  | 0.4 | 0.34 | 0.23 | 78.28 | 1395.004 | 3.22
D | 4002 | 2022-08-15 | 11 | ON | 62.1 | 10.01 | 0.71 | 0.06 | 0.07 | 2.27 | 0 | 0.09 | -0.59 | -0.06 | 0 |  | 0.4 | 0.34 | 0.23 | 75.63 | 1452.943 | 3.11
D | 4002 | 2022-08-15 | 12 | ON | 63.24 | 10.01 | 0.71 | 0.06 | 0.06 | 2.19 | 0 | -0.09 | -0.61 | -0.06 | 0 |  | 0.4 | 0.34 | 0.23 | 76.48 | 1511.454 | 3.02
D | 4002 | 2022-08-15 | 13 | ON | 64.43 | 10.01 | 0.71 | 0.06 | 0.08 | 2.1 | 0 | -0.04 | -0.65 | -0.06 | 0 |  | 0.4 | 0.34 | 0.23 | 77.61 | 1560.074 | 2.95
D | 4002 | 2022-08-15 | 14 | ON | 66.42 | 10.01 | 0.71 | 0.06 | 0.06 | 2.03 | 0 | 0.02 | -0.73 | -0.06 | 0 |  | 0.4 | 0.34 | 0.23 | 79.49 | 1603.405 | 2.86
D | 4002 | 2022-08-15 | 15 | ON | 70.24 | 10.01 | 0.71 | 0.06 | 0.05 | 1.97 | 0 | -0.05 | -0.68 | -0.06 | 0 |  | 0.4 | 0.34 | 0.23 | 83.22 | 1636.551 | 2.79
D | 4002 | 2022-08-15 | 16 | ON | 71.06 | 10.01 | 0.71 | 0.06 | 0.07 | 1.93 | 0 | -0.01 | -0.69 | -0.06 | 0 |  | 0.4 | 0.34 | 0.23 | 84.05 | 1659.409 | 2.77
D | 4002 | 2022-08-15 | 17 | ON | 83.83 | 10.01 | 0.71 | 0.06 | 0.06 | 1.87 | 0 | -0.14 | -0.72 | -0.06 | 0 |  | 0.4 | 0.34 | 0.23 | 96.59 | 1677.03 | 2.7
D | 4002 | 2022-08-15 | 18 | ON | 112.53 | 10.01 | 0.71 | 0.06 | 0.16 | 1.83 | 0.85 | -0.28 | -0.56 | -0.06 | 0 |  | 0.4 | 0.34 | 0.23 | 126.22 | 1705.699 | 3.61
D | 4002 | 2022-08-15 | 19 | ON | 100.35 | 10.01 | 0.71 | 0.06 | 0.41 | 1.85 | 0.31 | 0.17 | -1.13 | -0.06 | 0 |  | 0.4 | 0.34 | 0.23 | 113.65 | 1681.634 | 3.34
D | 4002 | 2022-08-15 | 20 | ON | 68.86 | 10.01 | 0.71 | 0.06 | 0.1 | 1.92 | 0 | 0.18 | -1.17 | -0.06 | 0 |  | 0.4 | 0.34 | 0.23 | 81.58 | 1618.234 | 2.79
D | 4002 | 2022-08-15 | 21 | ON | 85.21 | 10.01 | 0.71 | 0.06 | 0.16 | 1.97 | 0.02 | -0.02 | -0.65 | -0.06 | 0 |  | 0.4 | 0.34 | 0.23 | 98.38 | 1569.604 | 2.92
D | 4002 | 2022-08-15 | 22 | ON | 74.93 | 10.01 | 0.71 | 0.06 | 0.17 | 2.11 | 0.02 | -0.08 | -0.5 | -0.06 | 0 |  | 0.4 | 0.34 | 0.23 | 88.34 | 1452.103 | 3.07
D | 4002 | 2022-08-15 | 23 | ON | 66.02 | 10.01 | 0.71 | 0.06 | 0.25 | 2.31 | 0 | -0.07 | -0.63 | -0.06 | 0 |  | 0.4 | 0.34 | 0.23 | 79.57 | 1311.117 | 3.33
D | 4002 | 2022-08-15 | 24 | OFF | 64.11 | 10.01 | 0.71 | 0.06 | 0.21 | 0 | 0 | -0.1 | -0.38 | -0.06 | 0 |  | 0.4 | 0.34 | 0.23 | 75.53 | 1192.026 | 0.98
D | 4002 | 2022-08-16 | 1 | OFF | 61.4 | 10.01 | 0.43 | 0.03 | 0.12 | 0 | 0 | -0.1 | -0.44 | -0.06 | 0 |  | 0.4 | 0.34 | 0.23 | 72.36 | 1110.772 | 0.58
D | 4002 | 2022-08-16 | 2 | OFF | 80.98 | 10.01 | 0.43 | 0.03 | 0.16 | 0 | 0 | -0.15 | -0.39 | -0.06 | 0 |  | 0.4 | 0.34 | 0.23 | 91.98 | 1050.019 | 0.62
D | 4002 | 2022-08-16 | 3 | OFF | 78.91 | 10.01 | 0.43 | 0.03 | 0.12 | 0 | 0 | 0.02 | -0.34 | -0.06 | 0 |  | 0.4 | 0.34 | 0.23 | 90.09 | 1015.534 | 0.58
D | 4002 | 2022-08-16 | 4 | OFF | 69.56 | 10.01 | 0.43 | 0.03 | 0.07 | 0 | 0 | 0.06 | -0.32 | -0.06 | 0 |  | 0.4 | 0.34 | 0.23 | 80.75 | 1004.097 | 0.53
D | 4002 | 2022-08-16 | 5 | OFF | 69.01 | 10.01 | 0.43 | 0.03 | 0.09 | 0 | 0 | 0.04 | -0.38 | -0.06 | 0 |  | 0.4 | 0.34 | 0.23 | 80.14 | 1021.431 | 0.55
D | 4002 | 2022-08-16 | 6 | OFF | 65.17 | 10.01 | 0.43 | 0.03 | 0.27 | 0 | 0 | 0.06 | -0.45 | -0.06 | 0 |  | 0.4 | 0.34 | 0.23 | 76.43 | 1080.339 | 0.73
D | 4002 | 2022-08-16 | 7 | OFF | 60.54 | 10.01 | 0.43 | 0.03 | 0.27 | 0 | 0 | 0.05 | -0.55 | -0.06 | 0 |  | 0.4 | 0.34 | 0.23 | 71.69 | 1176.586 | 0.73
D | 4002 | 2022-08-16 | 8 | ON | 64.92 | 10.01 | 0.43 | 0.03 | 0.19 | 2.49 | 0 | -0.02 | -0.43 | -0.06 | 0 |  | 0.4 | 0.34 | 0.23 | 78.53 | 1274.859 | 3.14
D | 4002 | 2022-08-16 | 9 | ON | 65.06 | 10.01 | 0.43 | 0.03 | 0.16 | 2.38 | 0 | -0.04 | -0.38 | -0.06 | 0 |  | 0.4 | 0.34 | 0.23 | 78.56 | 1348.629 | 3
D | 4002 | 2022-08-16 | 10 | ON | 65.87 | 10.01 | 0.43 | 0.03 | 0.08 | 2.33 | 0 | 0.04 | -0.3 | -0.06 | 0 |  | 0.4 | 0.34 | 0.23 | 79.4 | 1400.606 | 2.87
D | 4002 | 2022-08-16 | 11 | ON | 62.14 | 10.01 | 0.43 | 0.03 | 0.06 | 2.27 | 0 | -0.01 | -0.35 | -0.06 | 0 |  | 0.4 | 0.34 | 0.23 | 75.49 | 1452.572 | 2.79
D | 4002 | 2022-08-16 | 12 | ON | 60.96 | 10.01 | 0.43 | 0.03 | 0.06 | 2.2 | 0 | 0.05 | -0.35 | -0.06 | 0 |  | 0.4 | 0.34 | 0.23 | 74.3 | 1504.953 | 2.72
D | 4002 | 2022-08-16 | 13 | ON | 59.95 | 10.01 | 0.43 | 0.03 | 0.05 | 2.13 | 0 | 0.01 | -0.43 | -0.06 | 0 |  | 0.4 | 0.34 | 0.23 | 73.09 | 1550.731 | 2.64
D | 4002 | 2022-08-16 | 14 | ON | 62.36 | 10.01 | 0.43 | 0.03 | 0.03 | 2.05 | 0 | -0.02 | -0.48 | -0.06 | -0.02 |  | 0.4 | 0.34 | 0.23 | 75.3 | 1585.719 | 2.52
D | 4002 | 2022-08-16 | 15 | ON | 65.07 | 10.01 | 0.43 | 0.03 | 0.06 | 1.99 | 0.01 | -0.06 | -0.51 | -0.06 | -0.02 |  | 0.4 | 0.34 | 0.23 | 77.92 | 1618.019 | 2.5
D | 4002 | 2022-08-16 | 16 | ON | 70.53 | 10.01 | 0.43 | 0.03 | 0.11 | 1.95 | 0.03 | 0.05 | -0.47 | -0.06 | 0 |  | 0.4 | 0.34 | 0.23 | 83.58 | 1640.719 | 2.55
D | 4002 | 2022-08-16 | 17 | ON | 91.83 | 10.01 | 0.43 | 0.03 | 0.18 | 1.91 | 0.07 | -0.03 | -0.53 | -0.06 | 0 |  | 0.4 | 0.34 | 0.23 | 104.81 | 1651.402 | 2.62
D | 4002 | 2022-08-16 | 18 | ON | 88.85 | 10.01 | 0.43 | 0.03 | 0.2 | 1.89 | 0.02 | -0.15 | -0.61 | -0.06 | 0 |  | 0.4 | 0.34 | 0.23 | 101.58 | 1670.821 | 2.57
D | 4002 | 2022-08-16 | 19 | ON | 84.7 | 10.01 | 0.43 | 0.03 | 0.32 | 1.93 | 0.02 | 0.01 | -0.61 | -0.06 | 0 |  | 0.4 | 0.34 | 0.23 | 97.75 | 1640.861 | 2.73
D | 4002 | 2022-08-16 | 20 | ON | 84.19 | 10.01 | 0.43 | 0.03 | 0.26 | 1.97 | 0 | -0.22 | -0.65 | -0.06 | 0 |  | 0.4 | 0.34 | 0.23 | 96.93 | 1586.381 | 2.69
D | 4002 | 2022-08-16 | 21 | ON | 86.25 | 10.01 | 0.43 | 0.03 | 0.34 | 2 | 0.01 | -0.05 | -0.54 | -0.06 | 0 |  | 0.4 | 0.34 | 0.23 | 99.39 | 1543.39 | 2.81
D | 4002 | 2022-08-16 | 22 | ON | 84.93 | 10.01 | 0.43 | 0.03 | 0.29 | 2.12 | 0.04 | -0.19 | -0.34 | -0.06 | 0 |  | 0.4 | 0.34 | 0.23 | 98.23 | 1436.668 | 2.91
D | 4002 | 2022-08-16 | 23 | ON | 77.92 | 10.01 | 0.43 | 0.03 | 0.34 | 2.29 | 0.03 | -0.11 | -0.2 | -0.06 | 0 |  | 0.4 | 0.34 | 0.23 | 91.65 | 1306.862 | 3.12
D | 4002 | 2022-08-16 | 24 | OFF | 97.19 | 10.01 | 0.43 | 0.03 | 0.51 | 0 | 0.42 | -0.24 | -0.36 | -0.06 | 0 |  | 0.4 | 0.34 | 0.23 | 108.9 | 1203.04 | 1.39
D | 4002 | 2022-08-17 | 1 | OFF | 94.26 | 10.01 | 0.37 | 0.08 | 1.02 | 0 | 0.34 | -0.18 | -0.09 | -0.06 | 0 |  | 0.4 | 0.34 | 0.23 | 106.72 | 1127.159 | 1.81
D | 4002 | 2022-08-17 | 2 | OFF | 80.38 | 10.01 | 0.37 | 0.08 | 0.37 | 0 | 0 | -0.08 | -0.31 | -0.06 | 0 |  | 0.4 | 0.34 | 0.23 | 91.73 | 1080.864 | 0.82
D | 4002 | 2022-08-17 | 3 | OFF | 73.65 | 10.01 | 0.37 | 0.08 | 0.12 | 0 | 0 | 0 | -0.32 | -0.06 | 0 |  | 0.4 | 0.34 | 0.23 | 84.82 | 1054.375 | 0.57
D | 4002 | 2022-08-17 | 4 | OFF | 68.13 | 10.01 | 0.37 | 0.08 | 0.09 | 0 | 0 | -0.07 | -0.35 | -0.06 | 0 |  | 0.4 | 0.34 | 0.23 | 79.17 | 1049.745 | 0.54
D | 4002 | 2022-08-17 | 5 | OFF | 69.88 | 10.01 | 0.37 | 0.08 | 0.13 | 0 | 0 | -0.02 | -0.37 | -0.06 | 0 |  | 0.4 | 0.34 | 0.23 | 80.99 | 1070.784 | 0.58
D | 4002 | 2022-08-17 | 6 | OFF | 70.7 | 10.01 | 0.37 | 0.08 | 0.16 | 0 | 0 | 0.02 | -0.48 | -0.06 | 0 |  | 0.4 | 0.34 | 0.23 | 81.77 | 1138.989 | 0.61
D | 4002 | 2022-08-17 | 7 | OFF | 64.23 | 10.01 | 0.37 | 0.08 | 0.16 | 0 | 0 | 0.07 | -0.52 | -0.06 | 0 |  | 0.4 | 0.34 | 0.23 | 75.31 | 1244.017 | 0.61
D | 4002 | 2022-08-17 | 8 | ON | 73.27 | 10.01 | 0.37 | 0.08 | 0.22 | 2.39 | 0.01 | -0.07 | -0.51 | -0.06 | 0 |  | 0.4 | 0.34 | 0.23 | 86.68 | 1331.497 | 3.07
D | 4002 | 2022-08-17 | 9 | ON | 85.5 | 10.01 | 0.37 | 0.08 | 0.26 | 2.3 | 0.04 | -0.03 | -0.44 | -0.06 | 0 |  | 0.4 | 0.34 | 0.23 | 99 | 1401.256 | 3.05
D | 4002 | 2022-08-17 | 10 | ON | 89.19 | 10.01 | 0.37 | 0.08 | 0.23 | 2.25 | 0.14 | -0.03 | -0.48 | -0.06 | 0 |  | 0.4 | 0.34 | 0.23 | 102.67 | 1445.775 | 3.07
D | 4002 | 2022-08-17 | 11 | ON | 93.17 | 10.01 | 0.37 | 0.08 | 0.21 | 2.21 | 0.13 | -0.04 | -0.5 | -0.06 | 0 |  | 0.4 | 0.34 | 0.23 | 106.55 | 1483.552 | 3
D | 4002 | 2022-08-17 | 12 | ON | 94.49 | 10.01 | 0.37 | 0.08 | 0.24 | 2.17 | 0.02 | 0 | -0.43 | -0.06 | 0 |  | 0.4 | 0.34 | 0.23 | 107.86 | 1518.838 | 2.88
D | 4002 | 2022-08-17 | 13 | ON | 89.61 | 10.01 | 0.37 | 0.08 | 0.28 | 2.13 | 0.21 | 0.01 | -0.5 | -0.06 | 0 |  | 0.4 | 0.34 | 0.23 | 103.11 | 1534.917 | 3.07
D | 4002 | 2022-08-17 | 14 | ON | 98.56 | 10.01 | 0.37 | 0.08 | 0.21 | 2.09 | 0.08 | -0.06 | -0.47 | -0.06 | 0 |  | 0.4 | 0.34 | 0.23 | 111.78 | 1535.067 | 2.83
D | 4002 | 2022-08-17 | 15 | ON | 101.35 | 10.01 | 0.37 | 0.08 | 0.11 | 2.08 | 0 | 0.06 | -0.47 | -0.06 | 0 |  | 0.4 | 0.34 | 0.23 | 114.5 | 1501.612 | 2.64
D | 4002 | 2022-08-17 | 16 | ON | 83.15 | 10.01 | 0.37 | 0.08 | 0.42 | 2.09 | 0 | 0.02 | -0.48 | -0.06 | 0 |  | 0.4 | 0.34 | 0.23 | 96.57 | 1482.428 | 2.96
D | 4002 | 2022-08-17 | 17 | ON | 81.53 | 10.01 | 0.37 | 0.08 | 0.08 | 2.08 | 0.02 | -0.04 | -0.5 | -0.06 | 0 |  | 0.4 | 0.34 | 0.23 | 94.54 | 1474.376 | 2.63
D | 4002 | 2022-08-17 | 18 | ON | 80.04 | 10.01 | 0.37 | 0.08 | 0.33 | 2.06 | 0 | 0.02 | -0.66 | -0.06 | 0 |  | 0.4 | 0.34 | 0.23 | 93.16 | 1486.202 | 2.84
D | 4002 | 2022-08-17 | 19 | ON | 80.8 | 10.01 | 0.37 | 0.08 | 0.27 | 2.08 | 0.03 | 0.01 | -0.69 | -0.06 | 0 |  | 0.4 | 0.34 | 0.23 | 93.87 | 1477.799 | 2.83
D | 4002 | 2022-08-17 | 20 | ON | 99.17 | 10.01 | 0.37 | 0.08 | 0.63 | 2.11 | 0.11 | -0.02 | -0.67 | -0.06 | 0 |  | 0.4 | 0.34 | 0.23 | 112.7 | 1458.511 | 3.3
D | 4002 | 2022-08-17 | 21 | ON | 96.76 | 10.01 | 0.37 | 0.08 | 0.45 | 2.15 | 0.1 | 0.06 | -0.61 | -0.06 | 0 |  | 0.4 | 0.34 | 0.23 | 110.28 | 1425.329 | 3.15
D | 4002 | 2022-08-17 | 22 | ON | 76.37 | 10.01 | 0.37 | 0.08 | 0.23 | 2.27 | 0.01 | 0.05 | -0.38 | -0.06 | 0 |  | 0.4 | 0.34 | 0.23 | 89.92 | 1337.002 | 2.96
D | 4002 | 2022-08-17 | 23 | ON | 97.53 | 10.01 | 0.37 | 0.08 | 0.62 | 2.44 | 0.47 | 0.06 | -0.7 | -0.06 | 0 |  | 0.4 | 0.34 | 0.23 | 111.79 | 1229.954 | 3.98
D | 4002 | 2022-08-17 | 24 | OFF | 105.15 | 10.01 | 0.37 | 0.08 | 2.77 | 0 | 0.73 | 0.01 | 0.1 | -0.06 | 0 |  | 0.4 | 0.34 | 0.23 | 120.13 | 1136.13 | 3.95
D | 4002 | 2022-08-18 | 1 | OFF | 91.09 | 10.01 | 0.38 | 0.08 | 2.18 | 0 | 0.04 | 0.02 | -0.17 | -0.06 | 0 |  | 0.4 | 0.34 | 0.23 | 104.54 | 1069.13 | 2.68
D | 4002 | 2022-08-18 | 2 | OFF | 87.68 | 10.01 | 0.38 | 0.08 | 1.05 | 0 | 0 | 0.2 | -0.26 | -0.06 | 0 |  | 0.4 | 0.34 | 0.23 | 100.05 | 1021.292 | 1.51
D | 4002 | 2022-08-18 | 3 | OFF | 71.3 | 10.01 | 0.38 | 0.08 | 0.14 | 0 | 0 | 0.1 | -0.43 | -0.06 | 0 |  | 0.4 | 0.34 | 0.23 | 82.49 | 996.8 | 0.6
D | 4002 | 2022-08-18 | 4 | OFF | 71.34 | 10.01 | 0.38 | 0.08 | 0.1 | 0 | 0 | 0.07 | -0.41 | -0.06 | 0 |  | 0.4 | 0.34 | 0.23 | 82.48 | 991.465 | 0.56
D | 4002 | 2022-08-18 | 5 | OFF | 70.57 | 10.01 | 0.38 | 0.08 | 0.08 | 0 | 0 | 0.18 | -0.39 | -0.06 | 0 |  | 0.4 | 0.34 | 0.23 | 81.82 | 1011.199 | 0.54
D | 4002 | 2022-08-18 | 6 | OFF | 71.51 | 10.01 | 0.38 | 0.08 | 0.2 | 0 | 0 | 0.16 | -0.48 | -0.06 | 0 |  | 0.4 | 0.34 | 0.23 | 82.77 | 1076.708 | 0.66
D | 4002 | 2022-08-18 | 7 | OFF | 69.45 | 10.01 | 0.38 | 0.08 | 0.2 | 0 | 0 | 0.13 | -0.55 | -0.06 | 0 |  | 0.4 | 0.34 | 0.23 | 80.61 | 1176.261 | 0.66
D | 4002 | 2022-08-18 | 8 | ON | 72.01 | 10.01 | 0.38 | 0.08 | 0.23 | 2.46 | 0 | 0.16 | -0.5 | -0.06 | 0 |  | 0.4 | 0.34 | 0.23 | 85.74 | 1267.925 | 3.15
D | 4002 | 2022-08-18 | 9 | ON | 71.27 | 10.01 | 0.38 | 0.08 | 0.15 | 2.37 | 0 | 0.14 | -0.49 | -0.06 | 0 |  | 0.4 | 0.34 | 0.23 | 84.82 | 1340.908 | 2.98
D | 4002 | 2022-08-18 | 10 | ON | 70.9 | 10.01 | 0.38 | 0.08 | 0.08 | 2.32 | 0 | 0.17 | -0.42 | -0.06 | 0 |  | 0.4 | 0.34 | 0.23 | 84.43 | 1378.948 | 2.86
D | 4002 | 2022-08-18 | 11 | ON | 72.11 | 10.01 | 0.38 | 0.08 | 0.08 | 2.28 | 0 | 0.13 | -0.46 | -0.06 | 0 |  | 0.4 | 0.34 | 0.23 | 85.52 | 1415.602 | 2.82
D | 4002 | 2022-08-18 | 12 | ON | 79.23 | 10.01 | 0.38 | 0.08 | 0.06 | 2.22 | 0.09 | 0.06 | -0.4 | -0.06 | 0 |  | 0.4 | 0.34 | 0.23 | 92.64 | 1450.331 | 2.83
D | 4002 | 2022-08-18 | 13 | ON | 102.38 | 10.01 | 0.38 | 0.08 | 0.21 | 2.14 | 0.08 | 0.18 | -0.3 | -0.06 | 0 |  | 0.4 | 0.34 | 0.23 | 116.07 | 1475.046 | 2.89
D | 4002 | 2022-08-18 | 14 | ON | 88.33 | 10.01 | 0.38 | 0.08 | 0.13 | 2.06 | 0.01 | 0.01 | -0.22 | -0.06 | 0 |  | 0.4 | 0.34 | 0.23 | 101.7 | 1488.163 | 2.66
D | 4002 | 2022-08-18 | 15 | ON | 101.61 | 10.01 | 0.38 | 0.08 | 0.16 | 2.02 | 0.01 | 0.13 | -0.28 | -0.06 | 0 |  | 0.4 | 0.34 | 0.23 | 115.03 | 1488.824 | 2.65
D | 4002 | 2022-08-18 | 16 | ON | 89.51 | 10.01 | 0.38 | 0.08 | 0.22 | 1.98 | 0.01 | 0.09 | -0.36 | -0.06 | 0 |  | 0.4 | 0.34 | 0.23 | 102.83 | 1486.506 | 2.67
D | 4002 | 2022-08-18 | 17 | ON | 99.68 | 10.01 | 0.38 | 0.08 | 0.19 | 1.94 | 0.01 | 0.1 | -0.39 | -0.06 | 0 |  | 0.4 | 0.34 | 0.23 | 112.91 | 1492.877 | 2.6
D | 4002 | 2022-08-18 | 18 | ON | 106.09 | 10.01 | 0.38 | 0.08 | 0.32 | 1.66 | 0.01 | 0.17 | -0.52 | -0.06 | 0 |  | 0.4 | 0.34 | 0.23 | 119.11 | 1514.852 | 2.45
D | 4002 | 2022-08-18 | 19 | ON | 83.78 | 10.01 | 0.38 | 0.08 | 0.31 | 1.94 | 0 | 0.09 | -0.62 | -0.06 | 0 |  | 0.4 | 0.34 | 0.23 | 96.88 | 1507.249 | 2.71
D | 4002 | 2022-08-18 | 20 | ON | 75.29 | 10.01 | 0.38 | 0.08 | 0.24 | 1.98 | 0 | 0.1 | -0.66 | -0.06 | 0 |  | 0.4 | 0.34 | 0.23 | 88.33 | 1492.054 | 2.68
D | 4002 | 2022-08-18 | 21 | ON | 90.93 | 10.01 | 0.38 | 0.08 | 0.2 | 2.02 | 0.02 | 0.13 | -0.49 | -0.06 | 0 |  | 0.4 | 0.34 | 0.23 | 104.19 | 1466.989 | 2.7
D | 4002 | 2022-08-18 | 22 | ON | 83.81 | 10.01 | 0.38 | 0.08 | 0.25 | 2.13 | 0.1 | 0.01 | -0.32 | -0.06 | 0 |  | 0.4 | 0.34 | 0.23 | 97.36 | 1380.191 | 2.94
D | 4002 | 2022-08-18 | 23 | ON | 67.81 | 10.01 | 0.38 | 0.08 | 0.28 | 2.3 | 0 | 0.07 | -0.53 | -0.06 | 0 |  | 0.4 | 0.34 | 0.23 | 81.31 | 1273.8 | 3.04
D | 4002 | 2022-08-18 | 24 | OFF | 65.48 | 10.01 | 0.38 | 0.08 | 0.3 | 0 | 0 | -0.07 | -0.31 | -0.06 | 0 |  | 0.4 | 0.34 | 0.23 | 76.78 | 1175.778 | 0.76
D | 4002 | 2022-08-19 | 1 | OFF | 63.39 | 10.01 | 0.62 | 0.07 | 0.15 | 0 | 0 | -0.11 | -0.42 | -0.06 | 0 |  | 0.4 | 0.34 | 0.23 | 74.62 | 1099.918 | 0.84
D | 4002 | 2022-08-19 | 2 | OFF | 70.97 | 10.01 | 0.62 | 0.07 | 0.13 | 0 | 0 | -0.07 | -0.4 | -0.06 | 0 |  | 0.4 | 0.34 | 0.23 | 82.24 | 1050.628 | 0.82
D | 4002 | 2022-08-19 | 3 | OFF | 65.43 | 10.01 | 0.62 | 0.07 | 0.08 | 0 | 0 | -0.05 | -0.38 | -0.06 | 0 |  | 0.4 | 0.34 | 0.23 | 76.69 | 1025.029 | 0.77
D | 4002 | 2022-08-19 | 4 | OFF | 63.77 | 10.01 | 0.62 | 0.07 | 0.06 | 0 | 0 | 0.02 | -0.46 | -0.06 | 0 |  | 0.4 | 0.34 | 0.23 | 75 | 1016.922 | 0.75
D | 4002 | 2022-08-19 | 5 | OFF | 63.93 | 10.01 | 0.62 | 0.07 | 0.05 | 0 | 0 | 0 | -0.46 | -0.06 | 0 |  | 0.4 | 0.34 | 0.23 | 75.13 | 1031.164 | 0.74
D | 4002 | 2022-08-19 | 6 | OFF | 66.5 | 10.01 | 0.62 | 0.07 | 0.13 | 0 | 0 | 0.15 | -0.47 | -0.06 | 0 |  | 0.4 | 0.34 | 0.23 | 77.92 | 1089.554 | 0.82
D | 4002 | 2022-08-19 | 7 | OFF | 62.21 | 10.01 | 0.62 | 0.07 | 0.2 | 0 | 0 | 0.05 | -0.66 | -0.06 | 0 |  | 0.4 | 0.34 | 0.23 | 73.41 | 1180.437 | 0.89
D | 4002 | 2022-08-19 | 8 | ON | 66.49 | 10.01 | 0.62 | 0.07 | 0.16 | 2.44 | 0 | -0.03 | -0.47 | -0.06 | 0 |  | 0.4 | 0.34 | 0.23 | 80.2 | 1293.568 | 3.29
D | 4002 | 2022-08-19 | 9 | ON | 68.83 | 10.01 | 0.62 | 0.07 | 0.14 | 2.31 | 0 | 0.21 | -0.41 | -0.06 | 0 |  | 0.4 | 0.34 | 0.23 | 82.69 | 1379.281 | 3.14
D | 4002 | 2022-08-19 | 10 | ON | 64.6 | 10.01 | 0.62 | 0.07 | 0.07 | 2.17 | 0 | 0.08 | -0.43 | -0.06 | 0 |  | 0.4 | 0.34 | 0.23 | 78.1 | 1449.73 | 2.93
D | 4002 | 2022-08-19 | 11 | ON | 65.85 | 10.01 | 0.62 | 0.07 | 0.09 | 2.12 | 0 | 0.09 | -0.47 | -0.06 | 0 |  | 0.4 | 0.34 | 0.23 | 79.29 | 1521.635 | 2.9
D | 4002 | 2022-08-19 | 12 | ON | 64.69 | 10.01 | 0.62 | 0.07 | 0.1 | 2.03 | 0 | 0.13 | -0.5 | -0.06 | 0 |  | 0.4 | 0.34 | 0.23 | 78.06 | 1584.813 | 2.82
D | 4002 | 2022-08-19 | 13 | ON | 66.76 | 10.01 | 0.62 | 0.07 | 0.06 | 1.84 | 0 | 0.06 | -0.48 | -0.06 | 0 |  | 0.4 | 0.34 | 0.23 | 79.85 | 1637.237 | 2.59
D | 4002 | 2022-08-19 | 14 | ON | 68.72 | 10.01 | 0.62 | 0.07 | 0.05 | 1.76 | 0 | 0.07 | -0.62 | -0.06 | 0 |  | 0.4 | 0.34 | 0.23 | 81.59 | 1693.063 | 2.5
D | 4002 | 2022-08-19 | 15 | ON | 70.75 | 10.01 | 0.62 | 0.07 | 0.05 | 1.78 | 0 | -0.04 | -0.5 | -0.06 | 0 |  | 0.4 | 0.34 | 0.23 | 83.65 | 1733.375 | 2.52
D | 4002 | 2022-08-19 | 16 | ON | 73.94 | 10.01 | 0.62 | 0.07 | 0.05 | 1.72 | 0 | 0.11 | -0.52 | -0.06 | 0 |  | 0.4 | 0.34 | 0.23 | 86.91 | 1773.927 | 2.46
D | 4002 | 2022-08-19 | 17 | ON | 95.97 | 10.01 | 0.62 | 0.07 | 0.26 | 1.66 | 0.01 | 0.14 | -0.46 | -0.06 | 0 |  | 0.4 | 0.34 | 0.23 | 109.19 | 1817.998 | 2.62
D | 4002 | 2022-08-19 | 18 | ON | 151.45 | 10.01 | 0.62 | 0.07 | 0.58 | 1.63 | 0.27 | 0.2 | -0.75 | -0.06 | 0 |  | 0.4 | 0.34 | 0.23 | 164.99 | 1840.051 | 3.17
D | 4002 | 2022-08-19 | 19 | ON | 156.63 | 10.01 | 0.62 | 0.07 | 1.01 | 1.65 | 0.13 | 0.27 | -0.57 | -0.06 | 0 |  | 0.4 | 0.34 | 0.23 | 170.73 | 1801.841 | 3.48
D | 4002 | 2022-08-19 | 20 | ON | 94.15 | 10.01 | 0.62 | 0.07 | 0.47 | 1.72 | 0.01 | 0.1 | -0.55 | -0.06 | 0 |  | 0.4 | 0.34 | 0.23 | 107.51 | 1713.075 | 2.89
D | 4002 | 2022-08-19 | 21 | ON | 86.53 | 10.01 | 0.62 | 0.07 | 0.33 | 1.78 | 0 | 0.17 | -0.43 | -0.06 | 0 |  | 0.4 | 0.34 | 0.23 | 99.99 | 1647.824 | 2.8
D | 4002 | 2022-08-19 | 22 | ON | 81.53 | 10.01 | 0.62 | 0.07 | 0.26 | 1.9 | 0.01 | 0.09 | -0.38 | -0.06 | 0 |  | 0.4 | 0.34 | 0.23 | 95.02 | 1523.945 | 2.86
D | 4002 | 2022-08-19 | 23 | ON | 69.93 | 10.01 | 0.62 | 0.07 | 0.24 | 2.06 | 0 | 0.11 | -0.47 | -0.06 | 0 |  | 0.4 | 0.34 | 0.23 | 83.48 | 1383.307 | 2.99
D | 4002 | 2022-08-19 | 24 | OFF | 66.66 | 10.01 | 0.62 | 0.07 | 0.17 | 0 | 0 | 0.1 | -0.42 | -0.06 | 0 |  | 0.4 | 0.34 | 0.23 | 78.12 | 1253.907 | 0.86
D | 4002 | 2022-08-20 | 1 | OFF | 66.22 | 10.01 | 0.37 | 0.05 | 0.08 | 0 | 0 | 0.09 | -0.47 | -0.06 | 0 |  | 0.4 | 0.34 | 0.23 | 77.26 | 1159.499 | 0.5
D | 4002 | 2022-08-20 | 2 | OFF | 65.79 | 10.01 | 0.37 | 0.05 | 0.09 | 0 | 0 | 0.06 | -0.37 | -0.06 | 0 |  | 0.4 | 0.34 | 0.23 | 76.91 | 1093.784 | 0.51
D | 4002 | 2022-08-20 | 3 | OFF | 65.28 | 10.01 | 0.37 | 0.05 | 0.08 | 0 | 0 | 0.01 | -0.33 | -0.06 | 0 |  | 0.4 | 0.34 | 0.23 | 76.38 | 1051.622 | 0.5
D | 4002 | 2022-08-20 | 4 | OFF | 64.81 | 10.01 | 0.37 | 0.05 | 0.06 | 0 | 0 | 0.16 | -0.35 | -0.06 | 0 |  | 0.4 | 0.34 | 0.23 | 76.02 | 1025.981 | 0.48
D | 4002 | 2022-08-20 | 5 | OFF | 62.62 | 10.01 | 0.37 | 0.05 | 0.07 | 0 | 0 | 0 | -0.35 | -0.06 | 0 |  | 0.4 | 0.34 | 0.23 | 73.68 | 1019.543 | 0.49
D | 4002 | 2022-08-20 | 6 | OFF | 63.15 | 10.01 | 0.37 | 0.05 | 0.09 | 0 | 0 | 0.01 | -0.34 | -0.06 | 0 |  | 0.4 | 0.34 | 0.23 | 74.25 | 1034.375 | 0.51
D | 4002 | 2022-08-20 | 7 | OFF | 62.55 | 10.01 | 0.37 | 0.05 | 0.14 | 0 | 0 | 0.02 | -0.35 | -0.06 | 0 |  | 0.4 | 0.34 | 0.23 | 73.7 | 1074.757 | 0.56
D | 4002 | 2022-08-20 | 8 | OFF | 61.58 | 10.01 | 0.37 | 0.05 | 0.12 | 0 | 0 | 0.03 | -0.44 | -0.06 | 0 |  | 0.4 | 0.34 | 0.23 | 72.63 | 1151.855 | 0.54
D | 4002 | 2022-08-20 | 9 | OFF | 62.3 | 10.01 | 0.37 | 0.05 | 0.15 | 0 | 0 | 0.06 | -0.42 | -0.06 | 0 |  | 0.4 | 0.34 | 0.23 | 73.43 | 1250.063 | 0.57
D | 4002 | 2022-08-20 | 10 | OFF | 60.31 | 10.01 | 0.37 | 0.05 | 0.09 | 0 | 0 | 0.05 | -0.52 | -0.06 | 0 |  | 0.4 | 0.34 | 0.23 | 71.27 | 1332.702 | 0.51
D | 4002 | 2022-08-20 | 11 | OFF | 59.81 | 10.01 | 0.37 | 0.05 | 0.05 | 0 | 0 | 0.03 | -0.52 | -0.06 | 0 |  | 0.4 | 0.34 | 0.23 | 70.71 | 1423.102 | 0.47
D | 4002 | 2022-08-20 | 12 | OFF | 62.54 | 10.01 | 0.37 | 0.05 | 0.06 | 0 | 0 | 0.03 | -0.54 | -0.06 | 0 |  | 0.4 | 0.34 | 0.23 | 73.43 | 1518.288 | 0.48
D | 4002 | 2022-08-20 | 13 | OFF | 67.22 | 10.01 | 0.37 | 0.05 | 0.06 | 0 | 0 | 0.05 | -0.52 | -0.06 | 0 |  | 0.4 | 0.34 | 0.23 | 78.15 | 1606.06 | 0.48
D | 4002 | 2022-08-20 | 14 | OFF | 78.23 | 10.01 | 0.37 | 0.05 | 0.09 | 0 | 0.01 | 0.04 | -0.36 | -0.06 | 0 |  | 0.4 | 0.34 | 0.23 | 89.35 | 1681.69 | 0.52
D | 4002 | 2022-08-20 | 15 | OFF | 78.54 | 10.01 | 0.37 | 0.05 | 0.13 | 0 | 0 | -0.01 | -0.45 | -0.06 | 0 |  | 0.4 | 0.34 | 0.23 | 89.55 | 1715.193 | 0.55
D | 4002 | 2022-08-20 | 16 | OFF | 86.73 | 10.01 | 0.37 | 0.05 | 0.2 | 0 | 0 | 0.02 | -0.41 | -0.06 | 0 |  | 0.4 | 0.34 | 0.23 | 97.88 | 1750.534 | 0.62
D | 4002 | 2022-08-20 | 17 | OFF | 86.87 | 10.01 | 0.37 | 0.05 | 0.11 | 0 | 0.02 | 0.02 | -0.46 | -0.06 | 0 |  | 0.4 | 0.34 | 0.23 | 97.9 | 1787.613 | 0.55
D | 4002 | 2022-08-20 | 18 | OFF | 115.37 | 10.01 | 0.37 | 0.05 | 0.24 | 0 | 0.17 | 0.04 | -0.63 | -0.06 | 0 |  | 0.4 | 0.34 | 0.23 | 126.53 | 1809.788 | 0.83
D | 4002 | 2022-08-20 | 19 | OFF | 110.19 | 10.01 | 0.37 | 0.05 | 0.37 | 0 | 0.09 | -0.02 | -0.68 | -0.06 | 0 |  | 0.4 | 0.34 | 0.23 | 121.29 | 1782.698 | 0.88
D | 4002 | 2022-08-20 | 20 | OFF | 108.61 | 10.01 | 0.37 | 0.05 | 0.55 | 0 | 0.2 | -0.07 | -0.53 | -0.06 | 0 |  | 0.4 | 0.34 | 0.23 | 120.1 | 1724.711 | 1.17
D | 4002 | 2022-08-20 | 21 | OFF | 99.13 | 10.01 | 0.37 | 0.05 | 0.27 | 0 | 0.01 | 0.07 | -0.33 | -0.06 | 0 |  | 0.4 | 0.34 | 0.23 | 110.49 | 1678.554 | 0.7
D | 4002 | 2022-08-20 | 22 | OFF | 90.75 | 10.01 | 0.37 | 0.05 | 0.24 | 0 | 0.02 | -0.01 | -0.34 | -0.06 | 0 |  | 0.4 | 0.34 | 0.23 | 102 | 1569.572 | 0.68
D | 4002 | 2022-08-20 | 23 | OFF | 82.59 | 10.01 | 0.37 | 0.05 | 0.28 | 0 | 0 | -0.02 | -0.52 | -0.06 | 0 |  | 0.4 | 0.34 | 0.23 | 93.67 | 1440.71 | 0.7
D | 4002 | 2022-08-20 | 24 | OFF | 75.12 | 10.01 | 0.37 | 0.05 | 0.93 | 0 | 0 | 0.05 | -0.34 | -0.06 | 0 |  | 0.4 | 0.34 | 0.23 | 87.1 | 1322.423 | 1.35
D | 4002 | 2022-08-21 | 1 | OFF | 68.96 | 10.01 | 0.41 | 0.04 | 0.18 | 0 | 0 | 0.02 | -0.48 | -0.06 | 0 |  | 0.4 | 0.34 | 0.23 | 80.05 | 1224.812 | 0.63
D | 4002 | 2022-08-21 | 2 | OFF | 79.05 | 10.01 | 0.41 | 0.04 | 0.17 | 0 | 0.16 | -0.03 | -0.22 | -0.06 | 0 |  | 0.4 | 0.34 | 0.23 | 90.5 | 1157.757 | 0.78
D | 4002 | 2022-08-21 | 3 | OFF | 81.9 | 10.01 | 0.41 | 0.04 | 0.17 | 0 | 0 | -0.11 | -0.22 | -0.06 | 0 |  | 0.4 | 0.34 | 0.23 | 93.11 | 1113.071 | 0.62
D | 4002 | 2022-08-21 | 4 | OFF | 77.64 | 10.01 | 0.41 | 0.04 | 0.1 | 0 | 0 | 0.06 | -0.24 | -0.06 | 0 |  | 0.4 | 0.34 | 0.23 | 88.93 | 1082.386 | 0.55
D | 4002 | 2022-08-21 | 5 | OFF | 94.67 | 10.01 | 0.41 | 0.04 | 0.29 | 0 | 0 | 0.14 | -0.17 | -0.06 | 0 |  | 0.4 | 0.34 | 0.23 | 106.3 | 1069.326 | 0.74
D | 4002 | 2022-08-21 | 6 | OFF | 95.84 | 10.01 | 0.41 | 0.04 | 0.29 | 0 | 0 | 0.03 | -0.21 | -0.06 | 0 |  | 0.4 | 0.34 | 0.23 | 107.32 | 1075.658 | 0.74
D | 4002 | 2022-08-21 | 7 | OFF | 113.17 | 10.01 | 0.41 | 0.04 | 1.66 | 0 | 0 | 0.13 | -0.18 | -0.06 | 0 |  | 0.4 | 0.34 | 0.23 | 126.15 | 1098.144 | 2.11
D | 4002 | 2022-08-21 | 8 | OFF | 99.36 | 10.01 | 0.41 | 0.04 | 1.29 | 0 | 0 | 0.27 | -0.14 | -0.06 | 0 |  | 0.4 | 0.34 | 0.23 | 112.15 | 1177.307 | 1.74
D | 4002 | 2022-08-21 | 9 | OFF | 83.77 | 10.01 | 0.41 | 0.04 | 0.44 | 0 | 0 | 0.14 | -0.31 | -0.06 | 0 |  | 0.4 | 0.34 | 0.23 | 95.41 | 1295.947 | 0.89
D | 4002 | 2022-08-21 | 10 | OFF | 77.72 | 10.01 | 0.41 | 0.04 | 0.18 | 0 | 0 | 0.17 | -0.44 | -0.06 | 0 |  | 0.4 | 0.34 | 0.23 | 89 | 1414.72 | 0.63
D | 4002 | 2022-08-21 | 11 | OFF | 67.97 | 10.01 | 0.41 | 0.04 | 0.08 | 0 | 0 | 0.08 | -0.45 | -0.06 | 0 |  | 0.4 | 0.34 | 0.23 | 79.05 | 1511.099 | 0.53
D | 4002 | 2022-08-21 | 12 | OFF | 68.22 | 10.01 | 0.41 | 0.04 | 0.21 | 0 | 0 | 0.02 | -0.49 | -0.06 | 0 |  | 0.4 | 0.34 | 0.23 | 79.33 | 1599.593 | 0.66
D | 4002 | 2022-08-21 | 13 | OFF | 71.49 | 10.01 | 0.41 | 0.04 | 0.08 | 0 | 0.01 | 0.01 | -0.49 | -0.06 | 0 |  | 0.4 | 0.34 | 0.23 | 82.47 | 1670.1 | 0.54
D | 4002 | 2022-08-21 | 14 | OFF | 72.65 | 10.01 | 0.41 | 0.04 | 0.07 | 0 | 0 | 0 | -0.44 | -0.06 | 0 |  | 0.4 | 0.34 | 0.23 | 83.65 | 1715.577 | 0.52
D | 4002 | 2022-08-21 | 15 | OFF | 80.83 | 10.01 | 0.41 | 0.04 | 0.08 | 0 | 0.01 | -0.04 | -0.42 | -0.06 | 0 |  | 0.4 | 0.34 | 0.23 | 91.83 | 1752.032 | 0.54
D | 4002 | 2022-08-21 | 16 | OFF | 86.16 | 10.01 | 0.41 | 0.04 | 0.1 | 0 | 0 | -0.01 | -0.56 | -0.06 | 0 |  | 0.4 | 0.34 | 0.23 | 97.06 | 1796.231 | 0.55
D | 4002 | 2022-08-21 | 17 | OFF | 76.21 | 10.01 | 0.41 | 0.04 | 0.06 | 0 | 0 | -0.03 | -0.52 | -0.06 | 0 |  | 0.4 | 0.34 | 0.23 | 87.09 | 1830.221 | 0.51
D | 4002 | 2022-08-21 | 18 | OFF | 83.18 | 10.01 | 0.41 | 0.04 | 0.08 | 0 | 0.03 | -0.01 | -0.52 | -0.06 | 0 |  | 0.4 | 0.34 | 0.23 | 94.13 | 1860.93 | 0.56
D | 4002 | 2022-08-21 | 19 | OFF | 94.7 | 10.01 | 0.41 | 0.04 | 0.32 | 0 | 0 | 0.06 | -0.5 | -0.06 | 0 |  | 0.4 | 0.34 | 0.23 | 105.95 | 1824.468 | 0.77
D | 4002 | 2022-08-21 | 20 | OFF | 87.1 | 10.01 | 0.41 | 0.04 | 0.21 | 0 | 0 | 0 | -0.43 | -0.06 | 0 |  | 0.4 | 0.34 | 0.23 | 98.25 | 1748.058 | 0.66
D | 4002 | 2022-08-21 | 21 | OFF | 84.64 | 10.01 | 0.41 | 0.04 | 0.19 | 0 | 0.01 | -0.03 | -0.47 | -0.06 | 0 |  | 0.4 | 0.34 | 0.23 | 95.71 | 1678.039 | 0.65
D | 4002 | 2022-08-21 | 22 | OFF | 74.31 | 10.01 | 0.41 | 0.04 | 0.18 | 0 | 0 | -0.08 | -0.35 | -0.06 | 0 |  | 0.4 | 0.34 | 0.23 | 85.43 | 1540.898 | 0.63
D | 4002 | 2022-08-21 | 23 | OFF | 75.28 | 10.01 | 0.41 | 0.04 | 0.26 | 0 | 0 | -0.21 | -0.38 | -0.06 | 0 |  | 0.4 | 0.34 | 0.23 | 86.32 | 1394.021 | 0.71
D | 4002 | 2022-08-21 | 24 | OFF | 78.73 | 10.01 | 0.41 | 0.04 | 0.74 | 0 | 0 | -0.09 | -0.2 | -0.06 | 0 |  | 0.4 | 0.34 | 0.23 | 90.55 | 1270.482 | 1.19
D | 4002 | 2022-08-22 | 1 | OFF | 72.62 | 10.01 | 0.79 | 0.1 | 0.32 | 0 | 0 | 0.02 | -0.36 | -0.06 | 0 |  | 0.4 | 0.34 | 0.23 | 84.41 | 1180.668 | 1.21
D | 4002 | 2022-08-22 | 2 | OFF | 70.91 | 10.01 | 0.79 | 0.1 | 0.17 | 0 | 0 | -0.05 | -0.38 | -0.06 | 0 |  | 0.4 | 0.34 | 0.23 | 82.46 | 1122.106 | 1.06
D | 4002 | 2022-08-22 | 3 | OFF | 73.56 | 10.01 | 0.79 | 0.1 | 0.1 | 0 | 0 | 0 | -0.39 | -0.06 | 0 |  | 0.4 | 0.34 | 0.23 | 85.08 | 1086.898 | 0.99
D | 4002 | 2022-08-22 | 4 | OFF | 70.08 | 10.01 | 0.79 | 0.1 | 0.06 | 0 | 0 | -0.01 | -0.35 | -0.06 | 0 |  | 0.4 | 0.34 | 0.23 | 81.59 | 1077.826 | 0.95
D | 4002 | 2022-08-22 | 5 | OFF | 69.37 | 10.01 | 0.79 | 0.1 | 0.06 | 0 | 0 | 0.06 | -0.31 | -0.06 | 0 |  | 0.4 | 0.34 | 0.23 | 80.99 | 1102.944 | 0.95
D | 4002 | 2022-08-22 | 6 | OFF | 81.48 | 10.01 | 0.79 | 0.1 | 0.32 | 0 | 0 | 0.11 | -0.19 | -0.06 | 0 |  | 0.4 | 0.34 | 0.23 | 93.53 | 1177.456 | 1.21
D | 4002 | 2022-08-22 | 7 | OFF | 106.17 | 10.01 | 0.79 | 0.1 | 0.85 | 0 | 0 | 0.19 | -0.18 | -0.06 | 0 |  | 0.4 | 0.34 | 0.23 | 118.84 | 1270.462 | 1.74
D | 4002 | 2022-08-22 | 8 | ON | 110.73 | 10.01 | 0.79 | 0.1 | 0.87 | 2.17 | 0.02 | -0.07 | -0.45 | -0.06 | 0 |  | 0.4 | 0.34 | 0.23 | 125.08 | 1383.522 | 3.95
D | 4002 | 2022-08-22 | 9 | ON | 112.03 | 10.01 | 0.79 | 0.1 | 0.58 | 2.07 | 0 | 0 | -0.43 | -0.06 | 0 |  | 0.4 | 0.34 | 0.23 | 126.06 | 1462.941 | 3.54
D | 4002 | 2022-08-22 | 10 | ON | 109.41 | 10.01 | 0.79 | 0.1 | 0.48 | 2.01 | 0 | -0.02 | -0.5 | -0.06 | 0 |  | 0.4 | 0.34 | 0.23 | 123.19 | 1514.734 | 3.38
D | 4002 | 2022-08-22 | 11 | ON | 116.86 | 10.01 | 0.79 | 0.1 | 0.3 | 1.95 | 0.01 | -0.03 | -0.38 | -0.06 | 0 |  | 0.4 | 0.34 | 0.23 | 130.52 | 1572.732 | 3.15
D | 4002 | 2022-08-22 | 12 | ON | 120.25 | 10.01 | 0.79 | 0.1 | 0.21 | 1.91 | 0.04 | -0.03 | -0.38 | -0.06 | 0 |  | 0.4 | 0.34 | 0.23 | 133.81 | 1618.762 | 3.05
D | 4002 | 2022-08-22 | 13 | ON | 122.48 | 10.01 | 0.79 | 0.1 | 0.3 | 1.88 | 0.16 | -0.05 | -0.37 | -0.06 | 0 |  | 0.4 | 0.34 | 0.23 | 136.21 | 1648.93 | 3.23
D | 4002 | 2022-08-22 | 14 | ON | 99.59 | 10.01 | 0.79 | 0.1 | 0.24 | 1.88 | 0.05 | -0.08 | -0.37 | -0.06 | 0 |  | 0.4 | 0.34 | 0.23 | 113.12 | 1663.085 | 3.06
D | 4002 | 2022-08-22 | 15 | ON | 120.79 | 10.01 | 0.79 | 0.1 | 0.59 | 1.9 | 0.06 | -0.07 | -0.31 | -0.06 | 0 |  | 0.4 | 0.34 | 0.23 | 134.77 | 1653.551 | 3.44
D | 4002 | 2022-08-22 | 16 | ON | 75.05 | 10.01 | 0.79 | 0.1 | 0.16 | 1.9 | 0 | -0.04 | -0.39 | -0.06 | 0 |  | 0.4 | 0.34 | 0.23 | 88.49 | 1637.978 | 2.95
D | 4002 | 2022-08-22 | 17 | ON | 74.1 | 10.01 | 0.79 | 0.1 | 0.08 | 1.88 | 0 | 0 | -0.38 | -0.06 | 0 |  | 0.4 | 0.34 | 0.23 | 87.49 | 1631.933 | 2.85
D | 4002 | 2022-08-22 | 18 | ON | 87.31 | 10.01 | 0.79 | 0.1 | 0.17 | 1.85 | 0.08 | -0.05 | -0.38 | -0.06 | 0 |  | 0.4 | 0.34 | 0.23 | 100.79 | 1653.596 | 2.99
D | 4002 | 2022-08-22 | 19 | ON | 85.01 | 10.01 | 0.79 | 0.1 | 0.21 | 1.85 | 0.01 | -0.1 | -0.37 | -0.06 | 0 |  | 0.4 | 0.34 | 0.23 | 98.42 | 1641.724 | 2.96
D | 4002 | 2022-08-22 | 20 | ON | 78.99 | 10.01 | 0.79 | 0.1 | 0.16 | 1.87 | 0 | -0.14 | -0.4 | -0.06 | 0 |  | 0.4 | 0.34 | 0.23 | 92.29 | 1610.591 | 2.92
D | 4002 | 2022-08-22 | 21 | ON | 92.28 | 10.01 | 0.79 | 0.1 | 0.28 | 1.91 | 0.16 | -0.09 | -0.38 | -0.06 | 0 |  | 0.4 | 0.34 | 0.23 | 105.97 | 1563.165 | 3.24
D | 4002 | 2022-08-22 | 22 | ON | 79.51 | 10.01 | 0.79 | 0.1 | 0.3 | 2.02 | 0.03 | -0.07 | -0.33 | -0.06 | 0 |  | 0.4 | 0.34 | 0.23 | 93.27 | 1464.968 | 3.24
D | 4002 | 2022-08-22 | 23 | ON | 84.7 | 10.01 | 0.79 | 0.1 | 0.6 | 2.17 | 0.06 | -0.01 | -0.06 | -0.06 | 0 |  | 0.4 | 0.34 | 0.23 | 99.27 | 1352.221 | 3.72
D | 4002 | 2022-08-22 | 24 | OFF | 99.56 | 10.01 | 0.79 | 0.1 | 0.52 | 0 | 0.16 | -0.55 | -0.23 | -0.06 | 0 |  | 0.4 | 0.34 | 0.23 | 111.27 | 1253.748 | 1.57
D | 4002 | 2022-08-23 | 1 | OFF | 85.75 | 10.01 | 1.01 | 0.07 | 0.22 | 0 | 0 | -0.01 | -0.22 | -0.06 | 0 |  | 0.4 | 0.34 | 0.23 | 97.74 | 1184.744 | 1.3
D | 4002 | 2022-08-23 | 2 | OFF | 84.81 | 10.01 | 1.01 | 0.07 | 0.21 | 0 | 0 | -0.22 | -0.23 | -0.06 | 0 |  | 0.4 | 0.34 | 0.23 | 96.57 | 1141.371 | 1.29
D | 4002 | 2022-08-23 | 3 | OFF | 84.17 | 10.01 | 1.01 | 0.07 | 0.12 | 0 | 0 | -0.1 | -0.26 | -0.06 | 0 |  | 0.4 | 0.34 | 0.23 | 95.93 | 1115.594 | 1.2
D | 4002 | 2022-08-23 | 4 | OFF | 77.43 | 10.01 | 1.01 | 0.07 | 0.08 | 0 | 0 | -0.1 | -0.28 | -0.06 | 0 |  | 0.4 | 0.34 | 0.23 | 89.13 | 1110.286 | 1.16
D | 4002 | 2022-08-23 | 5 | OFF | 83.03 | 10.01 | 1.01 | 0.07 | 0.07 | 0 | 0 | -0.08 | -0.27 | -0.06 | 0 |  | 0.4 | 0.34 | 0.23 | 94.75 | 1128.979 | 1.15
D | 4002 | 2022-08-23 | 6 | OFF | 115.25 | 10.01 | 1.01 | 0.07 | 0.35 | 0 | 0 | -0.28 | 0.04 | -0.06 | 0 |  | 0.4 | 0.34 | 0.23 | 127.36 | 1199.478 | 1.43
D | 4002 | 2022-08-23 | 7 | OFF | 84.17 | 10.01 | 1.01 | 0.07 | 0.51 | 0 | 0.07 | 0.09 | -0.79 | -0.06 | 0 |  | 0.4 | 0.34 | 0.23 | 96.05 | 1304.479 | 1.66
D | 4002 | 2022-08-23 | 8 | ON | 87.22 | 10.01 | 1.01 | 0.07 | 0.44 | 2.19 | 0.06 | -0.08 | -0.45 | -0.06 | 0 |  | 0.4 | 0.34 | 0.23 | 101.38 | 1408.038 | 3.77
D | 4002 | 2022-08-23 | 9 | ON | 94.12 | 10.01 | 1.01 | 0.07 | 0.34 | 2.09 | 0.01 | -0.09 | -0.51 | -0.06 | 0 |  | 0.4 | 0.34 | 0.23 | 107.96 | 1485.655 | 3.52
D | 4002 | 2022-08-23 | 10 | ON | 115.59 | 10.01 | 1.01 | 0.07 | 0.41 | 1.97 | 0.48 | 0.07 | -0.4 | -0.06 | 0 |  | 0.4 | 0.34 | 0.23 | 130.12 | 1540.107 | 3.94
D | 4002 | 2022-08-23 | 11 | ON | 119.36 | 10.01 | 1.01 | 0.07 | 0.71 | 1.95 | 0.41 | 0.02 | -0.45 | -0.06 | 0 |  | 0.4 | 0.34 | 0.23 | 134 | 1583.011 | 4.15
D | 4002 | 2022-08-23 | 12 | ON | 93.33 | 10.01 | 1.01 | 0.07 | 0.34 | 1.91 | 0.04 | 0.02 | -0.44 | -0.06 | 0 |  | 0.4 | 0.34 | 0.23 | 107.2 | 1614.678 | 3.37
D | 4002 | 2022-08-23 | 13 | ON | 81.04 | 10.01 | 1.01 | 0.07 | 0.16 | 1.86 | 0.02 | -0.04 | -0.36 | -0.06 | 0 |  | 0.4 | 0.34 | 0.23 | 94.68 | 1648.011 | 3.12
D | 4002 | 2022-08-23 | 14 | ON | 95.47 | 10.01 | 1.01 | 0.07 | 0.11 | 1.82 | 0.05 | -0.09 | -0.42 | -0.06 | 0 |  | 0.4 | 0.34 | 0.23 | 108.94 | 1675.849 | 3.06
D | 4002 | 2022-08-23 | 15 | ON | 95.68 | 10.01 | 1.01 | 0.07 | 0.13 | 1.8 | 0.01 | -0.03 | -0.52 | -0.06 | 0 |  | 0.4 | 0.34 | 0.23 | 109.07 | 1691.477 | 3.02
D | 4002 | 2022-08-23 | 16 | ON | 94.62 | 10.01 | 1.01 | 0.07 | 0.12 | 1.79 | 0.02 | -0.05 | -0.44 | -0.06 | 0 |  | 0.4 | 0.34 | 0.23 | 108.06 | 1714.377 | 3.01
D | 4002 | 2022-08-23 | 17 | ON | 84.5 | 10.01 | 1.01 | 0.07 | 0.15 | 1.79 | 0 | 0.02 | -0.56 | -0.06 | 0 |  | 0.4 | 0.34 | 0.23 | 97.9 | 1719.854 | 3.02
D | 4002 | 2022-08-23 | 18 | ON | 76.1 | 10.01 | 1.01 | 0.07 | 0.12 | 1.79 | 0 | 0.03 | -0.49 | -0.06 | 0 |  | 0.4 | 0.34 | 0.23 | 89.55 | 1728.809 | 2.99
D | 4002 | 2022-08-23 | 19 | ON | 78.8 | 10.01 | 1.01 | 0.07 | 0.14 | 1.82 | 0 | -0.02 | -0.53 | -0.06 | 0 |  | 0.4 | 0.34 | 0.23 | 92.21 | 1710.417 | 3.04
D | 4002 | 2022-08-23 | 20 | ON | 78.92 | 10.01 | 1.01 | 0.07 | 0.13 | 1.86 | 0 | -0.07 | -0.6 | -0.06 | 0 |  | 0.4 | 0.34 | 0.23 | 92.24 | 1679.83 | 3.07
D | 4002 | 2022-08-23 | 21 | ON | 82.25 | 10.01 | 1.01 | 0.07 | 0.18 | 1.9 | 0 | 0.02 | -0.48 | -0.06 | 0 |  | 0.4 | 0.34 | 0.23 | 95.87 | 1629.242 | 3.16
D | 4002 | 2022-08-23 | 22 | ON | 78.15 | 10.01 | 1.01 | 0.07 | 0.14 | 2.01 | 0 | -0.01 | -0.54 | -0.06 | 0 |  | 0.4 | 0.34 | 0.23 | 91.75 | 1520.125 | 3.23
D | 4002 | 2022-08-23 | 23 | ON | 87.7 | 10.01 | 1.01 | 0.07 | 0.31 | 2.17 | 0.04 | -0.05 | -0.5 | -0.06 | 0 |  | 0.4 | 0.34 | 0.23 | 101.67 | 1411.226 | 3.6
D | 4002 | 2022-08-23 | 24 | OFF | 78.27 | 10.01 | 1.01 | 0.07 | 0.19 | 0 | 0 | 0.07 | -0.36 | -0.06 | 0 |  | 0.4 | 0.34 | 0.23 | 90.17 | 1306.415 | 1.27
D | 4002 | 2022-08-24 | 1 | OFF | 73.71 | 10.01 | 1.13 | 0.09 | 0.12 | 0 | 0 | -0.01 | -0.44 | -0.06 | 0 |  | 0.4 | 0.34 | 0.23 | 85.52 | 1227.513 | 1.34
D | 4002 | 2022-08-24 | 2 | OFF | 76.04 | 10.01 | 1.13 | 0.09 | 0.09 | 0 | 0 | 0.11 | -0.33 | -0.06 | 0 |  | 0.4 | 0.34 | 0.23 | 88.05 | 1174.64 | 1.31
D | 4002 | 2022-08-24 | 3 | OFF | 69.17 | 10.01 | 1.13 | 0.09 | 0.06 | 0 | 0 | 0.05 | -0.42 | -0.06 | 0 |  | 0.4 | 0.34 | 0.23 | 81 | 1144.006 | 1.28
D | 4002 | 2022-08-24 | 4 | OFF | 66.81 | 10.01 | 1.13 | 0.09 | 0.06 | 0 | 0 | 0.03 | -0.45 | -0.06 | 0 |  | 0.4 | 0.34 | 0.23 | 78.59 | 1136.124 | 1.28
D | 4002 | 2022-08-24 | 5 | OFF | 66.99 | 10.01 | 1.13 | 0.09 | 0.11 | 0 | 0 | 0.09 | -0.43 | -0.06 | 0 |  | 0.4 | 0.34 | 0.23 | 78.9 | 1163.156 | 1.33
D | 4002 | 2022-08-24 | 6 | OFF | 68.07 | 10.01 | 1.13 | 0.09 | 0.21 | 0 | 0 | 0.01 | -0.46 | -0.06 | 0 |  | 0.4 | 0.34 | 0.23 | 79.97 | 1241.104 | 1.43
D | 4002 | 2022-08-24 | 7 | OFF | 75.08 | 10.01 | 1.13 | 0.09 | 0.23 | 0 | 0 | -0.04 | -0.44 | -0.06 | 0 |  | 0.4 | 0.34 | 0.23 | 86.97 | 1349.099 | 1.45
D | 4002 | 2022-08-24 | 8 | ON | 76.88 | 10.01 | 1.13 | 0.09 | 0.17 | 2.24 | 0 | -0.04 | -0.59 | -0.06 | 0 |  | 0.4 | 0.34 | 0.23 | 90.8 | 1432.2 | 3.63
D | 4002 | 2022-08-24 | 9 | ON | 73.2 | 10.01 | 1.13 | 0.09 | 0.11 | 2.13 | 0 | 0.03 | -0.56 | -0.06 | 0 |  | 0.4 | 0.34 | 0.23 | 87.05 | 1508.126 | 3.46
D | 4002 | 2022-08-24 | 10 | ON | 71.93 | 10.01 | 1.13 | 0.09 | 0.07 | 2.05 | 0 | -0.01 | -0.46 | -0.06 | 0 |  | 0.4 | 0.34 | 0.23 | 85.72 | 1572.073 | 3.34
D | 4002 | 2022-08-24 | 11 | ON | 75.67 | 10.01 | 1.13 | 0.09 | 0.07 | 1.98 | 0 | -0.04 | -0.46 | -0.06 | 0 |  | 0.4 | 0.34 | 0.23 | 89.36 | 1632.059 | 3.27
D | 4002 | 2022-08-24 | 12 | ON | 79.4 | 10.01 | 1.13 | 0.09 | 0.07 | 1.91 | 0 | 0 | -0.45 | -0.06 | -0.05 |  | 0.4 | 0.34 | 0.23 | 93.02 | 1686.196 | 3.15
D | 4002 | 2022-08-24 | 13 | ON | 79.22 | 10.01 | 1.13 | 0.09 | 0.07 | 1.85 | 0 | -0.06 | -0.48 | -0.06 | -0.1 |  | 0.4 | 0.34 | 0.23 | 92.64 | 1741.592 | 3.04
D | 4002 | 2022-08-24 | 14 | ON | 78.11 | 10.01 | 1.13 | 0.09 | 0.09 | 1.79 | 0 | -0.06 | -0.3 | -0.06 | -0.02 |  | 0.4 | 0.34 | 0.23 | 91.75 | 1795.268 | 3.08
D | 4002 | 2022-08-24 | 15 | ON | 80.03 | 10.01 | 1.13 | 0.09 | 0.08 | 1.73 | 0 | -0.11 | -0.5 | -0.06 | 0 |  | 0.4 | 0.34 | 0.23 | 93.37 | 1829.391 | 3.03
D | 4002 | 2022-08-24 | 16 | ON | 87.98 | 10.01 | 1.13 | 0.09 | 0.11 | 1.68 | 0 | -0.03 | -0.64 | -0.06 | 0 |  | 0.4 | 0.34 | 0.23 | 101.24 | 1841.351 | 3.01
D | 4002 | 2022-08-24 | 17 | ON | 104.08 | 10.01 | 1.13 | 0.09 | 0.18 | 1.63 | 0.02 | 0.01 | -0.7 | -0.06 | 0 |  | 0.4 | 0.34 | 0.23 | 117.36 | 1851.391 | 3.05
D | 4002 | 2022-08-24 | 18 | ON | 128.23 | 10.01 | 1.13 | 0.09 | 0.49 | 1.6 | 0 | 0.04 | -0.64 | -0.06 | 0 |  | 0.4 | 0.34 | 0.23 | 141.86 | 1879.423 | 3.31
D | 4002 | 2022-08-24 | 19 | ON | 184.13 | 10.01 | 1.13 | 0.09 | 1.05 | 1.62 | 0.08 | 0.24 | -0.81 | -0.06 | 0 |  | 0.4 | 0.34 | 0.23 | 198.45 | 1854.401 | 3.97
D | 4002 | 2022-08-24 | 20 | ON | 103.49 | 10.01 | 1.13 | 0.09 | 0.38 | 1.68 | 0 | 0.05 | -0.67 | -0.06 | 0 |  | 0.4 | 0.34 | 0.23 | 117.07 | 1787.036 | 3.28
D | 4002 | 2022-08-24 | 21 | ON | 98.14 | 10.01 | 1.13 | 0.09 | 0.27 | 1.73 | 0 | 0.04 | -0.56 | -0.06 | 0 |  | 0.4 | 0.34 | 0.23 | 111.76 | 1728.763 | 3.22
D | 4002 | 2022-08-24 | 22 | ON | 97.13 | 10.01 | 1.13 | 0.09 | 0.26 | 1.84 | 0.01 | -0.07 | -0.46 | -0.06 | 0 |  | 0.4 | 0.34 | 0.23 | 110.85 | 1599.145 | 3.33
D | 4002 | 2022-08-24 | 23 | ON | 88.11 | 10.01 | 1.13 | 0.09 | 0.43 | 2.01 | 0.01 | -0.04 | -0.25 | -0.06 | 0 |  | 0.4 | 0.34 | 0.23 | 102.41 | 1461.315 | 3.67
D | 4002 | 2022-08-24 | 24 | OFF | 75.17 | 10.01 | 1.13 | 0.09 | 0.4 | 0 | 0 | -0.05 | -0.52 | -0.06 | 0 |  | 0.4 | 0.34 | 0.23 | 87.14 | 1333.083 | 1.62
D | 4002 | 2022-08-25 | 1 | OFF | 78.66 | 10.01 | 0.51 | 0.06 | 0.14 | 0 | 0.02 | 0.02 | -0.36 | -0.06 | 0 |  | 0.4 | 0.34 | 0.23 | 89.97 | 1242.256 | 0.73
D | 4002 | 2022-08-25 | 2 | OFF | 102.31 | 10.01 | 0.51 | 0.06 | 0.7 | 0 | 0.01 | 0.09 | -0.01 | -0.06 | 0 |  | 0.4 | 0.34 | 0.23 | 114.59 | 1184.291 | 1.28
D | 4002 | 2022-08-25 | 3 | OFF | 78.72 | 10.01 | 0.51 | 0.06 | 0.16 | 0 | 0 | -0.03 | -0.25 | -0.06 | 0 |  | 0.4 | 0.34 | 0.23 | 90.09 | 1145.833 | 0.73
D | 4002 | 2022-08-25 | 4 | OFF | 71.61 | 10.01 | 0.51 | 0.06 | 0.06 | 0 | 0 | -0.06 | -0.28 | -0.06 | 0 |  | 0.4 | 0.34 | 0.23 | 82.82 | 1126.039 | 0.63
D | 4002 | 2022-08-25 | 5 | OFF | 69.81 | 10.01 | 0.51 | 0.06 | 0.06 | 0 | 0 | 0.01 | -0.31 | -0.06 | 0 |  | 0.4 | 0.34 | 0.23 | 81.06 | 1138.253 | 0.63
D | 4002 | 2022-08-25 | 6 | OFF | 78.32 | 10.01 | 0.51 | 0.06 | 0.18 | 0 | 0 | 0.02 | -0.33 | -0.06 | 0 |  | 0.4 | 0.34 | 0.23 | 89.68 | 1200.83 | 0.75
D | 4002 | 2022-08-25 | 7 | OFF | 77.28 | 10.01 | 0.51 | 0.06 | 0.2 | 0 | 0 | 0.06 | -0.5 | -0.06 | 0 |  | 0.4 | 0.34 | 0.23 | 88.53 | 1304.728 | 0.77
D | 4002 | 2022-08-25 | 8 | ON | 78.09 | 10.01 | 0.51 | 0.06 | 0.17 | 2.19 | 0 | 0.02 | -0.61 | -0.06 | 0 |  | 0.4 | 0.34 | 0.23 | 91.35 | 1409.381 | 2.93
D | 4002 | 2022-08-25 | 9 | ON | 77.52 | 10.01 | 0.51 | 0.06 | 0.15 | 2.07 | 0 | 0.01 | -0.49 | -0.06 | 0 |  | 0.4 | 0.34 | 0.23 | 90.75 | 1503.084 | 2.79
D | 4002 | 2022-08-25 | 10 | ON | 85.98 | 10.01 | 0.51 | 0.06 | 0.12 | 1.99 | 0.01 | 0.04 | -0.35 | -0.06 | 0 |  | 0.4 | 0.34 | 0.23 | 99.28 | 1576.911 | 2.69
D | 4002 | 2022-08-25 | 11 | ON | 74.73 | 10.01 | 0.51 | 0.06 | 0.06 | 1.9 | 0 | 0.06 | -0.39 | -0.06 | 0 |  | 0.4 | 0.34 | 0.23 | 87.85 | 1663.424 | 2.53
D | 4002 | 2022-08-25 | 12 | ON | 81.11 | 10.01 | 0.51 | 0.06 | 0.22 | 1.82 | 0.03 | -0.03 | -0.41 | -0.06 | 0 |  | 0.4 | 0.34 | 0.23 | 94.23 | 1743.899 | 2.64
D | 4002 | 2022-08-25 | 13 | ON | 84.67 | 10.01 | 0.51 | 0.06 | 0.13 | 1.62 | 0 | -0.04 | -0.39 | -0.06 | 0 |  | 0.4 | 0.34 | 0.23 | 97.48 | 1818.094 | 2.32
D | 4002 | 2022-08-25 | 14 | ON | 111.31 | 10.01 | 0.51 | 0.06 | 0.21 | 1.56 | 0.1 | 0.06 | -0.45 | -0.06 | 0 |  | 0.4 | 0.34 | 0.23 | 124.28 | 1882.883 | 2.44
D | 4002 | 2022-08-25 | 15 | ON | 120.7 | 10.01 | 0.51 | 0.06 | 0.33 | 1.51 | 0.13 | -0.03 | -0.46 | -0.06 | 0 |  | 0.4 | 0.34 | 0.23 | 133.67 | 1919.847 | 2.54
D | 4002 | 2022-08-25 | 16 | ON | 127.32 | 10.01 | 0.51 | 0.06 | 0.53 | 1.39 | 0.26 | 0.27 | -0.53 | -0.06 | 0 |  | 0.4 | 0.34 | 0.23 | 140.73 | 1946.218 | 2.75
D | 4002 | 2022-08-25 | 17 | ON | 141.09 | 10.01 | 0.51 | 0.06 | 0.59 | 1.36 | 0.28 | -0.23 | -0.62 | -0.06 | 0 |  | 0.4 | 0.34 | 0.23 | 153.96 | 1959.428 | 2.8
D | 4002 | 2022-08-25 | 18 | ON | 158.68 | 10.01 | 0.51 | 0.06 | 0.55 | 1.54 | 0.37 | -0.2 | -0.76 | -0.06 | 0 |  | 0.4 | 0.34 | 0.23 | 171.67 | 1960.955 | 3.03
D | 4002 | 2022-08-25 | 19 | ON | 156.26 | 10.01 | 0.51 | 0.06 | 0.52 | 1.57 | 0.05 | -0.01 | -0.69 | -0.06 | 0 |  | 0.4 | 0.34 | 0.23 | 169.19 | 1915.888 | 2.71
D | 4002 | 2022-08-25 | 20 | ON | 121.5 | 10.01 | 0.51 | 0.06 | 0.33 | 1.62 | 0 | 0.03 | -0.67 | -0.06 | 0 |  | 0.4 | 0.34 | 0.23 | 134.3 | 1853.935 | 2.52
D | 4002 | 2022-08-25 | 21 | ON | 115.66 | 10.01 | 0.51 | 0.06 | 0.25 | 1.46 | 0.02 | 0.01 | -0.58 | -0.06 | 0 |  | 0.4 | 0.34 | 0.23 | 128.31 | 1797.417 | 2.3
D | 4002 | 2022-08-25 | 22 | ON | 101.33 | 10.01 | 0.51 | 0.06 | 0.31 | 1.56 | 0.02 | 0.01 | -0.34 | -0.06 | 0 |  | 0.4 | 0.34 | 0.23 | 114.38 | 1660.328 | 2.46
D | 4002 | 2022-08-25 | 23 | ON | 87.55 | 10.01 | 0.51 | 0.06 | 0.52 | 1.71 | 0 | 0.07 | -0.34 | -0.06 | 0 |  | 0.4 | 0.34 | 0.23 | 101 | 1502.349 | 2.8
D | 4002 | 2022-08-25 | 24 | OFF | 80.98 | 10.01 | 0.51 | 0.06 | 0.27 | 0 | 0 | 0.08 | -0.48 | -0.06 | 0 |  | 0.4 | 0.34 | 0.23 | 92.34 | 1365.414 | 0.84
D | 4002 | 2022-08-26 | 1 | OFF | 90.01 | 10.01 | 1.08 | 0.11 | 0.19 | 0 | 0.01 | -0.02 | -0.32 | -0.06 | 0 |  | 0.4 | 0.34 | 0.23 | 101.98 | 1267.936 | 1.39
D | 4002 | 2022-08-26 | 2 | OFF | 82.92 | 10.01 | 1.08 | 0.11 | 0.1 | 0 | 0 | -0.06 | -0.42 | -0.06 | 0 |  | 0.4 | 0.34 | 0.23 | 94.65 | 1203.689 | 1.29
D | 4002 | 2022-08-26 | 3 | OFF | 74.47 | 10.01 | 1.08 | 0.11 | 0.1 | 0 | 0 | 0.03 | -0.32 | -0.06 | 0 |  | 0.4 | 0.34 | 0.23 | 86.39 | 1161.661 | 1.29
D | 4002 | 2022-08-26 | 4 | OFF | 75.07 | 10.01 | 1.08 | 0.11 | 0.06 | 0 | 0 | 0.03 | -0.39 | -0.06 | 0 |  | 0.4 | 0.34 | 0.23 | 86.88 | 1142.484 | 1.25
D | 4002 | 2022-08-26 | 5 | OFF | 78.55 | 10.01 | 1.08 | 0.11 | 0.05 | 0 | 0 | -0.07 | -0.38 | -0.06 | 0 |  | 0.4 | 0.34 | 0.23 | 90.26 | 1155.595 | 1.24
D | 4002 | 2022-08-26 | 6 | OFF | 79.44 | 10.01 | 1.08 | 0.11 | 0.14 | 0 | 0 | 0 | -0.3 | -0.06 | 0 |  | 0.4 | 0.34 | 0.23 | 91.39 | 1214.457 | 1.33
D | 4002 | 2022-08-26 | 7 | OFF | 82.41 | 10.01 | 1.08 | 0.11 | 0.36 | 0 | 0 | 0.06 | -0.41 | -0.06 | 0 |  | 0.4 | 0.34 | 0.23 | 94.53 | 1304.605 | 1.55
D | 4002 | 2022-08-26 | 8 | ON | 74.63 | 10.01 | 1.08 | 0.11 | 0.16 | 2.2 | 0 | 0.05 | -0.56 | -0.06 | 0 |  | 0.4 | 0.34 | 0.23 | 88.59 | 1398.992 | 3.55
D | 4002 | 2022-08-26 | 9 | ON | 73.63 | 10.01 | 1.08 | 0.11 | 0.14 | 2.08 | 0 | 0.01 | -0.58 | -0.06 | 0 |  | 0.4 | 0.34 | 0.23 | 87.39 | 1474.334 | 3.41
D | 4002 | 2022-08-26 | 10 | ON | 83.6 | 10.01 | 1.08 | 0.11 | 0.11 | 1.98 | 0.01 | 0.06 | -0.53 | -0.06 | 0 |  | 0.4 | 0.34 | 0.23 | 97.34 | 1519.731 | 3.29
D | 4002 | 2022-08-26 | 11 | ON | 83.31 | 10.01 | 1.08 | 0.11 | 0.19 | 1.88 | 0.02 | 0.02 | -0.55 | -0.06 | 0 |  | 0.4 | 0.34 | 0.23 | 96.98 | 1570.745 | 3.28
D | 4002 | 2022-08-26 | 12 | ON | 80.51 | 10.01 | 1.08 | 0.11 | 0.15 | 1.78 | 0 | -0.04 | -0.43 | -0.06 | 0 |  | 0.4 | 0.34 | 0.23 | 94.08 | 1647.107 | 3.12
D | 4002 | 2022-08-26 | 13 | ON | 105.6 | 10.01 | 1.08 | 0.11 | 0.18 | 1.69 | 0.02 | 0.01 | -0.39 | -0.06 | 0 |  | 0.4 | 0.34 | 0.23 | 119.22 | 1742.496 | 3.08
D | 4002 | 2022-08-26 | 14 | ON | 142.28 | 10.01 | 1.08 | 0.11 | 0.34 | 1.63 | 0.01 | -0.17 | -0.25 | -0.06 | 0 |  | 0.4 | 0.34 | 0.23 | 155.95 | 1831.631 | 3.17
D | 4002 | 2022-08-26 | 15 | ON | 154.46 | 10.01 | 1.08 | 0.11 | 0.58 | 1.6 | 0.01 | -0.07 | -0.69 | -0.06 | 0 |  | 0.4 | 0.34 | 0.23 | 168 | 1837.029 | 3.38
D | 4002 | 2022-08-26 | 16 | ON | 180.99 | 10.01 | 1.08 | 0.11 | 0.97 | 1.62 | 0.38 | 0.19 | -0.74 | -0.06 | 0 |  | 0.4 | 0.34 | 0.23 | 195.52 | 1747.901 | 4.16
D | 4002 | 2022-08-26 | 17 | ON | 107.98 | 10.01 | 1.08 | 0.11 | 0.55 | 1.67 | 0 | 0.09 | -0.56 | -0.06 | 0 |  | 0.4 | 0.34 | 0.23 | 121.84 | 1684.999 | 3.41
D | 4002 | 2022-08-26 | 18 | ON | 93.51 | 10.01 | 1.08 | 0.11 | 0.33 | 1.71 | 0 | 0.11 | -0.65 | -0.06 | 0 |  | 0.4 | 0.34 | 0.23 | 107.12 | 1658.034 | 3.23
D | 4002 | 2022-08-26 | 19 | ON | 96.92 | 10.01 | 1.08 | 0.11 | 0.25 | 1.71 | 0.01 | -0.04 | -0.63 | -0.06 | 0 |  | 0.4 | 0.34 | 0.23 | 110.33 | 1622.523 | 3.16
D | 4002 | 2022-08-26 | 20 | ON | 109 | 10.01 | 1.08 | 0.11 | 0.29 | 1.73 | 0.02 | -0.1 | -0.63 | -0.06 | 0 |  | 0.4 | 0.34 | 0.23 | 122.42 | 1594.446 | 3.23
D | 4002 | 2022-08-26 | 21 | ON | 120.86 | 10.01 | 1.08 | 0.11 | 0.64 | 1.86 | 0.01 | 0.02 | -0.4 | -0.06 | 0 |  | 0.4 | 0.34 | 0.23 | 135.1 | 1556.269 | 3.7
D | 4002 | 2022-08-26 | 22 | ON | 122.74 | 10.01 | 1.08 | 0.11 | 0.58 | 1.96 | 0.11 | -0.16 | -0.35 | -0.06 | 0 |  | 0.4 | 0.34 | 0.23 | 136.99 | 1464.358 | 3.84
D | 4002 | 2022-08-26 | 23 | ON | 79.34 | 10.01 | 1.08 | 0.11 | 0.25 | 2.1 | 0 | 0.01 | -0.54 | -0.06 | 0 |  | 0.4 | 0.34 | 0.23 | 93.27 | 1350.913 | 3.54
D | 4002 | 2022-08-26 | 24 | OFF | 72.13 | 10.01 | 1.08 | 0.11 | 0.17 | 0 | 0 | 0 | -0.43 | -0.06 | 0 |  | 0.4 | 0.34 | 0.23 | 83.98 | 1243.13 | 1.36
D | 4002 | 2022-08-27 | 1 | OFF | 73.06 | 10.01 | 1.46 | 0.06 | 0.12 | 0 | 0 | -0.01 | -0.61 | -0.06 | 0 |  | 0.4 | 0.34 | 0.23 | 85 | 1161.158 | 1.64
D | 4002 | 2022-08-27 | 2 | OFF | 83.88 | 10.01 | 1.46 | 0.06 | 0.21 | 0 | 0 | -0.06 | -0.37 | -0.06 | 0 |  | 0.4 | 0.34 | 0.23 | 96.1 | 1106.084 | 1.73
D | 4002 | 2022-08-27 | 3 | OFF | 90.72 | 10.01 | 1.46 | 0.06 | 0.19 | 0 | 0 | -0.02 | -0.52 | -0.06 | 0 |  | 0.4 | 0.34 | 0.23 | 102.81 | 1074.382 | 1.71
D | 4002 | 2022-08-27 | 4 | OFF | 81.62 | 10.01 | 1.46 | 0.06 | 0.14 | 0 | 0 | -0.05 | -0.43 | -0.06 | 0 |  | 0.4 | 0.34 | 0.23 | 93.72 | 1057.087 | 1.66
D | 4002 | 2022-08-27 | 5 | OFF | 76.83 | 10.01 | 1.46 | 0.06 | 0.1 | 0 | 0 | -0.03 | -0.45 | -0.06 | 0 |  | 0.4 | 0.34 | 0.23 | 88.89 | 1056.812 | 1.62
D | 4002 | 2022-08-27 | 6 | OFF | 74.47 | 10.01 | 1.46 | 0.06 | 0.01 | 0 | 0 | -0.01 | -0.47 | -0.06 | 0 |  | 0.4 | 0.34 | 0.23 | 86.44 | 1080.061 | 1.53
D | 4002 | 2022-08-27 | 7 | OFF | 75.87 | 10.01 | 1.46 | 0.06 | 0.15 | 0 | 0 | -0.06 | -0.48 | -0.06 | 0 |  | 0.4 | 0.34 | 0.23 | 87.92 | 1119.965 | 1.67
D | 4002 | 2022-08-27 | 8 | OFF | 75.81 | 10.01 | 1.46 | 0.06 | 0.19 | 0 | 0 | -0.01 | -0.46 | -0.06 | 0 |  | 0.4 | 0.34 | 0.23 | 87.97 | 1198.169 | 1.71
D | 4002 | 2022-08-27 | 9 | OFF | 77.54 | 10.01 | 1.46 | 0.06 | 0.22 | 0 | 0.06 | -0.02 | -0.46 | -0.06 | 0 |  | 0.4 | 0.34 | 0.23 | 89.78 | 1292.503 | 1.8
D | 4002 | 2022-08-27 | 10 | OFF | 83.58 | 10.01 | 1.46 | 0.06 | 0.13 | 0 | 0.19 | 0.12 | -0.49 | -0.06 | 0 |  | 0.4 | 0.34 | 0.23 | 95.97 | 1355.363 | 1.84
D | 4002 | 2022-08-27 | 11 | OFF | 72.44 | 10.01 | 1.46 | 0.06 | 0.09 | 0 | 0 | 0.02 | -0.41 | -0.06 | 0 |  | 0.4 | 0.34 | 0.23 | 84.58 | 1397.778 | 1.61
D | 4002 | 2022-08-27 | 12 | OFF | 89.38 | 10.01 | 1.46 | 0.06 | 0.6 | 0 | 0.07 | 0.07 | -0.37 | -0.06 | 0 |  | 0.4 | 0.34 | 0.23 | 102.19 | 1442.301 | 2.19
D | 4002 | 2022-08-27 | 13 | OFF | 74.06 | 10.01 | 1.46 | 0.06 | 0.16 | 0 | 0 | 0.09 | -0.39 | -0.06 | 0 |  | 0.4 | 0.34 | 0.23 | 86.36 | 1457.868 | 1.68
D | 4002 | 2022-08-27 | 14 | OFF | 70.67 | 10.01 | 1.46 | 0.06 | 0.05 | 0 | 0 | 0 | -0.48 | -0.06 | 0 |  | 0.4 | 0.34 | 0.23 | 82.68 | 1467.86 | 1.57
D | 4002 | 2022-08-27 | 15 | OFF | 73.19 | 10.01 | 1.46 | 0.06 | 0.07 | 0 | 0 | -0.08 | -0.42 | -0.06 | 0 |  | 0.4 | 0.34 | 0.23 | 85.2 | 1475.015 | 1.59
D | 4002 | 2022-08-27 | 16 | OFF | 73.66 | 10.01 | 1.46 | 0.06 | 0.06 | 0 | 0 | 0 | -0.51 | -0.06 | 0 |  | 0.4 | 0.34 | 0.23 | 85.65 | 1492.828 | 1.58
D | 4002 | 2022-08-27 | 17 | OFF | 99.81 | 10.01 | 1.46 | 0.06 | 0.13 | 0 | 0.07 | -0.06 | -0.4 | -0.06 | 0 |  | 0.4 | 0.34 | 0.23 | 111.99 | 1525.613 | 1.72
D | 4002 | 2022-08-27 | 18 | OFF | 120.19 | 10.01 | 1.46 | 0.06 | 0.22 | 0 | 0.02 | -0.08 | -0.39 | -0.06 | 0 |  | 0.4 | 0.34 | 0.23 | 132.4 | 1553.652 | 1.76
D | 4002 | 2022-08-27 | 19 | OFF | 121.77 | 10.01 | 1.46 | 0.06 | 0.29 | 0 | 0 | 0.09 | -0.55 | -0.06 | 0 |  | 0.4 | 0.34 | 0.23 | 134.04 | 1528.051 | 1.81
D | 4002 | 2022-08-27 | 20 | OFF | 113.88 | 10.01 | 1.46 | 0.06 | 0.28 | 0 | 0 | -0.09 | -0.5 | -0.06 | 0 |  | 0.4 | 0.34 | 0.23 | 126.01 | 1484.473 | 1.8
D | 4002 | 2022-08-27 | 21 | OFF | 105.24 | 10.01 | 1.46 | 0.06 | 0.43 | 0 | 0.17 | -0.04 | -0.35 | -0.06 | 0 |  | 0.4 | 0.34 | 0.23 | 117.89 | 1445.388 | 2.12
D | 4002 | 2022-08-27 | 22 | OFF | 97.57 | 10.01 | 1.46 | 0.06 | 0.44 | 0 | 0.09 | -0.17 | -0.29 | -0.06 | 0 |  | 0.4 | 0.34 | 0.23 | 110.08 | 1352.859 | 2.05
D | 4002 | 2022-08-27 | 23 | OFF | 74.42 | 10.01 | 1.46 | 0.06 | 0.24 | 0 | 0 | -0.08 | -0.38 | -0.06 | 0 |  | 0.4 | 0.34 | 0.23 | 86.64 | 1253.493 | 1.76
D | 4002 | 2022-08-27 | 24 | OFF | 93.06 | 10.01 | 1.46 | 0.06 | 1.09 | 0 | 0.43 | -0.2 | -0.21 | -0.06 | 0 |  | 0.4 | 0.34 | 0.23 | 106.61 | 1155.587 | 3.04
D | 4002 | 2022-08-28 | 1 | OFF | 84.46 | 10.01 | 0.6 | 0.09 | 0.48 | 0 | 0.11 | -0.04 | -0.38 | -0.06 | 0 |  | 0.4 | 0.34 | 0.23 | 96.24 | 1073.769 | 1.28
D | 4002 | 2022-08-28 | 2 | OFF | 76.51 | 10.01 | 0.6 | 0.09 | 0.21 | 0 | 0 | 0.02 | -0.28 | -0.06 | 0 |  | 0.4 | 0.34 | 0.23 | 88.07 | 1021.957 | 0.9
D | 4002 | 2022-08-28 | 3 | OFF | 68.7 | 10.01 | 0.6 | 0.09 | 0.07 | 0 | 0 | 0.11 | -0.36 | -0.06 | 0 |  | 0.4 | 0.34 | 0.23 | 80.13 | 987.667 | 0.76
D | 4002 | 2022-08-28 | 4 | OFF | 70.56 | 10.01 | 0.6 | 0.09 | 0.07 | 0 | 0 | -0.07 | -0.38 | -0.06 | 0 |  | 0.4 | 0.34 | 0.23 | 81.79 | 968.058 | 0.76
D | 4002 | 2022-08-28 | 5 | OFF | 72.44 | 10.01 | 0.6 | 0.09 | 0.08 | 0 | 0 | -0.05 | -0.33 | -0.06 | 0 |  | 0.4 | 0.34 | 0.23 | 83.75 | 962.378 | 0.77
D | 4002 | 2022-08-28 | 6 | OFF | 71.4 | 10.01 | 0.6 | 0.09 | 0.06 | 0 | 0 | 0.02 | -0.32 | -0.06 | 0 |  | 0.4 | 0.34 | 0.23 | 82.77 | 982.857 | 0.75
D | 4002 | 2022-08-28 | 7 | OFF | 75.08 | 10.01 | 0.6 | 0.09 | 0.18 | 0 | 0 | 0.06 | -0.3 | -0.06 | 0 |  | 0.4 | 0.34 | 0.23 | 86.63 | 1006.195 | 0.87
D | 4002 | 2022-08-28 | 8 | OFF | 67.01 | 10.01 | 0.6 | 0.09 | 0.15 | 0 | 0 | 0.03 | -0.28 | -0.06 | 0 |  | 0.4 | 0.34 | 0.23 | 78.52 | 1067.026 | 0.84
D | 4002 | 2022-08-28 | 9 | OFF | 68.13 | 10.01 | 0.6 | 0.09 | 0.12 | 0 | 0 | 0.08 | -0.25 | -0.06 | 0 |  | 0.4 | 0.34 | 0.23 | 79.69 | 1158.023 | 0.81
D | 4002 | 2022-08-28 | 10 | OFF | 68.18 | 10.01 | 0.6 | 0.09 | 0.07 | 0 | 0 | 0.2 | -0.32 | -0.06 | 0 |  | 0.4 | 0.34 | 0.23 | 79.74 | 1231.695 | 0.76
D | 4002 | 2022-08-28 | 11 | OFF | 68.34 | 10.01 | 0.6 | 0.09 | 0.09 | 0 | 0 | 0.21 | -0.33 | -0.06 | 0 |  | 0.4 | 0.34 | 0.23 | 79.92 | 1280.182 | 0.78
D | 4002 | 2022-08-28 | 12 | OFF | 69.6 | 10.01 | 0.6 | 0.09 | 0.08 | 0 | 0 | 0.08 | -0.38 | -0.06 | 0 |  | 0.4 | 0.34 | 0.23 | 80.99 | 1320.645 | 0.77
D | 4002 | 2022-08-28 | 13 | OFF | 67.58 | 10.01 | 0.6 | 0.09 | 0.06 | 0 | 0 | 0 | -0.33 | -0.06 | 0 |  | 0.4 | 0.34 | 0.23 | 78.92 | 1358.381 | 0.75
D | 4002 | 2022-08-28 | 14 | OFF | 67.88 | 10.01 | 0.6 | 0.09 | 0.06 | 0 | 0 | 0.02 | -0.35 | -0.06 | 0 |  | 0.4 | 0.34 | 0.23 | 79.22 | 1391.498 | 0.75
D | 4002 | 2022-08-28 | 15 | OFF | 68.69 | 10.01 | 0.6 | 0.09 | 0.06 | 0 | 0 | -0.02 | -0.34 | -0.06 | 0 |  | 0.4 | 0.34 | 0.23 | 80 | 1434.078 | 0.75
D | 4002 | 2022-08-28 | 16 | OFF | 73.78 | 10.01 | 0.6 | 0.09 | 0.06 | 0 | 0 | -0.08 | -0.32 | -0.06 | 0 |  | 0.4 | 0.34 | 0.23 | 85.05 | 1488.261 | 0.75
D | 4002 | 2022-08-28 | 17 | OFF | 108.14 | 10.01 | 0.6 | 0.09 | 0.32 | 0 | 0.02 | 0.12 | -0.38 | -0.06 | 0 |  | 0.4 | 0.34 | 0.23 | 119.83 | 1550.321 | 1.03
D | 4002 | 2022-08-28 | 18 | OFF | 119.06 | 10.01 | 0.6 | 0.09 | 0.2 | 0 | 0.15 | -0.1 | -0.48 | -0.06 | 0 |  | 0.4 | 0.34 | 0.23 | 130.44 | 1602.795 | 1.04
D | 4002 | 2022-08-28 | 19 | OFF | 131.97 | 10.01 | 0.6 | 0.09 | 0.33 | 0 | 0.28 | -0.03 | -0.63 | -0.06 | 0 |  | 0.4 | 0.34 | 0.23 | 143.53 | 1599.163 | 1.3
D | 4002 | 2022-08-28 | 20 | OFF | 130.76 | 10.01 | 0.6 | 0.09 | 0.31 | 0 | 0 | 0.27 | -0.66 | -0.06 | 0 |  | 0.4 | 0.34 | 0.23 | 142.29 | 1571.383 | 1
D | 4002 | 2022-08-28 | 21 | OFF | 106.86 | 10.01 | 0.6 | 0.09 | 0.33 | 0 | 0.16 | 0.2 | -0.49 | -0.06 | 0 |  | 0.4 | 0.34 | 0.23 | 118.67 | 1521.429 | 1.18
D | 4002 | 2022-08-28 | 22 | OFF | 82.53 | 10.01 | 0.6 | 0.09 | 0.19 | 0 | 0 | 0.17 | -0.37 | -0.06 | 0 |  | 0.4 | 0.34 | 0.23 | 94.13 | 1407.188 | 0.88
D | 4002 | 2022-08-28 | 23 | OFF | 73.85 | 10.01 | 0.6 | 0.09 | 0.22 | 0 | 0 | 0.16 | -0.45 | -0.06 | 0 |  | 0.4 | 0.34 | 0.23 | 85.39 | 1290.033 | 0.91
D | 4002 | 2022-08-28 | 24 | OFF | 75.46 | 10.01 | 0.6 | 0.09 | 0.17 | 0 | 0 | 0.1 | -0.45 | -0.06 | 0 |  | 0.4 | 0.34 | 0.23 | 86.89 | 1183.813 | 0.86
D | 4002 | 2022-08-29 | 1 | OFF | 90.76 | 10.01 | 1.18 | 0.18 | 0.58 | 0 | 0 | 0.23 | -0.27 | -0.06 | 0 |  | 0.4 | 0.34 | 0.23 | 103.58 | 1111.127 | 1.94
D | 4002 | 2022-08-29 | 2 | OFF | 69.25 | 10.01 | 1.18 | 0.18 | 0.13 | 0 | 0 | 0.3 | -0.42 | -0.06 | 0 |  | 0.4 | 0.34 | 0.23 | 81.54 | 1065.239 | 1.49
D | 4002 | 2022-08-29 | 3 | OFF | 69.63 | 10.01 | 1.18 | 0.18 | 0.11 | 0 | 0 | 0.31 | -0.39 | -0.06 | 0 |  | 0.4 | 0.34 | 0.23 | 81.94 | 1034.662 | 1.47
D | 4002 | 2022-08-29 | 4 | OFF | 63.77 | 10.01 | 1.18 | 0.18 | 0.07 | 0 | 0 | 0.34 | -0.44 | -0.06 | 0 |  | 0.4 | 0.34 | 0.23 | 76.02 | 1027.6 | 1.43
D | 4002 | 2022-08-29 | 5 | OFF | 64.53 | 10.01 | 1.18 | 0.18 | 0.07 | 0 | 0 | 0.29 | -0.41 | -0.06 | 0 |  | 0.4 | 0.34 | 0.23 | 76.76 | 1051.782 | 1.43
D | 4002 | 2022-08-29 | 6 | OFF | 76.35 | 10.01 | 1.18 | 0.18 | 0.22 | 0 | 0 | 0.3 | -0.31 | -0.06 | 0 |  | 0.4 | 0.34 | 0.23 | 88.84 | 1132.074 | 1.58
D | 4002 | 2022-08-29 | 7 | OFF | 75.07 | 10.01 | 1.18 | 0.18 | 0.51 | 0 | 0 | 0.33 | -0.62 | -0.06 | 0 |  | 0.4 | 0.34 | 0.23 | 87.57 | 1240.389 | 1.87
D | 4002 | 2022-08-29 | 8 | ON | 80.19 | 10.01 | 1.18 | 0.18 | 0.34 | 2.27 | 0.02 | 0.18 | -0.37 | -0.06 | 0 |  | 0.4 | 0.34 | 0.23 | 94.91 | 1349.83 | 3.99
D | 4002 | 2022-08-29 | 9 | ON | 75.71 | 10.01 | 1.18 | 0.18 | 0.15 | 2.15 | 0.01 | 0.17 | -0.46 | -0.06 | 0 |  | 0.4 | 0.34 | 0.23 | 90.01 | 1437.755 | 3.67
D | 4002 | 2022-08-29 | 10 | ON | 70.67 | 10.01 | 1.18 | 0.18 | 0.08 | 2.07 | 0 | 0.14 | -0.33 | -0.06 | 0 |  | 0.4 | 0.34 | 0.23 | 84.91 | 1502.033 | 3.51
D | 4002 | 2022-08-29 | 11 | ON | 71.9 | 10.01 | 1.18 | 0.18 | 0.05 | 1.98 | 0 | 0.12 | -0.41 | -0.06 | 0 |  | 0.4 | 0.34 | 0.23 | 85.92 | 1581.615 | 3.39
D | 4002 | 2022-08-29 | 12 | ON | 72.71 | 10.01 | 1.18 | 0.18 | 0.06 | 1.88 | 0 | 0.04 | -0.38 | -0.06 | 0 |  | 0.4 | 0.34 | 0.23 | 86.59 | 1678.33 | 3.3
D | 4002 | 2022-08-29 | 13 | ON | 81.67 | 10.01 | 1.18 | 0.18 | 0.11 | 1.78 | 0 | 0.15 | -0.36 | -0.06 | 0 |  | 0.4 | 0.34 | 0.23 | 95.63 | 1776.289 | 3.25
D | 4002 | 2022-08-29 | 14 | ON | 83.84 | 10.01 | 1.18 | 0.18 | 0.08 | 1.7 | 0 | 0.04 | -0.33 | -0.06 | 0 |  | 0.4 | 0.34 | 0.23 | 97.61 | 1874.493 | 3.14
D | 4002 | 2022-08-29 | 15 | ON | 111.24 | 10.01 | 1.18 | 0.18 | 0.11 | 1.63 | 0 | 0 | -0.27 | -0.06 | 0 |  | 0.4 | 0.34 | 0.23 | 124.99 | 1949.804 | 3.1
D | 4002 | 2022-08-29 | 16 | ON | 122.19 | 10.01 | 1.18 | 0.18 | 0.17 | 1.58 | 0.05 | -0.12 | -0.01 | -0.06 | 0 |  | 0.4 | 0.34 | 0.23 | 136.14 | 2005.012 | 3.16
D | 4002 | 2022-08-29 | 17 | ON | 217.99 | 10.01 | 1.18 | 0.18 | 1.01 | 1.53 | 0.44 | 0.02 | -0.31 | -0.06 | 0 |  | 0.4 | 0.34 | 0.23 | 232.96 | 2045.447 | 4.34
D | 4002 | 2022-08-29 | 18 | ON | 234.59 | 10.01 | 1.18 | 0.18 | 0.74 | 1.5 | 0.19 | 0.02 | -0.48 | -0.06 | 0 |  | 0.4 | 0.34 | 0.23 | 248.84 | 2079.939 | 3.79
D | 4002 | 2022-08-29 | 19 | ON | 174.82 | 10.01 | 1.18 | 0.18 | 1.03 | 1.53 | 0.1 | 0.48 | -0.43 | -0.06 | 0 |  | 0.4 | 0.34 | 0.23 | 189.81 | 2054.225 | 4.02
D | 4002 | 2022-08-29 | 20 | ON | 127.17 | 10.01 | 1.18 | 0.18 | 0.42 | 1.57 | 0 | -0.09 | -0.42 | -0.06 | 0 |  | 0.4 | 0.34 | 0.23 | 140.93 | 1996.789 | 3.35
D | 4002 | 2022-08-29 | 21 | ON | 118.31 | 10.01 | 1.18 | 0.18 | 0.36 | 1.63 | 0 | 0.13 | -0.23 | -0.06 | 0 |  | 0.4 | 0.34 | 0.23 | 132.48 | 1927.893 | 3.35
D | 4002 | 2022-08-29 | 22 | ON | 109.71 | 10.01 | 1.18 | 0.18 | 0.46 | 1.74 | 0.11 | -0.06 | -0.41 | -0.06 | 0 |  | 0.4 | 0.34 | 0.23 | 123.83 | 1781.473 | 3.67
D | 4002 | 2022-08-29 | 23 | ON | 114.91 | 10.01 | 1.18 | 0.18 | 1.01 | 1.9 | 0 | 0.12 | -0.27 | -0.06 | 0 |  | 0.4 | 0.34 | 0.23 | 129.95 | 1619.544 | 4.27
D | 4002 | 2022-08-29 | 24 | OFF | 83.63 | 10.01 | 1.18 | 0.18 | 0.4 | 0 | 0.02 | -0.11 | -0.36 | -0.06 | 0 |  | 0.4 | 0.34 | 0.23 | 95.86 | 1477.908 | 1.78
D | 4002 | 2022-08-30 | 1 | OFF | 81.77 | 10.01 | 1.65 | 0.2 | 0.19 | 0 | 0 | 0.17 | -0.4 | -0.06 | 0 |  | 0.4 | 0.34 | 0.23 | 94.5 | 1377.658 | 2.04
D | 4002 | 2022-08-30 | 2 | OFF | 89.53 | 10.01 | 1.65 | 0.2 | 0.16 | 0 | 0 | 0.15 | -0.18 | -0.06 | 0 |  | 0.4 | 0.34 | 0.23 | 102.43 | 1310.203 | 2.01
D | 4002 | 2022-08-30 | 3 | OFF | 72.43 | 10.01 | 1.65 | 0.2 | 0.07 | 0 | 0 | 0.06 | -0.36 | -0.06 | 0 |  | 0.4 | 0.34 | 0.23 | 84.97 | 1265.111 | 1.92
D | 4002 | 2022-08-30 | 4 | OFF | 69.07 | 10.01 | 1.65 | 0.2 | 0.1 | 0 | 0 | 0.11 | -0.35 | -0.06 | 0 |  | 0.4 | 0.34 | 0.23 | 81.7 | 1244.713 | 1.95
D | 4002 | 2022-08-30 | 5 | OFF | 68.38 | 10.01 | 1.65 | 0.2 | 0.09 | 0 | 0 | 0.14 | -0.37 | -0.06 | 0 |  | 0.4 | 0.34 | 0.23 | 81.01 | 1258.065 | 1.94
D | 4002 | 2022-08-30 | 6 | OFF | 73.44 | 10.01 | 1.65 | 0.2 | 0.22 | 0 | 0 | 0.12 | -0.42 | -0.06 | 0 |  | 0.4 | 0.34 | 0.23 | 86.13 | 1328.731 | 2.07
D | 4002 | 2022-08-30 | 7 | OFF | 101.76 | 10.01 | 1.65 | 0.2 | 0.65 | 0 | 0 | 0.16 | -0.17 | -0.06 | 0 |  | 0.4 | 0.34 | 0.23 | 115.17 | 1449.038 | 2.5
D | 4002 | 2022-08-30 | 8 | ON | 85.92 | 10.01 | 1.65 | 0.2 | 0.49 | 2 | 0.03 | -0.07 | -0.58 | -0.06 | 0 |  | 0.4 | 0.34 | 0.23 | 100.56 | 1552.693 | 4.37
D | 4002 | 2022-08-30 | 9 | ON | 74.34 | 10.01 | 1.65 | 0.2 | 0.21 | 1.9 | 0 | -0.04 | -0.43 | -0.06 | 0 |  | 0.4 | 0.34 | 0.23 | 88.75 | 1655.995 | 3.96
D | 4002 | 2022-08-30 | 10 | ON | 73.24 | 10.01 | 1.65 | 0.2 | 0.16 | 1.83 | 0 | -0.03 | -0.45 | -0.06 | 0 |  | 0.4 | 0.34 | 0.23 | 87.52 | 1745.165 | 3.84
D | 4002 | 2022-08-30 | 11 | ON | 75.59 | 10.01 | 1.65 | 0.2 | 0.08 | 1.75 | 0 | -0.04 | -0.4 | -0.06 | 0 |  | 0.4 | 0.34 | 0.23 | 89.75 | 1850.176 | 3.68
D | 4002 | 2022-08-30 | 12 | ON | 77.32 | 10.01 | 1.65 | 0.2 | 0.16 | 1.64 | 0 | 0 | -0.36 | -0.06 | 0 |  | 0.4 | 0.34 | 0.23 | 91.53 | 1951.792 | 3.65
D | 4002 | 2022-08-30 | 13 | ON | 93.44 | 10.01 | 1.65 | 0.2 | 0.16 | 1.57 | 0 | -0.14 | -0.27 | -0.06 | 0 |  | 0.4 | 0.34 | 0.23 | 107.53 | 2047.142 | 3.58
D | 4002 | 2022-08-30 | 14 | ON | 124.18 | 10.01 | 1.65 | 0.2 | 0.28 | 1.54 | 0 | -0.01 | -0.41 | -0.06 | 0 |  | 0.4 | 0.34 | 0.23 | 138.35 | 2125.397 | 3.67
D | 4002 | 2022-08-30 | 15 | ON | 140.62 | 10.01 | 1.65 | 0.2 | 0.1 | 1.5 | 0 | -0.15 | -0.41 | -0.06 | 0 |  | 0.4 | 0.34 | 0.23 | 154.43 | 2183.334 | 3.45
D | 4002 | 2022-08-30 | 16 | ON | 193.11 | 10.01 | 1.65 | 0.2 | 0.28 | 1.46 | 0.07 | -0.07 | -0.5 | -0.06 | 0 |  | 0.4 | 0.34 | 0.23 | 207.12 | 2231 | 3.66
D | 4002 | 2022-08-30 | 17 | ON | 159.57 | 10.01 | 1.65 | 0.2 | 0.35 | 1.43 | 0 | 0.05 | -0.49 | -0.06 | 0 |  | 0.4 | 0.34 | 0.23 | 173.68 | 2261.817 | 3.63
D | 4002 | 2022-08-30 | 18 | ON | 176.11 | 10.01 | 1.65 | 0.2 | 0.71 | 1.43 | 0.01 | 0 | -0.86 | -0.06 | 0 |  | 0.4 | 0.34 | 0.23 | 190.17 | 2258.172 | 4
D | 4002 | 2022-08-30 | 19 | ON | 114.41 | 10.01 | 1.65 | 0.2 | 0.51 | 1.47 | 0 | -0.09 | -0.68 | -0.06 | 0 |  | 0.4 | 0.34 | 0.23 | 128.39 | 2181.795 | 3.83
D | 4002 | 2022-08-30 | 20 | ON | 114.02 | 10.01 | 1.65 | 0.2 | 0.27 | 1.52 | 0 | -0.06 | -0.64 | -0.06 | 0 |  | 0.4 | 0.34 | 0.23 | 127.88 | 2115.016 | 3.64
D | 4002 | 2022-08-30 | 21 | ON | 111.16 | 10.01 | 1.65 | 0.2 | 0.24 | 1.58 | 0 | -0.03 | -0.35 | -0.06 | 0 |  | 0.4 | 0.34 | 0.23 | 125.37 | 2023.335 | 3.67
D | 4002 | 2022-08-30 | 22 | ON | 102.19 | 10.01 | 1.65 | 0.2 | 0.37 | 1.69 | 0 | -0.05 | -0.31 | -0.06 | 0 |  | 0.4 | 0.34 | 0.23 | 116.66 | 1855.841 | 3.91
D | 4002 | 2022-08-30 | 23 | ON | 80.98 | 10.01 | 1.65 | 0.2 | 0.08 | 1.83 | 0 | 0.08 | -0.38 | -0.06 | 0 |  | 0.4 | 0.34 | 0.23 | 95.36 | 1675.487 | 3.76
D | 4002 | 2022-08-30 | 24 | OFF | 66.19 | 10.01 | 1.65 | 0.2 | 0.18 | 0 | 0 | -0.09 | -0.24 | -0.06 | 0 |  | 0.4 | 0.34 | 0.23 | 78.81 | 1532.098 | 2.03
D | 4002 | 2022-08-31 | 1 | OFF | 74.35 | 10.01 | 0.2 | 0.02 | 0.13 | 0 | 0 | -0.08 | -0.77 | -0.06 | 0 |  | 0.4 | 0.34 | 0.23 | 84.77 | 1434.498 | 0.35
D | 4002 | 2022-08-31 | 2 | OFF | 79.44 | 10.01 | 0.2 | 0.02 | 0.13 | 0 | 0 | 0 | -0.59 | -0.06 | 0 |  | 0.4 | 0.34 | 0.23 | 90.12 | 1364.176 | 0.35
D | 4002 | 2022-08-31 | 3 | OFF | 75.37 | 10.01 | 0.2 | 0.02 | 0.08 | 0 | 0 | 0.01 | -0.59 | -0.06 | 0 |  | 0.4 | 0.34 | 0.23 | 86.01 | 1303.106 | 0.3
D | 4002 | 2022-08-31 | 4 | OFF | 76.62 | 10.01 | 0.2 | 0.02 | 0.06 | 0 | 0 | -0.04 | -0.55 | -0.06 | 0 |  | 0.4 | 0.34 | 0.23 | 87.23 | 1277.82 | 0.28
D | 4002 | 2022-08-31 | 5 | OFF | 70.96 | 10.01 | 0.2 | 0.02 | 0.05 | 0 | 0 | 0.09 | -0.57 | -0.06 | 0 |  | 0.4 | 0.34 | 0.23 | 81.67 | 1281.011 | 0.27
D | 4002 | 2022-08-31 | 6 | OFF | 72.24 | 10.01 | 0.2 | 0.02 | 0.2 | 0 | 0 | 0.06 | -0.56 | -0.06 | 0 |  | 0.4 | 0.34 | 0.23 | 83.08 | 1327.198 | 0.42
D | 4002 | 2022-08-31 | 7 | OFF | 75.17 | 10.01 | 0.2 | 0.02 | 0.27 | 0 | 0 | 0.09 | -0.63 | -0.06 | 0 |  | 0.4 | 0.34 | 0.23 | 86.04 | 1433.612 | 0.49
D | 4002 | 2022-08-31 | 8 | ON | 77.39 | 10.01 | 0.2 | 0.02 | 0.3 | 2.04 | 0 | 0 | -0.59 | -0.06 | 0 |  | 0.4 | 0.34 | 0.23 | 90.28 | 1503.87 | 2.56
D | 4002 | 2022-08-31 | 9 | ON | 69.84 | 10.01 | 0.2 | 0.02 | 0.1 | 2 | 0 | 0.01 | -0.65 | -0.06 | 0 |  | 0.4 | 0.34 | 0.23 | 82.44 | 1543.929 | 2.32
D | 4002 | 2022-08-31 | 10 | ON | 67.08 | 10.01 | 0.2 | 0.02 | 0.06 | 1.97 | 0 | 0.07 | -0.65 | -0.06 | 0 |  | 0.4 | 0.34 | 0.23 | 79.67 | 1588.907 | 2.25
D | 4002 | 2022-08-31 | 11 | ON | 67.43 | 10.01 | 0.2 | 0.02 | 0.06 | 1.92 | 0 | 0.01 | -0.62 | -0.06 | 0 |  | 0.4 | 0.34 | 0.23 | 79.94 | 1654.803 | 2.2
D | 4002 | 2022-08-31 | 12 | ON | 67.52 | 10.01 | 0.2 | 0.02 | 0.07 | 1.86 | 0 | 0.04 | -0.58 | -0.06 | -0.01 |  | 0.4 | 0.34 | 0.23 | 80.04 | 1703.435 | 2.14
D | 4002 | 2022-08-31 | 13 | ON | 69.79 | 10.01 | 0.2 | 0.02 | 0.08 | 1.81 | 0 | 0.04 | -0.59 | -0.06 | -0.1 |  | 0.4 | 0.34 | 0.23 | 82.17 | 1738.093 | 2.01
D | 4002 | 2022-08-31 | 14 | ON | 70.93 | 10.01 | 0.2 | 0.02 | 0.06 | 1.53 | 0 | -0.01 | -0.6 | -0.06 | -0.05 |  | 0.4 | 0.34 | 0.23 | 83 | 1756.012 | 1.76
D | 4002 | 2022-08-31 | 15 | ON | 74.14 | 10.01 | 0.2 | 0.02 | 0.06 | 1.52 | 0 | 0.05 | -0.59 | -0.06 | 0 |  | 0.4 | 0.34 | 0.23 | 86.32 | 1740.285 | 1.8
D | 4002 | 2022-08-31 | 16 | ON | 73.64 | 10.01 | 0.2 | 0.02 | 0.06 | 1.73 | 0 | 0.02 | -0.62 | -0.06 | 0 |  | 0.4 | 0.34 | 0.23 | 85.97 | 1745.929 | 2.01
D | 4002 | 2022-08-31 | 17 | ON | 75.8 | 10.01 | 0.2 | 0.02 | 0.09 | 1.71 | 0 | 0.04 | -0.67 | -0.06 | 0 |  | 0.4 | 0.34 | 0.23 | 88.11 | 1746.699 | 2.02
D | 4002 | 2022-08-31 | 18 | ON | 76.75 | 10.01 | 0.2 | 0.02 | 0.1 | 1.69 | 0 | 0 | -0.65 | -0.06 | 0 |  | 0.4 | 0.34 | 0.23 | 89.03 | 1749.017 | 2.01
D | 4002 | 2022-08-31 | 19 | ON | 92.48 | 10.01 | 0.2 | 0.02 | 0.27 | 1.74 | 0 | 0 | -0.54 | -0.06 | 0 |  | 0.4 | 0.34 | 0.23 | 105.09 | 1714.374 | 2.23
D | 4002 | 2022-08-31 | 20 | ON | 81.3 | 10.01 | 0.2 | 0.02 | 0.18 | 1.81 | 0 | -0.08 | -0.51 | -0.06 | 0 |  | 0.4 | 0.34 | 0.23 | 93.84 | 1643.962 | 2.21
D | 4002 | 2022-08-31 | 21 | ON | 76.18 | 10.01 | 0.2 | 0.02 | 0.13 | 1.9 | 0 | -0.01 | -0.48 | -0.06 | 0 |  | 0.4 | 0.34 | 0.23 | 88.86 | 1570.258 | 2.25
D | 4002 | 2022-08-31 | 22 | ON | 66.8 | 10.01 | 0.2 | 0.02 | 0.09 | 2.06 | 0 | -0.06 | -0.49 | -0.06 | 0 |  | 0.4 | 0.34 | 0.23 | 79.54 | 1436.608 | 2.37
D | 4002 | 2022-08-31 | 23 | ON | 64.48 | 10.01 | 0.2 | 0.02 | 0.19 | 2.27 | 0 | -0.06 | -0.5 | -0.06 | 0 |  | 0.4 | 0.34 | 0.23 | 77.52 | 1295.786 | 2.68
D | 4002 | 2022-08-31 | 24 | OFF | 67.45 | 10.01 | 0.2 | 0.02 | 0.23 | 0 | 0 | -0.1 | -0.4 | -0.06 | 0 |  | 0.4 | 0.34 | 0.23 | 78.32 | 1183.767 | 0.45
T | 744 lines

## whlsecost_hourly_4002_202209
C | Hourly Wholesale Load Cost Report
C | Filename: whlsecost_hourly_4002_202209.csv
C | Report for: 09 2022
C | Report generated: 04/05/2023 13:09:56 EDT
H | Location ID | Local Date | Local Hour | OnOffPeak | RTLMP | Capacity | First Contingency | Second Contingency | Regulation | Forward Reserves | Real-Time Reserves | Inadvertent | Marginal Loss Rev Fund | Auction Rev Rights | Real-Time Demand Reduction Cost | Price Responsive Demand Cost | ISO Sched 2 | ISO Sched 3 | NEPOOL Exp | Total Cost | RTLO | Total Ancillary & NCPC
H | Number | Date | Number | String | Number | Number | Number | Number | Number | Number | Number | Number | Number | Number | Number | Number | Number | Number | Number | Number | Number
D | 4002 | 2022-09-01 | 1 | OFF | 66.53 | 12.56 | 0.16 | 0.03 | 0.08 | 0 | 0 | -0.05 | -0.48 | -0.22 | 0 |  | 0.4 | 0.35 | 0.23 | 79.59 | 1104.514 | 0.27
D | 4002 | 2022-09-01 | 2 | OFF | 64.99 | 12.56 | 0.16 | 0.03 | 0.13 | 0 | 0 | -0.01 | -0.48 | -0.22 | 0 |  | 0.4 | 0.35 | 0.23 | 78.14 | 1057.825 | 0.32
D | 4002 | 2022-09-01 | 3 | OFF | 61.79 | 12.56 | 0.16 | 0.03 | 0.13 | 0 | 0 | 0.02 | -0.42 | -0.22 | 0 |  | 0.4 | 0.35 | 0.23 | 75.03 | 1032.706 | 0.32
D | 4002 | 2022-09-01 | 4 | OFF | 59.94 | 12.56 | 0.16 | 0.03 | 0.09 | 0 | 0 | -0.01 | -0.42 | -0.22 | 0 |  | 0.4 | 0.35 | 0.23 | 73.11 | 1022.266 | 0.28
D | 4002 | 2022-09-01 | 5 | OFF | 59.9 | 12.56 | 0.16 | 0.03 | 0.07 | 0 | 0 | -0.01 | -0.43 | -0.22 | 0 |  | 0.4 | 0.35 | 0.23 | 73.04 | 1042.442 | 0.26
D | 4002 | 2022-09-01 | 6 | OFF | 60.84 | 12.56 | 0.16 | 0.03 | 0.09 | 0 | 0 | 0.05 | -0.51 | -0.22 | 0 |  | 0.4 | 0.35 | 0.23 | 73.98 | 1118.84 | 0.28
D | 4002 | 2022-09-01 | 7 | OFF | 60.38 | 12.56 | 0.16 | 0.03 | 0.14 | 0 | 0 | 0 | -0.65 | -0.22 | 0 |  | 0.4 | 0.35 | 0.23 | 73.38 | 1235.807 | 0.33
D | 4002 | 2022-09-01 | 8 | ON | 60.8 | 12.56 | 0.16 | 0.03 | 0.13 | 2.63 | 0 | -0.02 | -0.5 | -0.22 | 0 |  | 0.4 | 0.35 | 0.23 | 76.55 | 1323.951 | 2.95
D | 4002 | 2022-09-01 | 9 | ON | 62.5 | 12.56 | 0.16 | 0.03 | 0.13 | 2.54 | 0 | -0.07 | -0.5 | -0.22 | 0 |  | 0.4 | 0.35 | 0.23 | 78.11 | 1377.566 | 2.86
D | 4002 | 2022-09-01 | 10 | ON | 60.59 | 12.56 | 0.16 | 0.03 | 0.07 | 2.5 | 0 | -0.02 | -0.47 | -0.22 | 0 |  | 0.4 | 0.35 | 0.23 | 76.18 | 1401.056 | 2.76
D | 4002 | 2022-09-01 | 11 | ON | 62.25 | 12.56 | 0.16 | 0.03 | 0.06 | 2.46 | 0 | 0.01 | -0.43 | -0.22 | 0 |  | 0.4 | 0.35 | 0.23 | 77.86 | 1424.143 | 2.71
D | 4002 | 2022-09-01 | 12 | ON | 62.48 | 12.56 | 0.16 | 0.03 | 0.16 | 2.44 | 0 | 0.08 | -0.43 | -0.22 | 0 |  | 0.4 | 0.35 | 0.23 | 78.24 | 1446.977 | 2.79
D | 4002 | 2022-09-01 | 13 | ON | 60.67 | 12.56 | 0.16 | 0.03 | 0.06 | 2.42 | 0 | 0.02 | -0.4 | -0.22 | 0 |  | 0.4 | 0.35 | 0.23 | 76.28 | 1446.064 | 2.67
D | 4002 | 2022-09-01 | 14 | ON | 60.44 | 12.56 | 0.16 | 0.03 | 0.06 | 2.37 | 0 | 0.05 | -0.41 | -0.22 | 0 |  | 0.4 | 0.35 | 0.23 | 76.02 | 1450.657 | 2.62
D | 4002 | 2022-09-01 | 15 | ON | 62.37 | 12.56 | 0.16 | 0.03 | 0.06 | 2.31 | 0 | 0.03 | -0.39 | -0.22 | 0 |  | 0.4 | 0.35 | 0.23 | 77.89 | 1447.127 | 2.56
D | 4002 | 2022-09-01 | 16 | ON | 63.26 | 12.56 | 0.16 | 0.03 | 0.03 | 2.24 | 0 | -0.07 | -0.42 | -0.22 | 0 |  | 0.4 | 0.35 | 0.23 | 78.55 | 1455.392 | 2.46
D | 4002 | 2022-09-01 | 17 | ON | 70.8 | 12.56 | 0.16 | 0.03 | 0.07 | 2.17 | 0 | 0.02 | -0.39 | -0.22 | 0 |  | 0.4 | 0.35 | 0.23 | 86.18 | 1463.359 | 2.43
D | 4002 | 2022-09-01 | 18 | ON | 85.59 | 12.56 | 0.16 | 0.03 | 0.19 | 2.12 | 0.06 | 0.02 | -0.49 | -0.22 | 0 |  | 0.4 | 0.35 | 0.23 | 101 | 1485.241 | 2.56
D | 4002 | 2022-09-01 | 19 | ON | 91.64 | 12.56 | 0.16 | 0.03 | 0.33 | 2.16 | 0.01 | -0.04 | -0.53 | -0.22 | 0 |  | 0.4 | 0.35 | 0.23 | 107.08 | 1466.209 | 2.69
D | 4002 | 2022-09-01 | 20 | ON | 86.38 | 12.56 | 0.16 | 0.03 | 0.35 | 2.22 | 0 | -0.01 | -0.58 | -0.22 | 0 |  | 0.4 | 0.35 | 0.23 | 101.87 | 1440.981 | 2.76
D | 4002 | 2022-09-01 | 21 | ON | 69.96 | 12.56 | 0.16 | 0.03 | 0.11 | 2.3 | 0 | 0.02 | -0.43 | -0.22 | 0 |  | 0.4 | 0.35 | 0.23 | 85.47 | 1394.766 | 2.6
D | 4002 | 2022-09-01 | 22 | ON | 64.2 | 12.56 | 0.16 | 0.03 | 0.1 | 2.47 | 0 | -0.07 | -0.38 | -0.22 | 0 |  | 0.4 | 0.35 | 0.23 | 79.83 | 1288.641 | 2.76
D | 4002 | 2022-09-01 | 23 | ON | 65.02 | 12.56 | 0.16 | 0.03 | 0.21 | 2.71 | 0 | -0.08 | -0.39 | -0.22 | 0 |  | 0.4 | 0.35 | 0.23 | 80.98 | 1169.132 | 3.11
D | 4002 | 2022-09-01 | 24 | OFF | 70.36 | 12.56 | 0.16 | 0.03 | 0.31 | 0 | 0.34 | -0.07 | -0.32 | -0.22 | 0 |  | 0.4 | 0.35 | 0.23 | 84.13 | 1069.083 | 0.84
D | 4002 | 2022-09-02 | 1 | OFF | 79.57 | 12.56 | 0.36 | 0.06 | 0.51 | 0 | 0.11 | -0.07 | -0.27 | -0.22 | 0 |  | 0.4 | 0.35 | 0.23 | 93.59 | 994.443 | 1.04
D | 4002 | 2022-09-02 | 2 | OFF | 83.48 | 12.56 | 0.36 | 0.06 | 0.3 | 0 | 0 | -0.02 | -0.15 | -0.22 | 0 |  | 0.4 | 0.35 | 0.23 | 97.35 | 950.248 | 0.72
D | 4002 | 2022-09-02 | 3 | OFF | 71.61 | 12.56 | 0.36 | 0.06 | 0.09 | 0 | 0 | -0.04 | -0.28 | -0.22 | 0 |  | 0.4 | 0.35 | 0.23 | 85.12 | 921.865 | 0.51
D | 4002 | 2022-09-02 | 4 | OFF | 64.42 | 12.56 | 0.36 | 0.06 | 0.08 | 0 | 0 | -0.01 | -0.28 | -0.22 | 0 |  | 0.4 | 0.35 | 0.23 | 77.95 | 916.725 | 0.5
D | 4002 | 2022-09-02 | 5 | OFF | 67.92 | 12.56 | 0.36 | 0.06 | 0.08 | 0 | 0 | 0 | -0.27 | -0.22 | 0 |  | 0.4 | 0.35 | 0.23 | 81.47 | 935.854 | 0.5
D | 4002 | 2022-09-02 | 6 | OFF | 73.31 | 12.56 | 0.36 | 0.06 | 0.15 | 0 | 0.49 | -0.04 | -0.21 | -0.22 | 0 |  | 0.4 | 0.35 | 0.23 | 87.44 | 998.898 | 1.06
D | 4002 | 2022-09-02 | 7 | OFF | 78.17 | 12.56 | 0.36 | 0.06 | 0.59 | 0 | 0.68 | 0.08 | -0.42 | -0.22 | 0 |  | 0.4 | 0.35 | 0.23 | 92.84 | 1093.224 | 1.69
D | 4002 | 2022-09-02 | 8 | ON | 66.16 | 12.56 | 0.36 | 0.06 | 0.17 | 2.92 | 0 | -0.03 | -0.39 | -0.22 | 0 |  | 0.4 | 0.35 | 0.23 | 82.57 | 1177.086 | 3.51
D | 4002 | 2022-09-02 | 9 | ON | 65.11 | 12.56 | 0.36 | 0.06 | 0.15 | 2.86 | 0 | -0.02 | -0.35 | -0.22 | 0 |  | 0.4 | 0.35 | 0.23 | 81.49 | 1226.004 | 3.43
D | 4002 | 2022-09-02 | 10 | ON | 64.2 | 12.56 | 0.36 | 0.06 | 0.15 | 2.86 | 0 | -0.08 | -0.27 | -0.22 | 0 |  | 0.4 | 0.35 | 0.23 | 80.6 | 1246.468 | 3.43
D | 4002 | 2022-09-02 | 11 | ON | 61.24 | 12.56 | 0.36 | 0.06 | 0.07 | 2.86 | 0 | -0.03 | -0.31 | -0.22 | 0 |  | 0.4 | 0.35 | 0.23 | 77.57 | 1261.538 | 3.35
D | 4002 | 2022-09-02 | 12 | ON | 61.9 | 12.56 | 0.36 | 0.06 | 0.07 | 2.84 | 0 | -0.06 | -0.28 | -0.22 | 0 |  | 0.4 | 0.35 | 0.23 | 78.21 | 1274.145 | 3.33
D | 4002 | 2022-09-02 | 13 | ON | 61.3 | 12.56 | 0.36 | 0.06 | 0.08 | 2.81 | 0 | 0 | -0.35 | -0.22 | 0 |  | 0.4 | 0.35 | 0.23 | 77.58 | 1283.262 | 3.31
D | 4002 | 2022-09-02 | 14 | ON | 59.74 | 12.56 | 0.36 | 0.06 | 0.07 | 2.75 | 0 | -0.01 | -0.4 | -0.22 | 0 |  | 0.4 | 0.35 | 0.23 | 75.89 | 1299.197 | 3.24
D | 4002 | 2022-09-02 | 15 | ON | 62.47 | 12.56 | 0.36 | 0.06 | 0.07 | 2.67 | 0 | -0.09 | -0.35 | -0.22 | 0 |  | 0.4 | 0.35 | 0.23 | 78.51 | 1316.264 | 3.16
D | 4002 | 2022-09-02 | 16 | ON | 65.43 | 12.56 | 0.36 | 0.06 | 0.07 | 2.56 | 0 | -0.07 | -0.29 | -0.22 | 0 |  | 0.4 | 0.35 | 0.23 | 81.44 | 1343.791 | 3.05
D | 4002 | 2022-09-02 | 17 | ON | 78.96 | 12.56 | 0.36 | 0.06 | 0.1 | 2.44 | 0.01 | -0.03 | -0.16 | -0.22 | 0 |  | 0.4 | 0.35 | 0.23 | 95.06 | 1382.168 | 2.97
D | 4002 | 2022-09-02 | 18 | ON | 110.72 | 12.56 | 0.36 | 0.06 | 0.38 | 2.35 | 0.27 | -0.09 | -0.14 | -0.22 | 0 |  | 0.4 | 0.35 | 0.23 | 127.23 | 1414.608 | 3.42
D | 4002 | 2022-09-02 | 19 | ON | 119.28 | 12.56 | 0.36 | 0.06 | 0.54 | 2.37 | 0.11 | -0.21 | -0.32 | -0.22 | 0 |  | 0.4 | 0.35 | 0.23 | 135.51 | 1397.201 | 3.44
D | 4002 | 2022-09-02 | 20 | ON | 101.62 | 12.56 | 0.36 | 0.06 | 0.53 | 2.43 | 0.03 | -0.15 | -0.37 | -0.22 | 0 |  | 0.4 | 0.35 | 0.23 | 117.83 | 1368.607 | 3.41
D | 4002 | 2022-09-02 | 21 | ON | 95.58 | 12.56 | 0.36 | 0.06 | 0.29 | 2.51 | 0.03 | 0.02 | -0.16 | -0.22 | 0 |  | 0.4 | 0.35 | 0.23 | 112.01 | 1319.833 | 3.25
D | 4002 | 2022-09-02 | 22 | ON | 73.18 | 12.56 | 0.36 | 0.06 | 0.15 | 2.67 | 0 | -0.02 | -0.18 | -0.22 | 0 |  | 0.4 | 0.35 | 0.23 | 89.54 | 1229.91 | 3.24
D | 4002 | 2022-09-02 | 23 | ON | 66.51 | 12.56 | 0.36 | 0.06 | 0.13 | 2.88 | 0 | -0.08 | -0.24 | -0.22 | 0 |  | 0.4 | 0.35 | 0.23 | 82.94 | 1128.058 | 3.43
D | 4002 | 2022-09-02 | 24 | OFF | 62.23 | 12.56 | 0.36 | 0.06 | 0.15 | 0 | 0 | -0.11 | -0.22 | -0.22 | 0 |  | 0.4 | 0.35 | 0.23 | 75.79 | 1031.139 | 0.57
D | 4002 | 2022-09-03 | 1 | OFF | 61.57 | 12.56 | 0.03 | 0.01 | 0.16 | 0 | 0 | -0.07 | -0.28 | -0.22 | 0 |  | 0.4 | 0.35 | 0.23 | 74.74 | 962.397 | 0.2
D | 4002 | 2022-09-03 | 2 | OFF | 61.64 | 12.56 | 0.03 | 0.01 | 0.14 | 0 | 0 | -0.03 | -0.18 | -0.22 | 0 |  | 0.4 | 0.35 | 0.23 | 74.93 | 918.775 | 0.18
D | 4002 | 2022-09-03 | 3 | OFF | 62.46 | 12.56 | 0.03 | 0.01 | 0.14 | 0 | 0 | -0.03 | -0.27 | -0.22 | 0 |  | 0.4 | 0.35 | 0.23 | 75.66 | 892.611 | 0.18
D | 4002 | 2022-09-03 | 4 | OFF | 58.69 | 12.56 | 0.03 | 0.01 | 0.18 | 0 | 0 | -0.05 | -0.23 | -0.22 | 0 |  | 0.4 | 0.35 | 0.23 | 71.95 | 881.329 | 0.22
D | 4002 | 2022-09-03 | 5 | OFF | 58.78 | 12.56 | 0.03 | 0.01 | 0.17 | 0 | 0 | -0.03 | -0.24 | -0.22 | 0 |  | 0.4 | 0.35 | 0.23 | 72.04 | 885.115 | 0.21
D | 4002 | 2022-09-03 | 6 | OFF | 58.52 | 12.56 | 0.03 | 0.01 | 0.21 | 0 | 0 | 0.07 | -0.26 | -0.22 | 0 |  | 0.4 | 0.35 | 0.23 | 71.9 | 908.237 | 0.25
D | 4002 | 2022-09-03 | 7 | OFF | 57.83 | 12.56 | 0.03 | 0.01 | 0.16 | 0 | 0 | 0.08 | -0.25 | -0.22 | 0 |  | 0.4 | 0.35 | 0.23 | 71.18 | 945.848 | 0.2
D | 4002 | 2022-09-03 | 8 | OFF | 58.34 | 12.56 | 0.03 | 0.01 | 0.15 | 0 | 0 | 0.26 | -0.24 | -0.22 | 0 |  | 0.4 | 0.35 | 0.23 | 71.87 | 1016.853 | 0.19
D | 4002 | 2022-09-03 | 9 | OFF | 57.53 | 12.56 | 0.03 | 0.01 | 0.27 | 0 | 0 | 0.26 | -0.2 | -0.22 | 0 |  | 0.4 | 0.35 | 0.23 | 71.22 | 1091.379 | 0.31
D | 4002 | 2022-09-03 | 10 | OFF | 59.12 | 12.56 | 0.03 | 0.01 | 0.24 | 0 | 0 | 0.22 | -0.18 | -0.22 | 0 |  | 0.4 | 0.35 | 0.23 | 72.76 | 1145.176 | 0.28
D | 4002 | 2022-09-03 | 11 | OFF | 54.51 | 12.56 | 0.03 | 0.01 | 0.14 | 0 | 0 | 0.19 | -0.27 | -0.22 | 0 |  | 0.4 | 0.35 | 0.23 | 67.93 | 1182.627 | 0.18
D | 4002 | 2022-09-03 | 12 | OFF | 52.05 | 12.56 | 0.03 | 0.01 | 0.08 | 0 | 0 | 0.1 | -0.27 | -0.22 | 0 |  | 0.4 | 0.35 | 0.23 | 65.32 | 1209.58 | 0.12
D | 4002 | 2022-09-03 | 13 | OFF | 52.46 | 12.56 | 0.03 | 0.01 | 0.07 | 0 | 0 | 0.2 | -0.39 | -0.22 | 0 |  | 0.4 | 0.35 | 0.23 | 65.7 | 1226.375 | 0.11
D | 4002 | 2022-09-03 | 14 | OFF | 52.81 | 12.56 | 0.03 | 0.01 | 0.07 | 0 | 0 | 0.14 | -0.38 | -0.22 | 0 |  | 0.4 | 0.35 | 0.23 | 66 | 1257.407 | 0.11
D | 4002 | 2022-09-03 | 15 | OFF | 52.78 | 12.56 | 0.03 | 0.01 | 0.05 | 0 | 0 | 0.04 | -0.37 | -0.22 | 0 |  | 0.4 | 0.35 | 0.23 | 65.86 | 1290.507 | 0.09
D | 4002 | 2022-09-03 | 16 | OFF | 57.22 | 12.56 | 0.03 | 0.01 | 0.05 | 0 | 0 | 0.11 | -0.5 | -0.22 | 0 |  | 0.4 | 0.35 | 0.23 | 70.24 | 1328.615 | 0.09
D | 4002 | 2022-09-03 | 17 | OFF | 58.43 | 12.56 | 0.03 | 0.01 | 0.07 | 0 | 0 | 0.14 | -0.51 | -0.22 | 0 |  | 0.4 | 0.35 | 0.23 | 71.49 | 1382.028 | 0.11
D | 4002 | 2022-09-03 | 18 | OFF | 60.34 | 12.56 | 0.03 | 0.01 | 0.08 | 0 | 0 | 0.15 | -0.58 | -0.22 | 0 |  | 0.4 | 0.35 | 0.23 | 73.35 | 1411.762 | 0.12
D | 4002 | 2022-09-03 | 19 | OFF | 62.9 | 12.56 | 0.03 | 0.01 | 0.04 | 0 | 0 | 0.07 | -0.6 | -0.22 | 0 |  | 0.4 | 0.35 | 0.23 | 75.77 | 1406.106 | 0.08
D | 4002 | 2022-09-03 | 20 | OFF | 63.28 | 12.56 | 0.03 | 0.01 | 0.02 | 0 | 0 | 0.13 | -0.61 | -0.22 | 0 |  | 0.4 | 0.35 | 0.23 | 76.18 | 1380.484 | 0.06
D | 4002 | 2022-09-03 | 21 | OFF | 63.83 | 12.56 | 0.03 | 0.01 | 0.02 | 0 | 0 | 0.07 | -0.57 | -0.22 | 0 |  | 0.4 | 0.35 | 0.23 | 76.71 | 1334.933 | 0.06
D | 4002 | 2022-09-03 | 22 | OFF | 60.88 | 12.56 | 0.03 | 0.01 | 0.09 | 0 | 0 | 0.08 | -0.61 | -0.22 | 0 |  | 0.4 | 0.35 | 0.23 | 73.8 | 1246.588 | 0.13
D | 4002 | 2022-09-03 | 23 | OFF | 59.07 | 12.56 | 0.03 | 0.01 | 0.13 | 0 | 0 | 0.1 | -0.49 | -0.22 | 0 |  | 0.4 | 0.35 | 0.23 | 72.17 | 1157.456 | 0.17
D | 4002 | 2022-09-03 | 24 | OFF | 58.68 | 12.56 | 0.03 | 0.01 | 0.1 | 0 | 0 | -0.06 | -0.52 | -0.22 | 0 |  | 0.4 | 0.35 | 0.23 | 71.56 | 1067.16 | 0.14
D | 4002 | 2022-09-04 | 1 | OFF | 61.29 | 12.56 | 0.41 | 0.06 | 0.08 | 0 | 0.05 | 0 | -0.4 | -0.22 | 0 |  | 0.4 | 0.35 | 0.23 | 74.81 | 997.441 | 0.6
D | 4002 | 2022-09-04 | 2 | OFF | 64.48 | 12.56 | 0.41 | 0.06 | 0.11 | 0 | 0 | -0.03 | -0.3 | -0.22 | 0 |  | 0.4 | 0.35 | 0.23 | 78.05 | 952.59 | 0.58
D | 4002 | 2022-09-04 | 3 | OFF | 77.85 | 12.56 | 0.41 | 0.06 | 0.2 | 0 | 0 | 0.01 | -0.09 | -0.22 | 0 |  | 0.4 | 0.35 | 0.23 | 91.76 | 923.859 | 0.67
D | 4002 | 2022-09-04 | 4 | OFF | 63.73 | 12.56 | 0.41 | 0.06 | 0.11 | 0 | 0 | -0.07 | -0.2 | -0.22 | 0 |  | 0.4 | 0.35 | 0.23 | 77.36 | 910.175 | 0.58
D | 4002 | 2022-09-04 | 5 | OFF | 61.51 | 12.56 | 0.41 | 0.06 | 0.09 | 0 | 0 | -0.02 | -0.22 | -0.22 | 0 |  | 0.4 | 0.35 | 0.23 | 75.15 | 906.808 | 0.56
D | 4002 | 2022-09-04 | 6 | OFF | 66.12 | 12.56 | 0.41 | 0.06 | 0.11 | 0 | 0 | -0.03 | -0.17 | -0.22 | 0 |  | 0.4 | 0.35 | 0.23 | 79.82 | 922.893 | 0.58
D | 4002 | 2022-09-04 | 7 | OFF | 56.47 | 12.56 | 0.41 | 0.06 | 0.16 | 0 | 0 | 0 | -0.29 | -0.22 | 0 |  | 0.4 | 0.35 | 0.23 | 70.13 | 953.779 | 0.63
D | 4002 | 2022-09-04 | 8 | OFF | 55.71 | 12.56 | 0.41 | 0.06 | 0.16 | 0 | 0 | 0.05 | -0.35 | -0.22 | 0 |  | 0.4 | 0.35 | 0.23 | 69.36 | 1014.528 | 0.63
D | 4002 | 2022-09-04 | 9 | OFF | 54.97 | 12.56 | 0.41 | 0.06 | 0.14 | 0 | 0 | 0.05 | -0.34 | -0.22 | 0 |  | 0.4 | 0.35 | 0.23 | 68.61 | 1099.268 | 0.61
D | 4002 | 2022-09-04 | 10 | OFF | 55.41 | 12.56 | 0.41 | 0.06 | 0.1 | 0 | 0 | 0 | -0.41 | -0.22 | 0 |  | 0.4 | 0.35 | 0.23 | 68.89 | 1170.664 | 0.57
D | 4002 | 2022-09-04 | 11 | OFF | 57.91 | 12.56 | 0.41 | 0.06 | 0.19 | 0 | 0 | -0.05 | -0.49 | -0.22 | 0 |  | 0.4 | 0.35 | 0.23 | 71.35 | 1236.901 | 0.66
D | 4002 | 2022-09-04 | 12 | OFF | 60.6 | 12.56 | 0.41 | 0.06 | 0.06 | 0 | 0 | 0 | -0.45 | -0.22 | 0 |  | 0.4 | 0.35 | 0.23 | 74 | 1310.032 | 0.53
D | 4002 | 2022-09-04 | 13 | OFF | 65.96 | 12.56 | 0.41 | 0.06 | 0.06 | 0 | 0 | 0 | -0.44 | -0.22 | 0 |  | 0.4 | 0.35 | 0.23 | 79.37 | 1386.006 | 0.53
D | 4002 | 2022-09-04 | 14 | OFF | 77.9 | 12.56 | 0.41 | 0.06 | 0.07 | 0 | 0.02 | -0.07 | -0.37 | -0.22 | 0 |  | 0.4 | 0.35 | 0.23 | 91.34 | 1455.893 | 0.56
D | 4002 | 2022-09-04 | 15 | OFF | 90.37 | 12.56 | 0.41 | 0.06 | 0.21 | 0 | 0.03 | -0.11 | -0.44 | -0.22 | 0 |  | 0.4 | 0.35 | 0.23 | 103.85 | 1509.145 | 0.71
D | 4002 | 2022-09-04 | 16 | OFF | 90.03 | 12.56 | 0.41 | 0.06 | 0.06 | 0 | 0.01 | -0.06 | -0.41 | -0.22 | 0 |  | 0.4 | 0.35 | 0.23 | 103.42 | 1561.698 | 0.54
D | 4002 | 2022-09-04 | 17 | OFF | 110.95 | 12.56 | 0.41 | 0.06 | 0.17 | 0 | 0.24 | -0.06 | -0.32 | -0.22 | 0 |  | 0.4 | 0.35 | 0.23 | 124.77 | 1616.546 | 0.88
D | 4002 | 2022-09-04 | 18 | OFF | 121.55 | 12.56 | 0.41 | 0.06 | 0.43 | 0 | 0.49 | -0.07 | -0.57 | -0.22 | 0 |  | 0.4 | 0.35 | 0.23 | 135.62 | 1650.35 | 1.39
D | 4002 | 2022-09-04 | 19 | OFF | 104.89 | 12.56 | 0.41 | 0.06 | 0.36 | 0 | 0.09 | -0.03 | -0.61 | -0.22 | 0 |  | 0.4 | 0.35 | 0.23 | 118.49 | 1626.187 | 0.92
D | 4002 | 2022-09-04 | 20 | OFF | 96.77 | 12.56 | 0.41 | 0.06 | 0.24 | 0 | 0 | 0.02 | -0.54 | -0.22 | 0 |  | 0.4 | 0.35 | 0.23 | 110.28 | 1604.69 | 0.71
D | 4002 | 2022-09-04 | 21 | OFF | 95.19 | 12.56 | 0.41 | 0.06 | 0.32 | 0 | 0.01 | -0.16 | -0.45 | -0.22 | 0 |  | 0.4 | 0.35 | 0.23 | 108.7 | 1543.748 | 0.8
D | 4002 | 2022-09-04 | 22 | OFF | 85.75 | 12.56 | 0.41 | 0.06 | 0.37 | 0 | 0.03 | -0.26 | -0.45 | -0.22 | 0 |  | 0.4 | 0.35 | 0.23 | 99.23 | 1440.401 | 0.87
D | 4002 | 2022-09-04 | 23 | OFF | 94.69 | 12.56 | 0.41 | 0.06 | 0.38 | 0 | 0.01 | -0.11 | -0.41 | -0.22 | 0 |  | 0.4 | 0.35 | 0.23 | 108.35 | 1341.426 | 0.86
D | 4002 | 2022-09-04 | 24 | OFF | 96.06 | 12.56 | 0.41 | 0.06 | 0.46 | 0 | 0.02 | -0.06 | -0.1 | -0.22 | 0 |  | 0.4 | 0.35 | 0.23 | 110.17 | 1240.294 | 0.95
D | 4002 | 2022-09-05 | 1 | OFF | 86.49 | 12.56 | 0.86 | 0.24 | 0.25 | 0 | 0.18 | -0.18 | -0.18 | -0.22 | 0 |  | 0.4 | 0.35 | 0.23 | 100.98 | 1161.395 | 1.53
D | 4002 | 2022-09-05 | 2 | OFF | 81.31 | 12.56 | 0.86 | 0.24 | 0.21 | 0 | 0.13 | -0.19 | -0.21 | -0.22 | 0 |  | 0.4 | 0.35 | 0.23 | 95.67 | 1105.903 | 1.44
D | 4002 | 2022-09-05 | 3 | OFF | 81.73 | 12.56 | 0.86 | 0.24 | 0.2 | 0 | 0 | -0.05 | -0.17 | -0.22 | 0 |  | 0.4 | 0.35 | 0.23 | 96.13 | 1071.911 | 1.3
D | 4002 | 2022-09-05 | 4 | OFF | 75.53 | 12.56 | 0.86 | 0.24 | 0.2 | 0 | 0 | -0.11 | -0.23 | -0.22 | 0 |  | 0.4 | 0.35 | 0.23 | 89.81 | 1050.601 | 1.3
D | 4002 | 2022-09-05 | 5 | OFF | 85.02 | 12.56 | 0.86 | 0.24 | 0.22 | 0 | 0 | -0.06 | -0.19 | -0.22 | 0 |  | 0.4 | 0.35 | 0.23 | 99.41 | 1046.085 | 1.32
D | 4002 | 2022-09-05 | 6 | OFF | 84.09 | 12.56 | 0.86 | 0.24 | 0.24 | 0 | 0 | 0.31 | -0.24 | -0.22 | 0 |  | 0.4 | 0.35 | 0.23 | 98.82 | 1060.556 | 1.34
D | 4002 | 2022-09-05 | 7 | OFF | 79.15 | 12.56 | 0.86 | 0.24 | 0.32 | 0 | 0 | 0.2 | -0.13 | -0.22 | 0 |  | 0.4 | 0.35 | 0.23 | 93.96 | 1086.354 | 1.42
D | 4002 | 2022-09-05 | 8 | OFF | 70.14 | 12.56 | 0.86 | 0.24 | 0.16 | 0 | 0 | -0.02 | -0.2 | -0.22 | 0 |  | 0.4 | 0.35 | 0.23 | 84.5 | 1129.675 | 1.26
D | 4002 | 2022-09-05 | 9 | OFF | 69.14 | 12.56 | 0.86 | 0.24 | 0.08 | 0 | 0 | 0.01 | -0.21 | -0.22 | 0 |  | 0.4 | 0.35 | 0.23 | 83.44 | 1202.096 | 1.18
D | 4002 | 2022-09-05 | 10 | OFF | 111.36 | 12.56 | 0.86 | 0.24 | 0.15 | 0 | 0.45 | -0.09 | -0.17 | -0.22 | 0 |  | 0.4 | 0.35 | 0.23 | 126.12 | 1272.925 | 1.7
D | 4002 | 2022-09-05 | 11 | OFF | 133.99 | 12.56 | 0.86 | 0.24 | 0.79 | 0 | 0.41 | -0.11 | -0.22 | -0.22 | 0 |  | 0.4 | 0.35 | 0.23 | 149.28 | 1320.644 | 2.3
D | 4002 | 2022-09-05 | 12 | OFF | 129.72 | 12.56 | 0.86 | 0.24 | 0.39 | 0 | 0.53 | 0.07 | -0.23 | -0.22 | 0 |  | 0.4 | 0.35 | 0.23 | 144.9 | 1349.937 | 2.02
D | 4002 | 2022-09-05 | 13 | OFF | 134.57 | 12.56 | 0.86 | 0.24 | 0.26 | 0 | 1.17 | 0.21 | -0.23 | -0.22 | 0 |  | 0.4 | 0.35 | 0.23 | 150.4 | 1353.644 | 2.53
D | 4002 | 2022-09-05 | 14 | OFF | 126.66 | 12.56 | 0.86 | 0.24 | 0.42 | 0 | 0.63 | 0.09 | -0.24 | -0.22 | 0 |  | 0.4 | 0.35 | 0.23 | 141.98 | 1339.191 | 2.15
D | 4002 | 2022-09-05 | 15 | OFF | 135.64 | 12.56 | 0.86 | 0.24 | 0.56 | 0 | 0.02 | -0.24 | -0.2 | -0.22 | 0 |  | 0.4 | 0.35 | 0.23 | 150.2 | 1325.79 | 1.68
D | 4002 | 2022-09-05 | 16 | OFF | 156.91 | 12.56 | 0.86 | 0.24 | 0.62 | 0 | 0.4 | -0.33 | -0.15 | -0.22 | 0 |  | 0.4 | 0.35 | 0.23 | 171.87 | 1324.266 | 2.12
D | 4002 | 2022-09-05 | 17 | OFF | 149.84 | 12.56 | 0.86 | 0.24 | 0.54 | 0 | 0.62 | -0.08 | 0 | -0.22 | 0 |  | 0.4 | 0.35 | 0.23 | 165.34 | 1349.601 | 2.26
D | 4002 | 2022-09-05 | 18 | OFF | 150.99 | 12.56 | 0.86 | 0.24 | 0.5 | 0 | 0.06 | -0.01 | -0.21 | -0.22 | 0 |  | 0.4 | 0.35 | 0.23 | 165.75 | 1381.337 | 1.66
D | 4002 | 2022-09-05 | 19 | OFF | 129.29 | 12.56 | 0.86 | 0.24 | 0.55 | 0 | 0.01 | -0.18 | -0.21 | -0.22 | 0 |  | 0.4 | 0.35 | 0.23 | 143.88 | 1369.189 | 1.66
D | 4002 | 2022-09-05 | 20 | OFF | 102.67 | 12.56 | 0.86 | 0.24 | 0.28 | 0 | 0.05 | -0.12 | -0.22 | -0.22 | 0 |  | 0.4 | 0.35 | 0.23 | 117.08 | 1339.953 | 1.43
D | 4002 | 2022-09-05 | 21 | OFF | 84.79 | 12.56 | 0.86 | 0.24 | 0.13 | 0 | 0 | -0.26 | -0.24 | -0.22 | 0 |  | 0.4 | 0.35 | 0.23 | 98.84 | 1276.642 | 1.23
D | 4002 | 2022-09-05 | 22 | OFF | 120.68 | 12.56 | 0.86 | 0.24 | 1.64 | 0 | 0.32 | -0.18 | 0.55 | -0.22 | 0 |  | 0.4 | 0.35 | 0.23 | 137.43 | 1179.179 | 3.06
D | 4002 | 2022-09-05 | 23 | OFF | 148.75 | 12.56 | 0.86 | 0.24 | 1.89 | 0 | 0.3 | -0.61 | 0.56 | -0.22 | 0 |  | 0.4 | 0.35 | 0.23 | 165.31 | 1079.528 | 3.29
D | 4002 | 2022-09-05 | 24 | OFF | 96.49 | 12.56 | 0.86 | 0.24 | 0.5 | 0 | 0.34 | -0.2 | -0.11 | -0.22 | 0 |  | 0.4 | 0.35 | 0.23 | 111.44 | 997.959 | 1.94
D | 4002 | 2022-09-06 | 1 | OFF | 89.73 | 12.56 | 0.97 | 0.16 | 0.14 | 0 | 0.23 | -0.14 | -0.11 | -0.22 | 0 |  | 0.4 | 0.35 | 0.23 | 104.3 | 945.918 | 1.5
D | 4002 | 2022-09-06 | 2 | OFF | 81 | 12.56 | 0.97 | 0.16 | 0.19 | 0 | 0 | -0.07 | -0.16 | -0.22 | 0 |  | 0.4 | 0.35 | 0.23 | 95.41 | 916.121 | 1.32
D | 4002 | 2022-09-06 | 3 | OFF | 69.73 | 12.56 | 0.97 | 0.16 | 0.13 | 0 | 0 | -0.18 | -0.32 | -0.22 | 0 |  | 0.4 | 0.35 | 0.23 | 83.81 | 902.76 | 1.26
D | 4002 | 2022-09-06 | 4 | OFF | 71.31 | 12.56 | 0.97 | 0.16 | 0.07 | 0 | 0 | -0.19 | -0.19 | -0.22 | 0 |  | 0.4 | 0.35 | 0.23 | 85.45 | 905.479 | 1.2
D | 4002 | 2022-09-06 | 5 | OFF | 78.81 | 12.56 | 0.97 | 0.16 | 0.07 | 0 | 0 | -0.08 | -0.21 | -0.22 | 0 |  | 0.4 | 0.35 | 0.23 | 93.04 | 937.627 | 1.2
D | 4002 | 2022-09-06 | 6 | OFF | 194.15 | 12.56 | 0.97 | 0.16 | 0.56 | 0 | 0 | -0.12 | 0.58 | -0.22 | 0 |  | 0.4 | 0.35 | 0.23 | 209.62 | 1023.97 | 1.69
D | 4002 | 2022-09-06 | 7 | OFF | 160.64 | 12.56 | 0.97 | 0.16 | 1.04 | 0 | 0.01 | -0.05 | -0.23 | -0.22 | 0 |  | 0.4 | 0.35 | 0.23 | 175.86 | 1168.305 | 2.18
D | 4002 | 2022-09-06 | 8 | ON | 105.95 | 12.56 | 0.97 | 0.16 | 0.52 | 2.6 | 0.07 | -0.13 | -0.37 | -0.22 | 0 |  | 0.4 | 0.35 | 0.23 | 123.09 | 1269.367 | 4.32
D | 4002 | 2022-09-06 | 9 | ON | 100.42 | 12.56 | 0.97 | 0.16 | 0.35 | 2.48 | 0.11 | 0.08 | -0.35 | -0.22 | 0 |  | 0.4 | 0.35 | 0.23 | 117.54 | 1326.742 | 4.07
D | 4002 | 2022-09-06 | 10 | ON | 88.71 | 12.56 | 0.97 | 0.16 | 0.29 | 2.42 | 0.01 | 0.02 | -0.35 | -0.22 | 0 |  | 0.4 | 0.35 | 0.23 | 105.55 | 1367.649 | 3.85
D | 4002 | 2022-09-06 | 11 | ON | 93.63 | 12.56 | 0.97 | 0.16 | 0.26 | 2.38 | 0.09 | 0.11 | -0.36 | -0.22 | 0 |  | 0.4 | 0.35 | 0.23 | 110.56 | 1398.354 | 3.86
D | 4002 | 2022-09-06 | 12 | ON | 126.18 | 12.56 | 0.97 | 0.16 | 0.79 | 2.37 | 0.01 | -0.04 | -0.29 | -0.22 | 0 |  | 0.4 | 0.35 | 0.23 | 143.47 | 1413.861 | 4.3
D | 4002 | 2022-09-06 | 13 | ON | 121.11 | 12.56 | 0.97 | 0.16 | 0.59 | 2.37 | 0.01 | 0.11 | -0.35 | -0.22 | 0 |  | 0.4 | 0.35 | 0.23 | 138.29 | 1419.879 | 4.1
D | 4002 | 2022-09-06 | 14 | ON | 93.81 | 12.56 | 0.97 | 0.16 | 0.23 | 2.38 | 0 | 0.06 | -0.36 | -0.22 | 0 |  | 0.4 | 0.35 | 0.23 | 110.57 | 1414.34 | 3.74
D | 4002 | 2022-09-06 | 15 | ON | 91.17 | 12.56 | 0.97 | 0.16 | 0.27 | 2.4 | 0.02 | -0.04 | -0.38 | -0.22 | 0 |  | 0.4 | 0.35 | 0.23 | 107.89 | 1390.215 | 3.82
D | 4002 | 2022-09-06 | 16 | ON | 76.96 | 12.56 | 0.97 | 0.16 | 0.14 | 2.41 | 0 | 0.05 | -0.37 | -0.22 | 0 |  | 0.4 | 0.35 | 0.23 | 93.64 | 1386.252 | 3.68
D | 4002 | 2022-09-06 | 17 | ON | 71.32 | 12.56 | 0.97 | 0.16 | 0.15 | 2.4 | 0 | 0 | -0.38 | -0.22 | 0 |  | 0.4 | 0.35 | 0.23 | 87.94 | 1392.065 | 3.68
D | 4002 | 2022-09-06 | 18 | ON | 71.73 | 12.56 | 0.97 | 0.16 | 0.13 | 2.36 | 0 | 0.05 | -0.43 | -0.22 | 0 |  | 0.4 | 0.35 | 0.23 | 88.29 | 1421.282 | 3.62
D | 4002 | 2022-09-06 | 19 | ON | 71.07 | 12.56 | 0.97 | 0.16 | 0.09 | 2.37 | 0.01 | -0.04 | -0.44 | -0.22 | 0 |  | 0.4 | 0.35 | 0.23 | 87.51 | 1406.058 | 3.6
D | 4002 | 2022-09-06 | 20 | ON | 72.28 | 12.56 | 0.97 | 0.16 | 0.12 | 2.39 | 0.01 | -0.14 | -0.48 | -0.22 | 0 |  | 0.4 | 0.35 | 0.23 | 88.63 | 1380.992 | 3.65
D | 4002 | 2022-09-06 | 21 | ON | 76.99 | 12.56 | 0.97 | 0.16 | 0.12 | 2.49 | 0.04 | -0.1 | -0.39 | -0.22 | 0 |  | 0.4 | 0.35 | 0.23 | 93.6 | 1321.853 | 3.78
D | 4002 | 2022-09-06 | 22 | ON | 67.71 | 12.56 | 0.97 | 0.16 | 0.18 | 2.65 | 0 | -0.12 | -0.3 | -0.22 | 0 |  | 0.4 | 0.35 | 0.23 | 84.57 | 1223.721 | 3.96
D | 4002 | 2022-09-06 | 23 | ON | 62.61 | 12.56 | 0.97 | 0.16 | 0.18 | 2.86 | 0 | -0.05 | -0.24 | -0.22 | 0 |  | 0.4 | 0.35 | 0.23 | 79.81 | 1118.768 | 4.17
D | 4002 | 2022-09-06 | 24 | OFF | 70.58 | 12.56 | 0.97 | 0.16 | 0.21 | 0 | 0.32 | -0.15 | -0.22 | -0.22 | 0 |  | 0.4 | 0.35 | 0.23 | 85.19 | 1035.004 | 1.66
D | 4002 | 2022-09-07 | 1 | OFF | 62.14 | 12.56 | 0.1 | 0.02 | 0.1 | 0 | 0 | 0.07 | -0.48 | -0.22 | 0 |  | 0.4 | 0.35 | 0.23 | 75.27 | 976.975 | 0.22
D | 4002 | 2022-09-07 | 2 | OFF | 65.37 | 12.56 | 0.1 | 0.02 | 0.08 | 0 | 0 | -0.04 | -0.41 | -0.22 | 0 |  | 0.4 | 0.35 | 0.23 | 78.44 | 943.806 | 0.2
D | 4002 | 2022-09-07 | 3 | OFF | 64.01 | 12.56 | 0.1 | 0.02 | 0.08 | 0 | 0 | 0.01 | -0.31 | -0.22 | 0 |  | 0.4 | 0.35 | 0.23 | 77.23 | 926.852 | 0.2
D | 4002 | 2022-09-07 | 4 | OFF | 63.19 | 12.56 | 0.1 | 0.02 | 0.07 | 0 | 0 | -0.17 | -0.26 | -0.22 | 0 |  | 0.4 | 0.35 | 0.23 | 76.27 | 927.653 | 0.19
D | 4002 | 2022-09-07 | 5 | OFF | 60.13 | 12.56 | 0.1 | 0.02 | 0.06 | 0 | 0 | -0.09 | -0.39 | -0.22 | 0 |  | 0.4 | 0.35 | 0.23 | 73.15 | 955.572 | 0.18
D | 4002 | 2022-09-07 | 6 | OFF | 62.04 | 12.56 | 0.1 | 0.02 | 0.11 | 0 | 0 | 0.15 | -0.56 | -0.22 | 0 |  | 0.4 | 0.35 | 0.23 | 75.18 | 1042.208 | 0.23
D | 4002 | 2022-09-07 | 7 | OFF | 63.47 | 12.56 | 0.1 | 0.02 | 0.12 | 0 | 0 | 0.12 | -0.52 | -0.22 | 0 |  | 0.4 | 0.35 | 0.23 | 76.63 | 1175.44 | 0.24
D | 4002 | 2022-09-07 | 8 | ON | 63.52 | 12.56 | 0.1 | 0.02 | 0.11 | 2.73 | 0 | -0.05 | -0.44 | -0.22 | 0 |  | 0.4 | 0.35 | 0.23 | 79.31 | 1261.493 | 2.96
D | 4002 | 2022-09-07 | 9 | ON | 64.04 | 12.56 | 0.1 | 0.02 | 0.08 | 2.65 | 0 | -0.07 | -0.62 | -0.22 | 0 |  | 0.4 | 0.35 | 0.23 | 79.52 | 1303.642 | 2.85
D | 4002 | 2022-09-07 | 10 | ON | 63.27 | 12.56 | 0.1 | 0.02 | 0.06 | 2.63 | 0 | -0.07 | -0.44 | -0.22 | 0 |  | 0.4 | 0.35 | 0.23 | 78.89 | 1323.812 | 2.81
D | 4002 | 2022-09-07 | 11 | ON | 59.15 | 12.56 | 0.1 | 0.02 | 0.07 | 2.62 | 0 | 0.06 | -0.06 | -0.22 | 0 |  | 0.4 | 0.35 | 0.23 | 75.28 | 1353.825 | 2.81
D | 4002 | 2022-09-07 | 12 | ON | 58.62 | 12.56 | 0.1 | 0.02 | 0.07 | 2.59 | 0 | -0.03 | -0.44 | -0.22 | 0 |  | 0.4 | 0.35 | 0.23 | 74.25 | 1376.275 | 2.78
D | 4002 | 2022-09-07 | 13 | ON | 59.54 | 12.56 | 0.1 | 0.02 | 0.06 | 2.56 | 0 | -0.08 | -0.44 | -0.22 | 0 |  | 0.4 | 0.35 | 0.23 | 75.08 | 1385.457 | 2.74
D | 4002 | 2022-09-07 | 14 | ON | 57.92 | 12.56 | 0.1 | 0.02 | 0.04 | 2.52 | 0 | 0.09 | -0.52 | -0.22 | 0 |  | 0.4 | 0.35 | 0.23 | 73.49 | 1394.569 | 2.68
D | 4002 | 2022-09-07 | 15 | ON | 58.7 | 12.56 | 0.1 | 0.02 | 0.05 | 2.51 | 0 | 0.06 | -0.51 | -0.22 | 0 |  | 0.4 | 0.35 | 0.23 | 74.25 | 1389.678 | 2.68
D | 4002 | 2022-09-07 | 16 | ON | 62.04 | 12.56 | 0.1 | 0.02 | 0.05 | 2.48 | 0 | -0.1 | -0.44 | -0.22 | 0 |  | 0.4 | 0.35 | 0.23 | 77.47 | 1383.811 | 2.65
D | 4002 | 2022-09-07 | 17 | ON | 60.36 | 12.56 | 0.1 | 0.02 | 0.06 | 2.44 | 0 | -0.02 | -0.41 | -0.22 | 0 |  | 0.4 | 0.35 | 0.23 | 75.87 | 1388.851 | 2.62
D | 4002 | 2022-09-07 | 18 | ON | 59.29 | 12.56 | 0.1 | 0.02 | 0.03 | 2.39 | 0 | -0.01 | -0.47 | -0.22 | 0 |  | 0.4 | 0.35 | 0.23 | 74.67 | 1416.515 | 2.54
D | 4002 | 2022-09-07 | 19 | ON | 61.77 | 12.56 | 0.1 | 0.02 | 0.04 | 2.38 | 0 | -0.09 | -0.52 | -0.22 | 0 |  | 0.4 | 0.35 | 0.23 | 77.02 | 1419.338 | 2.54
D | 4002 | 2022-09-07 | 20 | ON | 66.15 | 12.56 | 0.1 | 0.02 | 0.07 | 2.37 | 0 | -0.06 | -0.54 | -0.22 | 0 |  | 0.4 | 0.35 | 0.23 | 81.43 | 1417.366 | 2.56
D | 4002 | 2022-09-07 | 21 | ON | 67.12 | 12.56 | 0.1 | 0.02 | 0.1 | 2.44 | 0 | -0.01 | -0.37 | -0.22 | 0 |  | 0.4 | 0.35 | 0.23 | 82.72 | 1364.818 | 2.66
D | 4002 | 2022-09-07 | 22 | ON | 60.03 | 12.56 | 0.1 | 0.02 | 0.12 | 2.61 | 0 | -0.09 | -0.36 | -0.22 | 0 |  | 0.4 | 0.35 | 0.23 | 75.75 | 1261.078 | 2.85
D | 4002 | 2022-09-07 | 23 | ON | 56.27 | 12.56 | 0.1 | 0.02 | 0.14 | 2.84 | 0 | -0.07 | -0.44 | -0.22 | 0 |  | 0.4 | 0.35 | 0.23 | 72.18 | 1145.646 | 3.1
D | 4002 | 2022-09-07 | 24 | OFF | 55.75 | 12.56 | 0.1 | 0.02 | 0.16 | 0 | 0 | -0.17 | -0.4 | -0.22 | 0 |  | 0.4 | 0.35 | 0.23 | 68.78 | 1049.025 | 0.28
D | 4002 | 2022-09-08 | 1 | OFF | 54.37 | 12.56 | 0.21 | 0.03 | 0.05 | 0 | 0 | 0.02 | -0.41 | -0.22 | 0 |  | 0.4 | 0.35 | 0.23 | 67.59 | 986.503 | 0.29
D | 4002 | 2022-09-08 | 2 | OFF | 54.19 | 12.56 | 0.21 | 0.03 | 0.04 | 0 | 0 | 0 | -0.33 | -0.22 | 0 |  | 0.4 | 0.35 | 0.23 | 67.46 | 945.762 | 0.28
D | 4002 | 2022-09-08 | 3 | OFF | 52.14 | 12.56 | 0.21 | 0.03 | 0.04 | 0 | 0 | 0.04 | -0.29 | -0.22 | 0 |  | 0.4 | 0.35 | 0.23 | 65.49 | 925.115 | 0.28
D | 4002 | 2022-09-08 | 4 | OFF | 52.11 | 12.56 | 0.21 | 0.03 | 0.06 | 0 | 0 | -0.04 | -0.26 | -0.22 | 0 |  | 0.4 | 0.35 | 0.23 | 65.43 | 923.726 | 0.3
D | 4002 | 2022-09-08 | 5 | OFF | 51.51 | 12.56 | 0.21 | 0.03 | 0.07 | 0 | 0 | -0.05 | -0.32 | -0.22 | 0 |  | 0.4 | 0.35 | 0.23 | 64.77 | 950.349 | 0.31
D | 4002 | 2022-09-08 | 6 | OFF | 51.62 | 12.56 | 0.21 | 0.03 | 0.14 | 0 | 0 | 0.1 | -0.51 | -0.22 | 0 |  | 0.4 | 0.35 | 0.23 | 64.91 | 1032.558 | 0.38
D | 4002 | 2022-09-08 | 7 | OFF | 57.95 | 12.56 | 0.21 | 0.03 | 0.14 | 0 | 0 | 0 | -0.63 | -0.22 | 0 |  | 0.4 | 0.35 | 0.23 | 71.02 | 1155.522 | 0.38
D | 4002 | 2022-09-08 | 8 | ON | 80.37 | 12.56 | 0.21 | 0.03 | 0.27 | 2.79 | 0.06 | -0.06 | -0.64 | -0.22 | 0 |  | 0.4 | 0.35 | 0.23 | 96.35 | 1237.168 | 3.36
D | 4002 | 2022-09-08 | 9 | ON | 64.63 | 12.56 | 0.21 | 0.03 | 0.07 | 2.74 | 0 | -0.01 | -0.55 | -0.22 | 0 |  | 0.4 | 0.35 | 0.23 | 80.44 | 1275.219 | 3.05
D | 4002 | 2022-09-08 | 10 | ON | 62.03 | 12.56 | 0.21 | 0.03 | 0.07 | 2.72 | 0 | 0.05 | -0.44 | -0.22 | 0 |  | 0.4 | 0.35 | 0.23 | 77.99 | 1293.476 | 3.03
D | 4002 | 2022-09-08 | 11 | ON | 59.21 | 12.56 | 0.21 | 0.03 | 0.06 | 2.72 | 0 | -0.02 | -0.42 | -0.22 | 0 |  | 0.4 | 0.35 | 0.23 | 75.11 | 1302.382 | 3.02
D | 4002 | 2022-09-08 | 12 | ON | 58.81 | 12.56 | 0.21 | 0.03 | 0.07 | 2.71 | 0 | -0.03 | -0.46 | -0.22 | 0 |  | 0.4 | 0.35 | 0.23 | 74.66 | 1311.004 | 3.02
D | 4002 | 2022-09-08 | 13 | ON | 54.99 | 12.56 | 0.21 | 0.03 | 0.13 | 2.69 | 0 | 0.05 | -0.47 | -0.22 | 0 |  | 0.4 | 0.35 | 0.23 | 70.95 | 1325.298 | 3.06
D | 4002 | 2022-09-08 | 14 | ON | 54.64 | 12.56 | 0.21 | 0.03 | 0.09 | 2.63 | 0 | 0 | -0.51 | -0.22 | 0 |  | 0.4 | 0.35 | 0.23 | 70.41 | 1353.475 | 2.96
D | 4002 | 2022-09-08 | 15 | ON | 57.38 | 12.56 | 0.21 | 0.03 | 0.07 | 2.56 | 0 | 0 | -0.44 | -0.22 | 0 |  | 0.4 | 0.35 | 0.23 | 73.13 | 1371.756 | 2.87
D | 4002 | 2022-09-08 | 16 | ON | 58.21 | 12.56 | 0.21 | 0.03 | 0.05 | 2.49 | 0 | -0.03 | -0.39 | -0.22 | 0 |  | 0.4 | 0.35 | 0.23 | 73.89 | 1393.604 | 2.78
D | 4002 | 2022-09-08 | 17 | ON | 65.2 | 12.56 | 0.21 | 0.03 | 0.07 | 2.39 | 0 | -0.05 | -0.4 | -0.22 | 0 |  | 0.4 | 0.35 | 0.23 | 80.77 | 1425.796 | 2.7
D | 4002 | 2022-09-08 | 18 | ON | 75.8 | 12.56 | 0.21 | 0.03 | 0.1 | 2.31 | 0.02 | -0.04 | -0.48 | -0.22 | 0 |  | 0.4 | 0.35 | 0.23 | 91.27 | 1459.519 | 2.67
D | 4002 | 2022-09-08 | 19 | ON | 74.9 | 12.56 | 0.21 | 0.03 | 0.14 | 2.32 | 0 | 0.08 | -0.58 | -0.22 | 0 |  | 0.4 | 0.35 | 0.23 | 90.42 | 1446.193 | 2.7
D | 4002 | 2022-09-08 | 20 | ON | 66.92 | 12.56 | 0.21 | 0.03 | 0.09 | 2.35 | 0 | -0.12 | -0.58 | -0.22 | 0 |  | 0.4 | 0.35 | 0.23 | 82.22 | 1432.316 | 2.68
D | 4002 | 2022-09-08 | 21 | ON | 63.48 | 12.56 | 0.21 | 0.03 | 0.07 | 2.43 | 0 | -0.09 | -0.49 | -0.22 | 0 |  | 0.4 | 0.35 | 0.23 | 78.96 | 1374.479 | 2.74
D | 4002 | 2022-09-08 | 22 | ON | 57.85 | 12.56 | 0.21 | 0.03 | 0.19 | 2.61 | 0 | -0.1 | -0.4 | -0.22 | 0 |  | 0.4 | 0.35 | 0.23 | 73.71 | 1266.797 | 3.04
D | 4002 | 2022-09-08 | 23 | ON | 55.2 | 12.56 | 0.21 | 0.03 | 0.15 | 2.85 | 0 | -0.06 | -0.44 | -0.22 | 0 |  | 0.4 | 0.35 | 0.23 | 71.26 | 1146.916 | 3.24
D | 4002 | 2022-09-08 | 24 | OFF | 52.93 | 12.56 | 0.21 | 0.03 | 0.15 | 0 | 0 | -0.19 | -0.42 | -0.22 | 0 |  | 0.4 | 0.35 | 0.23 | 66.03 | 1045.906 | 0.39
D | 4002 | 2022-09-09 | 1 | OFF | 52.2 | 12.56 | 0.32 | 0.05 | 0.1 | 0 | 0 | -0.01 | -0.41 | -0.22 | 0 |  | 0.4 | 0.35 | 0.23 | 65.57 | 976.822 | 0.47
D | 4002 | 2022-09-09 | 2 | OFF | 52.24 | 12.56 | 0.32 | 0.05 | 0.14 | 0 | 0 | -0.05 | -0.29 | -0.22 | 0 |  | 0.4 | 0.35 | 0.23 | 65.73 | 936.156 | 0.51
D | 4002 | 2022-09-09 | 3 | OFF | 51.17 | 12.56 | 0.32 | 0.05 | 0.11 | 0 | 0 | -0.05 | -0.23 | -0.22 | 0 |  | 0.4 | 0.35 | 0.23 | 64.69 | 915.351 | 0.48
D | 4002 | 2022-09-09 | 4 | OFF | 51.65 | 12.56 | 0.32 | 0.05 | 0.07 | 0 | 0 | -0.09 | -0.21 | -0.22 | 0 |  | 0.4 | 0.35 | 0.23 | 65.11 | 909.756 | 0.44
D | 4002 | 2022-09-09 | 5 | OFF | 51.97 | 12.56 | 0.32 | 0.05 | 0.08 | 0 | 0 | -0.07 | -0.25 | -0.22 | 0 |  | 0.4 | 0.35 | 0.23 | 65.42 | 933.365 | 0.45
D | 4002 | 2022-09-09 | 6 | OFF | 49.55 | 12.56 | 0.32 | 0.05 | 0.09 | 0 | 0 | 0.18 | -0.46 | -0.22 | 0 |  | 0.4 | 0.35 | 0.23 | 63.05 | 1010.793 | 0.46
D | 4002 | 2022-09-09 | 7 | OFF | 52.97 | 12.56 | 0.32 | 0.05 | 0.13 | 0 | 0 | -0.02 | -0.39 | -0.22 | 0 |  | 0.4 | 0.35 | 0.23 | 66.38 | 1127.279 | 0.5
D | 4002 | 2022-09-09 | 8 | ON | 52.91 | 12.56 | 0.32 | 0.05 | 0.16 | 2.62 | 0 | 0.01 | -0.47 | -0.22 | 0 |  | 0.4 | 0.35 | 0.23 | 68.92 | 1210.072 | 3.15
D | 4002 | 2022-09-09 | 9 | ON | 51.82 | 12.56 | 0.32 | 0.05 | 0.2 | 2.56 | 0 | -0.02 | -0.41 | -0.22 | 0 |  | 0.4 | 0.35 | 0.23 | 67.84 | 1252.422 | 3.13
D | 4002 | 2022-09-09 | 10 | ON | 49.27 | 12.56 | 0.32 | 0.05 | 0.08 | 2.54 | 0 | 0.01 | -0.4 | -0.22 | 0 |  | 0.4 | 0.35 | 0.23 | 65.19 | 1274.155 | 2.99
D | 4002 | 2022-09-09 | 11 | ON | 48.63 | 12.56 | 0.32 | 0.05 | 0.08 | 2.53 | 0 | 0.03 | -0.43 | -0.22 | 0 |  | 0.4 | 0.35 | 0.23 | 64.53 | 1300.821 | 2.98
D | 4002 | 2022-09-09 | 12 | ON | 49.1 | 12.56 | 0.32 | 0.05 | 0.08 | 2.51 | 0 | 0.01 | -0.44 | -0.22 | 0 |  | 0.4 | 0.35 | 0.23 | 64.95 | 1329.999 | 2.96
D | 4002 | 2022-09-09 | 13 | ON | 50.03 | 12.56 | 0.32 | 0.05 | 0.08 | 2.45 | 0 | -0.03 | -0.41 | -0.22 | 0 |  | 0.4 | 0.35 | 0.23 | 65.81 | 1357.335 | 2.9
D | 4002 | 2022-09-09 | 14 | ON | 50.1 | 12.56 | 0.32 | 0.05 | 0.07 | 2.38 | 0 | 0.03 | -0.48 | -0.22 | 0 |  | 0.4 | 0.35 | 0.23 | 65.79 | 1395.619 | 2.82
D | 4002 | 2022-09-09 | 15 | ON | 56.48 | 12.56 | 0.32 | 0.05 | 0.06 | 2.3 | 0 | -0.04 | -0.38 | -0.22 | 0 |  | 0.4 | 0.35 | 0.23 | 72.11 | 1428.835 | 2.73
D | 4002 | 2022-09-09 | 16 | ON | 60.06 | 12.56 | 0.32 | 0.05 | 0.06 | 2.2 | 0 | 0.02 | -0.41 | -0.22 | 0 |  | 0.4 | 0.35 | 0.23 | 75.62 | 1463.733 | 2.63
D | 4002 | 2022-09-09 | 17 | ON | 70.97 | 12.56 | 0.32 | 0.05 | 0.08 | 2.11 | 0 | 0.02 | -0.26 | -0.22 | 0 |  | 0.4 | 0.35 | 0.23 | 86.61 | 1493.954 | 2.56
D | 4002 | 2022-09-09 | 18 | ON | 80.51 | 12.56 | 0.32 | 0.05 | 0.11 | 2.07 | 0.01 | -0.01 | -0.42 | -0.22 | 0 |  | 0.4 | 0.35 | 0.23 | 95.96 | 1505.422 | 2.56
D | 4002 | 2022-09-09 | 19 | ON | 79.7 | 12.56 | 0.32 | 0.05 | 0.27 | 2.1 | 0 | -0.07 | -0.47 | -0.22 | 0 |  | 0.4 | 0.35 | 0.23 | 95.22 | 1479.628 | 2.74
D | 4002 | 2022-09-09 | 20 | ON | 85.02 | 12.56 | 0.32 | 0.05 | 0.33 | 2.12 | 0 | 0.02 | -0.48 | -0.22 | 0 |  | 0.4 | 0.35 | 0.23 | 100.7 | 1460.963 | 2.82
D | 4002 | 2022-09-09 | 21 | ON | 73.51 | 12.56 | 0.32 | 0.05 | 0.19 | 2.21 | 0 | -0.05 | -0.39 | -0.22 | 0 |  | 0.4 | 0.35 | 0.23 | 89.16 | 1398.286 | 2.77
D | 4002 | 2022-09-09 | 22 | ON | 68.53 | 12.56 | 0.32 | 0.05 | 0.45 | 2.35 | 0 | 0 | -0.24 | -0.22 | 0 |  | 0.4 | 0.35 | 0.23 | 84.78 | 1300.455 | 3.17
D | 4002 | 2022-09-09 | 23 | ON | 64.09 | 12.56 | 0.32 | 0.05 | 0.24 | 2.72 | 0 | 0.02 | -0.4 | -0.22 | 0 |  | 0.4 | 0.35 | 0.23 | 80.36 | 1196.158 | 3.33
D | 4002 | 2022-09-09 | 24 | OFF | 59.86 | 12.56 | 0.32 | 0.05 | 0.16 | 0 | 0 | -0.06 | -0.38 | -0.22 | 0 |  | 0.4 | 0.35 | 0.23 | 73.27 | 1096.154 | 0.53
D | 4002 | 2022-09-10 | 1 | OFF | 70.46 | 12.56 | 0.39 | 0.04 | 0.1 | 0 | 0.22 | -0.18 | -0.31 | -0.22 | 0 |  | 0.4 | 0.35 | 0.23 | 84.04 | 1021.962 | 0.75
D | 4002 | 2022-09-10 | 2 | OFF | 90.72 | 12.56 | 0.39 | 0.04 | 0.3 | 0 | 0.18 | 0.16 | -0.11 | -0.22 | 0 |  | 0.4 | 0.35 | 0.23 | 105 | 973.447 | 0.91
D | 4002 | 2022-09-10 | 3 | OFF | 83.2 | 12.56 | 0.39 | 0.04 | 0.35 | 0 | 0 | -0.05 | -0.09 | -0.22 | 0 |  | 0.4 | 0.35 | 0.23 | 97.16 | 942.571 | 0.78
D | 4002 | 2022-09-10 | 4 | OFF | 72.46 | 12.56 | 0.39 | 0.04 | 0.13 | 0 | 0 | -0.02 | -0.09 | -0.22 | 0 |  | 0.4 | 0.35 | 0.23 | 86.23 | 927.161 | 0.56
D | 4002 | 2022-09-10 | 5 | OFF | 73.25 | 12.56 | 0.39 | 0.04 | 0.17 | 0 | 0 | -0.01 | -0.08 | -0.22 | 0 |  | 0.4 | 0.35 | 0.23 | 87.08 | 928.574 | 0.6
D | 4002 | 2022-09-10 | 6 | OFF | 69.89 | 12.56 | 0.39 | 0.04 | 0.15 | 0 | 0 | 0.15 | -0.12 | -0.22 | 0 |  | 0.4 | 0.35 | 0.23 | 83.82 | 954.711 | 0.58
D | 4002 | 2022-09-10 | 7 | OFF | 74.6 | 12.56 | 0.39 | 0.04 | 0.25 | 0 | 0 | -0.04 | -0.12 | -0.22 | 0 |  | 0.4 | 0.35 | 0.23 | 88.44 | 996.882 | 0.68
D | 4002 | 2022-09-10 | 8 | OFF | 70.51 | 12.56 | 0.39 | 0.04 | 0.27 | 0 | 0 | 0.05 | -0.1 | -0.22 | 0 |  | 0.4 | 0.35 | 0.23 | 84.48 | 1059.55 | 0.7
D | 4002 | 2022-09-10 | 9 | OFF | 70.88 | 12.56 | 0.39 | 0.04 | 0.31 | 0 | 0.04 | 0.03 | -0.24 | -0.22 | 0 |  | 0.4 | 0.35 | 0.23 | 84.77 | 1139.555 | 0.78
D | 4002 | 2022-09-10 | 10 | OFF | 57.12 | 12.56 | 0.39 | 0.04 | 0.13 | 0 | 0 | 0.01 | -0.32 | -0.22 | 0 |  | 0.4 | 0.35 | 0.23 | 70.69 | 1193.397 | 0.56
D | 4002 | 2022-09-10 | 11 | OFF | 56.11 | 12.56 | 0.39 | 0.04 | 0.07 | 0 | 0 | 0.03 | -0.33 | -0.22 | 0 |  | 0.4 | 0.35 | 0.23 | 69.63 | 1238.222 | 0.5
D | 4002 | 2022-09-10 | 12 | OFF | 53.45 | 12.56 | 0.39 | 0.04 | 0.07 | 0 | 0 | 0 | -0.34 | -0.22 | 0 |  | 0.4 | 0.35 | 0.23 | 66.93 | 1289.289 | 0.5
D | 4002 | 2022-09-10 | 13 | OFF | 56.17 | 12.56 | 0.39 | 0.04 | 0.06 | 0 | 0 | 0.02 | -0.41 | -0.22 | 0 |  | 0.4 | 0.35 | 0.23 | 69.59 | 1338.722 | 0.49
D | 4002 | 2022-09-10 | 14 | OFF | 57.16 | 12.56 | 0.39 | 0.04 | 0.05 | 0 | 0 | 0.02 | -0.34 | -0.22 | 0 |  | 0.4 | 0.35 | 0.23 | 70.64 | 1386.869 | 0.48
D | 4002 | 2022-09-10 | 15 | OFF | 57.09 | 12.56 | 0.39 | 0.04 | 0.05 | 0 | 0 | -0.04 | -0.33 | -0.22 | 0 |  | 0.4 | 0.35 | 0.23 | 70.52 | 1429.204 | 0.48
D | 4002 | 2022-09-10 | 16 | OFF | 59.43 | 12.56 | 0.39 | 0.04 | 0.05 | 0 | 0 | -0.01 | -0.41 | -0.22 | 0 |  | 0.4 | 0.35 | 0.23 | 72.81 | 1473.832 | 0.48
D | 4002 | 2022-09-10 | 17 | OFF | 65.59 | 12.56 | 0.39 | 0.04 | 0.1 | 0 | 0 | -0.05 | -0.37 | -0.22 | 0 |  | 0.4 | 0.35 | 0.23 | 79.02 | 1520.736 | 0.53
D | 4002 | 2022-09-10 | 18 | OFF | 80.86 | 12.56 | 0.39 | 0.04 | 0.08 | 0 | 0 | -0.16 | -0.39 | -0.22 | 0 |  | 0.4 | 0.35 | 0.23 | 94.14 | 1545.91 | 0.51
D | 4002 | 2022-09-10 | 19 | OFF | 89.33 | 12.56 | 0.39 | 0.04 | 0.31 | 0 | 0.01 | 0 | -0.42 | -0.22 | 0 |  | 0.4 | 0.35 | 0.23 | 102.98 | 1518.042 | 0.75
D | 4002 | 2022-09-10 | 20 | OFF | 77.32 | 12.56 | 0.39 | 0.04 | 0.27 | 0 | 0 | -0.05 | -0.37 | -0.22 | 0 |  | 0.4 | 0.35 | 0.23 | 90.92 | 1490.484 | 0.7
D | 4002 | 2022-09-10 | 21 | OFF | 83.5 | 12.56 | 0.39 | 0.04 | 0.37 | 0 | 0 | 0.06 | -0.18 | -0.22 | 0 |  | 0.4 | 0.35 | 0.23 | 97.5 | 1422.542 | 0.8
D | 4002 | 2022-09-10 | 22 | OFF | 62.87 | 12.56 | 0.39 | 0.04 | 0.16 | 0 | 0 | -0.07 | -0.22 | -0.22 | 0 |  | 0.4 | 0.35 | 0.23 | 76.49 | 1326.777 | 0.59
D | 4002 | 2022-09-10 | 23 | OFF | 59.34 | 12.56 | 0.39 | 0.04 | 0.1 | 0 | 0 | -0.11 | -0.31 | -0.22 | 0 |  | 0.4 | 0.35 | 0.23 | 72.77 | 1217.91 | 0.53
D | 4002 | 2022-09-10 | 24 | OFF | 81.35 | 12.56 | 0.39 | 0.04 | 0.48 | 0 | 0.22 | -0.12 | -0.15 | -0.22 | 0 |  | 0.4 | 0.35 | 0.23 | 95.53 | 1121.888 | 1.13
D | 4002 | 2022-09-11 | 1 | OFF | 65.71 | 12.56 | 0.27 | 0.04 | 0.11 | 0 | 0 | -0.1 | -0.26 | -0.22 | 0 |  | 0.4 | 0.35 | 0.23 | 79.09 | 1051.215 | 0.42
D | 4002 | 2022-09-11 | 2 | OFF | 61.1 | 12.56 | 0.27 | 0.04 | 0.06 | 0 | 0 | -0.01 | -0.27 | -0.22 | 0 |  | 0.4 | 0.35 | 0.23 | 74.51 | 1006.077 | 0.37
D | 4002 | 2022-09-11 | 3 | OFF | 58.22 | 12.56 | 0.27 | 0.04 | 0.07 | 0 | 0 | -0.03 | -0.25 | -0.22 | 0 |  | 0.4 | 0.35 | 0.23 | 71.64 | 974.415 | 0.38
D | 4002 | 2022-09-11 | 4 | OFF | 60.65 | 12.56 | 0.27 | 0.04 | 0.06 | 0 | 0 | -0.02 | -0.24 | -0.22 | 0 |  | 0.4 | 0.35 | 0.23 | 74.08 | 957.189 | 0.37
D | 4002 | 2022-09-11 | 5 | OFF | 60.46 | 12.56 | 0.27 | 0.04 | 0.06 | 0 | 0 | -0.07 | -0.19 | -0.22 | 0 |  | 0.4 | 0.35 | 0.23 | 73.89 | 956.036 | 0.37
D | 4002 | 2022-09-11 | 6 | OFF | 61.2 | 12.56 | 0.27 | 0.04 | 0.07 | 0 | 0 | 0.01 | -0.2 | -0.22 | 0 |  | 0.4 | 0.35 | 0.23 | 74.71 | 973.998 | 0.38
D | 4002 | 2022-09-11 | 7 | OFF | 58.85 | 12.56 | 0.27 | 0.04 | 0.11 | 0 | 0 | 0.08 | -0.33 | -0.22 | 0 |  | 0.4 | 0.35 | 0.23 | 72.34 | 1008.009 | 0.42
D | 4002 | 2022-09-11 | 8 | OFF | 59.41 | 12.56 | 0.27 | 0.04 | 0.11 | 0 | 0 | -0.03 | -0.18 | -0.22 | 0 |  | 0.4 | 0.35 | 0.23 | 72.94 | 1068.073 | 0.42
D | 4002 | 2022-09-11 | 9 | OFF | 63.08 | 12.56 | 0.27 | 0.04 | 0.15 | 0 | 0 | 0.11 | -0.27 | -0.22 | 0 |  | 0.4 | 0.35 | 0.23 | 76.7 | 1151.756 | 0.46
D | 4002 | 2022-09-11 | 10 | OFF | 55.54 | 12.56 | 0.27 | 0.04 | 0.08 | 0 | 0 | 0.06 | -0.26 | -0.22 | 0 |  | 0.4 | 0.35 | 0.23 | 69.05 | 1217.429 | 0.39
D | 4002 | 2022-09-11 | 11 | OFF | 58.96 | 12.56 | 0.27 | 0.04 | 0.08 | 0 | 0 | 0.05 | -0.26 | -0.22 | 0 |  | 0.4 | 0.35 | 0.23 | 72.46 | 1273.337 | 0.39
D | 4002 | 2022-09-11 | 12 | OFF | 88.73 | 12.56 | 0.27 | 0.04 | 0.3 | 0 | 0.01 | 0.09 | -0.16 | -0.22 | 0 |  | 0.4 | 0.35 | 0.23 | 102.6 | 1329.012 | 0.62
D | 4002 | 2022-09-11 | 13 | OFF | 81.62 | 12.56 | 0.27 | 0.04 | 0.25 | 0 | 0 | 0.04 | -0.41 | -0.22 | 0 |  | 0.4 | 0.35 | 0.23 | 95.13 | 1385.704 | 0.56
D | 4002 | 2022-09-11 | 14 | OFF | 82.54 | 12.56 | 0.27 | 0.04 | 0.18 | 0 | 0 | 0.14 | -0.38 | -0.22 | 0 |  | 0.4 | 0.35 | 0.23 | 96.11 | 1418.593 | 0.49
D | 4002 | 2022-09-11 | 15 | OFF | 65.65 | 12.56 | 0.27 | 0.04 | 0.09 | 0 | 0 | 0.03 | -0.32 | -0.22 | 0 |  | 0.4 | 0.35 | 0.23 | 79.08 | 1435.424 | 0.4
D | 4002 | 2022-09-11 | 16 | OFF | 65.33 | 12.56 | 0.27 | 0.04 | 0.08 | 0 | 0 | 0.08 | -0.42 | -0.22 | 0 |  | 0.4 | 0.35 | 0.23 | 78.7 | 1440.422 | 0.39
D | 4002 | 2022-09-11 | 17 | OFF | 63.88 | 12.56 | 0.27 | 0.04 | 0.07 | 0 | 0 | 0.04 | -0.48 | -0.22 | 0 |  | 0.4 | 0.35 | 0.23 | 77.14 | 1460.501 | 0.38
D | 4002 | 2022-09-11 | 18 | OFF | 65.89 | 12.56 | 0.27 | 0.04 | 0.08 | 0 | 0 | 0.08 | -0.52 | -0.22 | 0 |  | 0.4 | 0.35 | 0.23 | 79.16 | 1493.969 | 0.39
D | 4002 | 2022-09-11 | 19 | OFF | 67.62 | 12.56 | 0.27 | 0.04 | 0.11 | 0 | 0 | 0.01 | -0.51 | -0.22 | 0 |  | 0.4 | 0.35 | 0.23 | 80.86 | 1492.648 | 0.42
D | 4002 | 2022-09-11 | 20 | OFF | 69.74 | 12.56 | 0.27 | 0.04 | 0.19 | 0 | 0 | -0.05 | -0.5 | -0.22 | 0 |  | 0.4 | 0.35 | 0.23 | 83.01 | 1489.735 | 0.5
D | 4002 | 2022-09-11 | 21 | OFF | 91.12 | 12.56 | 0.27 | 0.04 | 0.3 | 0 | 0 | -0.05 | -0.29 | -0.22 | 0 |  | 0.4 | 0.35 | 0.23 | 104.71 | 1425.418 | 0.61
D | 4002 | 2022-09-11 | 22 | OFF | 73.21 | 12.56 | 0.27 | 0.04 | 0.39 | 0 | 0 | 0 | -0.2 | -0.22 | 0 |  | 0.4 | 0.35 | 0.23 | 87.03 | 1322.782 | 0.7
D | 4002 | 2022-09-11 | 23 | OFF | 69.71 | 12.56 | 0.27 | 0.04 | 0.21 | 0 | 0 | -0.08 | -0.2 | -0.22 | 0 |  | 0.4 | 0.35 | 0.23 | 83.27 | 1211.88 | 0.52
D | 4002 | 2022-09-11 | 24 | OFF | 75.27 | 12.56 | 0.27 | 0.04 | 0.35 | 0 | 0 | -0.08 | -0.29 | -0.22 | 0 |  | 0.4 | 0.35 | 0.23 | 88.88 | 1115.68 | 0.66
D | 4002 | 2022-09-12 | 1 | OFF | 76.27 | 12.56 | 0.45 | 0.03 | 0.25 | 0 | 0 | -0.08 | -0.16 | -0.22 | 0 |  | 0.4 | 0.35 | 0.23 | 90.08 | 1052.673 | 0.73
D | 4002 | 2022-09-12 | 2 | OFF | 62.68 | 12.56 | 0.45 | 0.03 | 0.1 | 0 | 0 | -0.04 | -0.21 | -0.22 | 0 |  | 0.4 | 0.35 | 0.23 | 76.33 | 1012.692 | 0.58
D | 4002 | 2022-09-12 | 3 | OFF | 60.6 | 12.56 | 0.45 | 0.03 | 0.06 | 0 | 0 | -0.09 | -0.24 | -0.22 | 0 |  | 0.4 | 0.35 | 0.23 | 74.13 | 992.514 | 0.54
D | 4002 | 2022-09-12 | 4 | OFF | 61.64 | 12.56 | 0.45 | 0.03 | 0.1 | 0 | 0 | -0.07 | -0.24 | -0.22 | 0 |  | 0.4 | 0.35 | 0.23 | 75.23 | 993.757 | 0.58
D | 4002 | 2022-09-12 | 5 | OFF | 65.62 | 12.56 | 0.45 | 0.03 | 0.13 | 0 | 0 | 0.01 | -0.19 | -0.22 | 0 |  | 0.4 | 0.35 | 0.23 | 79.37 | 1026.976 | 0.61
D | 4002 | 2022-09-12 | 6 | OFF | 68.19 | 12.56 | 0.45 | 0.03 | 0.17 | 0 | 0 | 0.12 | -0.35 | -0.22 | 0 |  | 0.4 | 0.35 | 0.23 | 81.93 | 1115.375 | 0.65
D | 4002 | 2022-09-12 | 7 | OFF | 69.65 | 12.56 | 0.45 | 0.03 | 0.19 | 0 | 0 | -0.06 | -0.35 | -0.22 | 0 |  | 0.4 | 0.35 | 0.23 | 83.23 | 1244.873 | 0.67
D | 4002 | 2022-09-12 | 8 | ON | 84.61 | 12.56 | 0.45 | 0.03 | 0.34 | 2.4 | 0.03 | -0.07 | -0.33 | -0.22 | 0 |  | 0.4 | 0.35 | 0.23 | 100.78 | 1323.586 | 3.25
D | 4002 | 2022-09-12 | 9 | ON | 73.86 | 12.56 | 0.45 | 0.03 | 0.19 | 2.32 | 0 | 0.04 | -0.39 | -0.22 | 0 |  | 0.4 | 0.35 | 0.23 | 89.82 | 1384.058 | 2.99
D | 4002 | 2022-09-12 | 10 | ON | 64.89 | 12.56 | 0.45 | 0.03 | 0.09 | 2.28 | 0 | -0.01 | -0.45 | -0.22 | 0 |  | 0.4 | 0.35 | 0.23 | 80.6 | 1428.043 | 2.85
D | 4002 | 2022-09-12 | 11 | ON | 62.4 | 12.56 | 0.45 | 0.03 | 0.07 | 2.23 | 0 | -0.04 | -0.41 | -0.22 | 0 |  | 0.4 | 0.35 | 0.23 | 78.05 | 1482.276 | 2.78
D | 4002 | 2022-09-12 | 12 | ON | 63.47 | 12.56 | 0.45 | 0.03 | 0.09 | 2.18 | 0 | 0.02 | -0.46 | -0.22 | 0 |  | 0.4 | 0.35 | 0.23 | 79.1 | 1537.085 | 2.75
D | 4002 | 2022-09-12 | 13 | ON | 62.59 | 12.56 | 0.45 | 0.03 | 0.08 | 1.99 | 0 | 0.07 | -0.5 | -0.22 | 0 |  | 0.4 | 0.35 | 0.23 | 78.03 | 1587.354 | 2.55
D | 4002 | 2022-09-12 | 14 | ON | 64.23 | 12.56 | 0.45 | 0.03 | 0.08 | 1.95 | 0 | -0.02 | -0.44 | -0.22 | 0 |  | 0.4 | 0.35 | 0.23 | 79.6 | 1643.714 | 2.51
D | 4002 | 2022-09-12 | 15 | ON | 67.69 | 12.56 | 0.45 | 0.03 | 0.09 | 1.91 | 0 | -0.01 | -0.42 | -0.22 | 0 |  | 0.4 | 0.35 | 0.23 | 83.06 | 1677.566 | 2.48
D | 4002 | 2022-09-12 | 16 | ON | 70.06 | 12.56 | 0.45 | 0.03 | 0.11 | 1.86 | 0 | 0.08 | -0.41 | -0.22 | 0 |  | 0.4 | 0.35 | 0.23 | 85.5 | 1702.936 | 2.45
D | 4002 | 2022-09-12 | 17 | ON | 76.82 | 12.56 | 0.45 | 0.03 | 0.17 | 1.81 | 0 | 0.07 | -0.46 | -0.22 | 0 |  | 0.4 | 0.35 | 0.23 | 92.21 | 1711.174 | 2.46
D | 4002 | 2022-09-12 | 18 | ON | 87.49 | 12.56 | 0.45 | 0.03 | 0.33 | 1.77 | 0.01 | -0.14 | -0.44 | -0.22 | 0 |  | 0.4 | 0.35 | 0.23 | 102.82 | 1718.512 | 2.59
D | 4002 | 2022-09-12 | 19 | ON | 105.38 | 12.56 | 0.45 | 0.03 | 0.44 | 1.9 | 0.01 | 0 | -0.53 | -0.22 | 0 |  | 0.4 | 0.35 | 0.23 | 121 | 1710.351 | 2.83
D | 4002 | 2022-09-12 | 20 | ON | 94.99 | 12.56 | 0.45 | 0.03 | 0.21 | 1.91 | 0.03 | -0.03 | -0.47 | -0.22 | 0 |  | 0.4 | 0.35 | 0.23 | 110.44 | 1700.918 | 2.63
D | 4002 | 2022-09-12 | 21 | ON | 83.02 | 12.56 | 0.45 | 0.03 | 0.26 | 1.97 | 0 | -0.05 | -0.41 | -0.22 | 0 |  | 0.4 | 0.35 | 0.23 | 98.59 | 1623.847 | 2.71
D | 4002 | 2022-09-12 | 22 | ON | 79.59 | 12.56 | 0.45 | 0.03 | 0.45 | 2.1 | 0.01 | -0.05 | -0.16 | -0.22 | 0 |  | 0.4 | 0.35 | 0.23 | 95.74 | 1500.051 | 3.04
D | 4002 | 2022-09-12 | 23 | ON | 67.18 | 12.56 | 0.45 | 0.03 | 0.31 | 2.29 | 0 | -0.07 | -0.34 | -0.22 | 0 |  | 0.4 | 0.35 | 0.23 | 83.17 | 1357.822 | 3.08
D | 4002 | 2022-09-12 | 24 | OFF | 68.11 | 12.56 | 0.45 | 0.03 | 0.11 | 0 | 0 | -0.09 | -0.3 | -0.22 | 0 |  | 0.4 | 0.35 | 0.23 | 81.63 | 1243.589 | 0.59
D | 4002 | 2022-09-13 | 1 | OFF | 68.44 | 12.56 | 0.19 | 0.04 | 0.14 | 0 | 0 | -0.16 | -0.28 | -0.22 | 0 |  | 0.4 | 0.35 | 0.23 | 81.69 | 1161.334 | 0.37
D | 4002 | 2022-09-13 | 2 | OFF | 67.35 | 12.56 | 0.19 | 0.04 | 0.17 | 0 | 0 | -0.1 | -0.27 | -0.22 | 0 |  | 0.4 | 0.35 | 0.23 | 80.7 | 1109.711 | 0.4
D | 4002 | 2022-09-13 | 3 | OFF | 64.2 | 12.56 | 0.19 | 0.04 | 0.14 | 0 | 0 | -0.06 | -0.29 | -0.22 | 0 |  | 0.4 | 0.35 | 0.23 | 77.54 | 1080.281 | 0.37
D | 4002 | 2022-09-13 | 4 | OFF | 62.87 | 12.56 | 0.19 | 0.04 | 0.08 | 0 | 0 | 0.01 | -0.28 | -0.22 | 0 |  | 0.4 | 0.35 | 0.23 | 76.23 | 1066.229 | 0.31
D | 4002 | 2022-09-13 | 5 | OFF | 64.3 | 12.56 | 0.19 | 0.04 | 0.1 | 0 | 0 | 0.04 | -0.28 | -0.22 | 0 |  | 0.4 | 0.35 | 0.23 | 77.71 | 1089.637 | 0.33
D | 4002 | 2022-09-13 | 6 | OFF | 64.03 | 12.56 | 0.19 | 0.04 | 0.11 | 0 | 0 | 0.12 | -0.28 | -0.22 | 0 |  | 0.4 | 0.35 | 0.23 | 77.53 | 1175.156 | 0.34
D | 4002 | 2022-09-13 | 7 | OFF | 66.79 | 12.56 | 0.19 | 0.04 | 0.23 | 0 | 0 | 0.07 | -0.43 | -0.22 | 0 |  | 0.4 | 0.35 | 0.23 | 80.21 | 1297.162 | 0.46
D | 4002 | 2022-09-13 | 8 | ON | 71.92 | 12.56 | 0.19 | 0.04 | 0.19 | 2.37 | 0 | -0.01 | -0.31 | -0.22 | 0 |  | 0.4 | 0.35 | 0.23 | 87.71 | 1384.537 | 2.79
D | 4002 | 2022-09-13 | 9 | ON | 83.91 | 12.56 | 0.19 | 0.04 | 0.26 | 2.14 | 0.01 | 0.01 | -0.41 | -0.22 | 0 |  | 0.4 | 0.35 | 0.23 | 99.47 | 1440.432 | 2.64
D | 4002 | 2022-09-13 | 10 | ON | 83.54 | 12.56 | 0.19 | 0.04 | 0.28 | 2.09 | 0.03 | 0.06 | -0.4 | -0.22 | 0 |  | 0.4 | 0.35 | 0.23 | 99.15 | 1474.55 | 2.63
D | 4002 | 2022-09-13 | 11 | ON | 78.13 | 12.56 | 0.19 | 0.04 | 0.22 | 2.15 | 0.02 | 0.1 | -0.42 | -0.22 | 0 |  | 0.4 | 0.35 | 0.23 | 93.75 | 1496.819 | 2.62
D | 4002 | 2022-09-13 | 12 | ON | 65.41 | 12.56 | 0.19 | 0.04 | 0.09 | 2.2 | 0 | 0.06 | -0.42 | -0.22 | 0 |  | 0.4 | 0.35 | 0.23 | 80.89 | 1507.26 | 2.52
D | 4002 | 2022-09-13 | 13 | ON | 66.65 | 12.56 | 0.19 | 0.04 | 0.1 | 2.17 | 0 | 0.04 | -0.38 | -0.22 | 0 |  | 0.4 | 0.35 | 0.23 | 82.13 | 1523.531 | 2.5
D | 4002 | 2022-09-13 | 14 | ON | 70.16 | 12.56 | 0.19 | 0.04 | 0.08 | 2.13 | 0 | 0.03 | -0.42 | -0.22 | 0 |  | 0.4 | 0.35 | 0.23 | 85.53 | 1543.812 | 2.44
D | 4002 | 2022-09-13 | 15 | ON | 70.75 | 12.56 | 0.19 | 0.04 | 0.09 | 2.12 | 0 | 0.01 | -0.42 | -0.22 | 0 |  | 0.4 | 0.35 | 0.23 | 86.1 | 1542.068 | 2.44
D | 4002 | 2022-09-13 | 16 | ON | 67.18 | 12.56 | 0.19 | 0.04 | 0.1 | 2.09 | 0 | 0.2 | -0.45 | -0.22 | 0 |  | 0.4 | 0.35 | 0.23 | 82.67 | 1545.607 | 2.42
D | 4002 | 2022-09-13 | 17 | ON | 70.52 | 12.56 | 0.19 | 0.04 | 0.12 | 2.06 | 0 | 0.11 | -0.42 | -0.22 | 0 |  | 0.4 | 0.35 | 0.23 | 85.94 | 1552.31 | 2.41
D | 4002 | 2022-09-13 | 18 | ON | 82.5 | 12.56 | 0.19 | 0.04 | 0.19 | 2.02 | 0 | 0.08 | -0.46 | -0.22 | 0 |  | 0.4 | 0.35 | 0.23 | 97.88 | 1579.215 | 2.44
D | 4002 | 2022-09-13 | 19 | ON | 92.73 | 12.56 | 0.19 | 0.04 | 0.2 | 2.04 | 0 | -0.05 | -0.46 | -0.22 | 0 |  | 0.4 | 0.35 | 0.23 | 108.01 | 1588.256 | 2.47
D | 4002 | 2022-09-13 | 20 | ON | 88.86 | 12.56 | 0.19 | 0.04 | 0.23 | 2.05 | 0 | 0.02 | -0.41 | -0.22 | 0 |  | 0.4 | 0.35 | 0.23 | 104.3 | 1569.266 | 2.51
D | 4002 | 2022-09-13 | 21 | ON | 85.42 | 12.56 | 0.19 | 0.04 | 0.22 | 2.12 | 0 | 0.07 | -0.33 | -0.22 | 0 |  | 0.4 | 0.35 | 0.23 | 101.05 | 1505.512 | 2.57
D | 4002 | 2022-09-13 | 22 | ON | 75.87 | 12.56 | 0.19 | 0.04 | 0.3 | 2.27 | 0 | 0.1 | -0.22 | -0.22 | 0 |  | 0.4 | 0.35 | 0.23 | 91.87 | 1396.283 | 2.8
D | 4002 | 2022-09-13 | 23 | ON | 62.04 | 12.56 | 0.19 | 0.04 | 0.14 | 2.47 | 0 | 0.07 | -0.27 | -0.22 | 0 |  | 0.4 | 0.35 | 0.23 | 78 | 1276.617 | 2.84
D | 4002 | 2022-09-13 | 24 | OFF | 62.04 | 12.56 | 0.19 | 0.04 | 0.11 | 0 | 0 | 0.07 | -0.28 | -0.22 | 0 |  | 0.4 | 0.35 | 0.23 | 75.49 | 1178.189 | 0.34
D | 4002 | 2022-09-14 | 1 | OFF | 69.09 | 12.56 | 0.18 | 0.05 | 0.09 | 0 | 0 | 0.11 | -0.46 | -0.22 | 0 |  | 0.4 | 0.35 | 0.23 | 82.38 | 1103.439 | 0.32
D | 4002 | 2022-09-14 | 2 | OFF | 91.25 | 12.56 | 0.18 | 0.05 | 0.15 | 0 | 0 | 0.17 | -0.08 | -0.22 | 0 |  | 0.4 | 0.35 | 0.23 | 105.04 | 1049.958 | 0.38
D | 4002 | 2022-09-14 | 3 | OFF | 72.68 | 12.56 | 0.18 | 0.05 | 0.23 | 0 | 0 | 0.23 | -0.11 | -0.22 | 0 |  | 0.4 | 0.35 | 0.23 | 86.58 | 1017.521 | 0.46
D | 4002 | 2022-09-14 | 4 | OFF | 60.32 | 12.56 | 0.18 | 0.05 | 0.09 | 0 | 0 | 0.23 | -0.18 | -0.22 | 0 |  | 0.4 | 0.35 | 0.23 | 74.01 | 999.088 | 0.32
D | 4002 | 2022-09-14 | 5 | OFF | 59.54 | 12.56 | 0.18 | 0.05 | 0.12 | 0 | 0 | 0.17 | -0.22 | -0.22 | 0 |  | 0.4 | 0.35 | 0.23 | 73.16 | 1016.353 | 0.35
D | 4002 | 2022-09-14 | 6 | OFF | 64.14 | 12.56 | 0.18 | 0.05 | 0.12 | 0 | 0 | 0.28 | -0.38 | -0.22 | 0 |  | 0.4 | 0.35 | 0.23 | 77.71 | 1089.208 | 0.35
D | 4002 | 2022-09-14 | 7 | OFF | 64.13 | 12.56 | 0.18 | 0.05 | 0.26 | 0 | 0 | 0.18 | -0.31 | -0.22 | 0 |  | 0.4 | 0.35 | 0.23 | 77.81 | 1209.325 | 0.49
D | 4002 | 2022-09-14 | 8 | ON | 71.32 | 12.56 | 0.18 | 0.05 | 0.24 | 2.69 | 0 | 0.16 | -0.42 | -0.22 | 0 |  | 0.4 | 0.35 | 0.23 | 87.54 | 1287.155 | 3.16
D | 4002 | 2022-09-14 | 9 | ON | 60.2 | 12.56 | 0.18 | 0.05 | 0.09 | 2.65 | 0 | 0.06 | -0.32 | -0.22 | 0 |  | 0.4 | 0.35 | 0.23 | 76.23 | 1326.474 | 2.97
D | 4002 | 2022-09-14 | 10 | ON | 57.12 | 12.56 | 0.18 | 0.05 | 0.08 | 2.63 | 0 | 0.13 | -0.32 | -0.22 | 0 |  | 0.4 | 0.35 | 0.23 | 73.19 | 1351.385 | 2.94
D | 4002 | 2022-09-14 | 11 | ON | 57.94 | 12.56 | 0.18 | 0.05 | 0.09 | 2.6 | 0 | 0.09 | -0.34 | -0.22 | 0 |  | 0.4 | 0.35 | 0.23 | 73.93 | 1385.631 | 2.92
D | 4002 | 2022-09-14 | 12 | ON | 57.37 | 12.56 | 0.18 | 0.05 | 0.08 | 2.56 | 0 | 0.11 | -0.38 | -0.22 | 0 |  | 0.4 | 0.35 | 0.23 | 73.29 | 1428.039 | 2.87
D | 4002 | 2022-09-14 | 13 | ON | 60.01 | 12.56 | 0.18 | 0.05 | 0.13 | 2.49 | 0 | 0.07 | -0.37 | -0.22 | 0 |  | 0.4 | 0.35 | 0.23 | 75.88 | 1446.838 | 2.85
D | 4002 | 2022-09-14 | 14 | ON | 60.52 | 12.56 | 0.18 | 0.05 | 0.08 | 2.41 | 0 | 0.1 | -0.36 | -0.22 | 0 |  | 0.4 | 0.35 | 0.23 | 76.3 | 1473.087 | 2.72
D | 4002 | 2022-09-14 | 15 | ON | 60.49 | 12.56 | 0.18 | 0.05 | 0.06 | 2.36 | 0 | 0.08 | -0.38 | -0.22 | 0 |  | 0.4 | 0.35 | 0.23 | 76.16 | 1481.702 | 2.65
D | 4002 | 2022-09-14 | 16 | ON | 63.52 | 12.56 | 0.18 | 0.05 | 0.07 | 2.3 | 0 | 0.1 | -0.42 | -0.22 | 0 |  | 0.4 | 0.35 | 0.23 | 79.12 | 1506.689 | 2.6
D | 4002 | 2022-09-14 | 17 | ON | 72.27 | 12.56 | 0.18 | 0.05 | 0.08 | 2.22 | 0 | 0.09 | -0.35 | -0.22 | 0 |  | 0.4 | 0.35 | 0.23 | 87.86 | 1524.794 | 2.53
D | 4002 | 2022-09-14 | 18 | ON | 84.41 | 12.56 | 0.18 | 0.05 | 0.08 | 2.16 | 0.01 | 0.04 | -0.55 | -0.22 | 0 |  | 0.4 | 0.35 | 0.23 | 99.7 | 1545.671 | 2.48
D | 4002 | 2022-09-14 | 19 | ON | 95.42 | 12.56 | 0.18 | 0.05 | 0.21 | 2.19 | 0 | 0.15 | -0.63 | -0.22 | 0 |  | 0.4 | 0.35 | 0.23 | 110.89 | 1527.976 | 2.63
D | 4002 | 2022-09-14 | 20 | ON | 93.64 | 12.56 | 0.18 | 0.05 | 0.12 | 2.2 | 0.01 | 0.08 | -0.63 | -0.22 | 0 |  | 0.4 | 0.35 | 0.23 | 108.97 | 1513.437 | 2.56
D | 4002 | 2022-09-14 | 21 | ON | 77.9 | 12.56 | 0.18 | 0.05 | 0.26 | 2.3 | 0.01 | 0.13 | -0.26 | -0.22 | 0 |  | 0.4 | 0.35 | 0.23 | 93.89 | 1445.329 | 2.8
D | 4002 | 2022-09-14 | 22 | ON | 72.93 | 12.56 | 0.18 | 0.05 | 0.29 | 2.47 | 0 | 0.07 | -0.32 | -0.22 | 0 |  | 0.4 | 0.35 | 0.23 | 88.99 | 1332.071 | 2.99
D | 4002 | 2022-09-14 | 23 | ON | 73.64 | 12.56 | 0.18 | 0.05 | 0.33 | 2.7 | 0 | 0.02 | -0.31 | -0.22 | 0 |  | 0.4 | 0.35 | 0.23 | 89.93 | 1203.793 | 3.26
D | 4002 | 2022-09-14 | 24 | OFF | 64.44 | 12.56 | 0.18 | 0.05 | 0.15 | 0 | 0 | -0.04 | -0.43 | -0.22 | 0 |  | 0.4 | 0.35 | 0.23 | 77.67 | 1103.634 | 0.38
D | 4002 | 2022-09-15 | 1 | OFF | 74.49 | 12.56 | 0.28 | 0.07 | 0.25 | 0 | 0.01 | -0.01 | -0.41 | -0.22 | 0 |  | 0.4 | 0.35 | 0.23 | 88 | 1038.719 | 0.61
D | 4002 | 2022-09-15 | 2 | OFF | 75.04 | 12.56 | 0.28 | 0.07 | 0.1 | 0 | 0 | -0.09 | -0.48 | -0.22 | 0 |  | 0.4 | 0.35 | 0.23 | 88.24 | 996.365 | 0.45
D | 4002 | 2022-09-15 | 3 | OFF | 63.11 | 12.56 | 0.28 | 0.07 | 0.08 | 0 | 0 | 0.03 | -0.4 | -0.22 | 0 |  | 0.4 | 0.35 | 0.23 | 76.49 | 964.803 | 0.43
D | 4002 | 2022-09-15 | 4 | OFF | 60.5 | 12.56 | 0.28 | 0.07 | 0.08 | 0 | 0 | -0.04 | -0.39 | -0.22 | 0 |  | 0.4 | 0.35 | 0.23 | 73.82 | 953.798 | 0.43
D | 4002 | 2022-09-15 | 5 | OFF | 60.49 | 12.56 | 0.28 | 0.07 | 0.09 | 0 | 0 | -0.03 | -0.37 | -0.22 | 0 |  | 0.4 | 0.35 | 0.23 | 73.85 | 971.892 | 0.44
D | 4002 | 2022-09-15 | 6 | OFF | 69.49 | 12.56 | 0.28 | 0.07 | 0.18 | 0 | 0 | 0.06 | -0.42 | -0.22 | 0 |  | 0.4 | 0.35 | 0.23 | 82.98 | 1047.954 | 0.53
D | 4002 | 2022-09-15 | 7 | OFF | 97.64 | 12.56 | 0.28 | 0.07 | 0.96 | 0 | 0.01 | 0.08 | -0.36 | -0.22 | 0 |  | 0.4 | 0.35 | 0.23 | 112 | 1159.882 | 1.32
D | 4002 | 2022-09-15 | 8 | ON | 87 | 12.56 | 0.28 | 0.07 | 0.49 | 2.82 | 0.03 | -0.07 | -0.56 | -0.22 | 0 |  | 0.4 | 0.35 | 0.23 | 103.38 | 1223.92 | 3.69
D | 4002 | 2022-09-15 | 9 | ON | 62.44 | 12.56 | 0.28 | 0.07 | 0.2 | 2.71 | 0 | 0.08 | -0.42 | -0.22 | 0 |  | 0.4 | 0.35 | 0.23 | 78.68 | 1243.52 | 3.26
D | 4002 | 2022-09-15 | 10 | ON | 53.88 | 12.56 | 0.28 | 0.07 | 0.11 | 2.77 | 0 | 0.05 | -0.4 | -0.22 | 0 |  | 0.4 | 0.35 | 0.23 | 70.08 | 1239.736 | 3.23
D | 4002 | 2022-09-15 | 11 | ON | 50.81 | 12.56 | 0.28 | 0.07 | 0.21 | 2.81 | 0 | 0.01 | -0.51 | -0.22 | 0 |  | 0.4 | 0.35 | 0.23 | 67 | 1238.505 | 3.37
D | 4002 | 2022-09-15 | 12 | ON | 50.46 | 12.56 | 0.28 | 0.07 | 0.23 | 2.82 | 0 | -0.02 | -0.52 | -0.22 | 0 |  | 0.4 | 0.35 | 0.23 | 66.64 | 1237.343 | 3.4
D | 4002 | 2022-09-15 | 13 | ON | 50.29 | 12.56 | 0.28 | 0.07 | 0.26 | 2.82 | 0 | -0.02 | -0.52 | -0.22 | 0 |  | 0.4 | 0.35 | 0.23 | 66.5 | 1231.166 | 3.43
D | 4002 | 2022-09-15 | 14 | ON | 50.42 | 12.56 | 0.28 | 0.07 | 0.26 | 2.74 | 0 | -0.01 | -0.54 | -0.22 | 0 |  | 0.4 | 0.35 | 0.23 | 66.54 | 1241.355 | 3.35
D | 4002 | 2022-09-15 | 15 | ON | 50.95 | 12.56 | 0.28 | 0.07 | 0.15 | 2.73 | 0 | -0.02 | -0.54 | -0.22 | 0 |  | 0.4 | 0.35 | 0.23 | 66.94 | 1247.439 | 3.23
D | 4002 | 2022-09-15 | 16 | ON | 54.09 | 12.56 | 0.28 | 0.07 | 0.14 | 2.65 | 0 | 0.01 | -0.36 | -0.22 | 0 |  | 0.4 | 0.35 | 0.23 | 70.2 | 1260.783 | 3.14
D | 4002 | 2022-09-15 | 17 | ON | 74.05 | 12.56 | 0.28 | 0.07 | 0.1 | 2.64 | 0.02 | -0.03 | -0.32 | -0.22 | 0 |  | 0.4 | 0.35 | 0.23 | 90.13 | 1288.492 | 3.11
D | 4002 | 2022-09-15 | 18 | ON | 103.74 | 12.56 | 0.28 | 0.07 | 0.28 | 2.53 | 0.28 | -0.04 | -0.41 | -0.22 | 0 |  | 0.4 | 0.35 | 0.23 | 120.05 | 1325.151 | 3.44
D | 4002 | 2022-09-15 | 19 | ON | 106.67 | 12.56 | 0.28 | 0.07 | 0.54 | 2.52 | 0 | -0.09 | -0.65 | -0.22 | 0 |  | 0.4 | 0.35 | 0.23 | 122.66 | 1332.533 | 3.41
D | 4002 | 2022-09-15 | 20 | ON | 103.82 | 12.56 | 0.28 | 0.07 | 0.55 | 2.52 | 0.01 | -0.08 | -0.54 | -0.22 | 0 |  | 0.4 | 0.35 | 0.23 | 119.95 | 1334.63 | 3.43
D | 4002 | 2022-09-15 | 21 | ON | 81.73 | 12.56 | 0.28 | 0.07 | 0.33 | 2.62 | 0.01 | -0.03 | -0.32 | -0.22 | 0 |  | 0.4 | 0.35 | 0.23 | 98.01 | 1274.953 | 3.31
D | 4002 | 2022-09-15 | 22 | ON | 66.95 | 12.56 | 0.28 | 0.07 | 0.29 | 2.81 | 0.01 | -0.04 | -0.36 | -0.22 | 0 |  | 0.4 | 0.35 | 0.23 | 83.33 | 1177.061 | 3.46
D | 4002 | 2022-09-15 | 23 | ON | 53.94 | 12.56 | 0.28 | 0.07 | 0.21 | 3.08 | 0 | 0 | -0.44 | -0.22 | 0 |  | 0.4 | 0.35 | 0.23 | 70.46 | 1065.35 | 3.64
D | 4002 | 2022-09-15 | 24 | OFF | 54 | 12.56 | 0.28 | 0.07 | 0.24 | 0 | 0 | -0.04 | -0.45 | -0.22 | 0 |  | 0.4 | 0.35 | 0.23 | 67.42 | 974.437 | 0.59
D | 4002 | 2022-09-16 | 1 | OFF | 52.97 | 12.56 | 0.08 | 0.04 | 0.07 | 0 | 0 | -0.07 | -0.45 | -0.22 | 0 |  | 0.4 | 0.35 | 0.23 | 65.96 | 914.991 | 0.19
D | 4002 | 2022-09-16 | 2 | OFF | 53.4 | 12.56 | 0.08 | 0.04 | 0.1 | 0 | 0 | 0 | -0.51 | -0.22 | 0 |  | 0.4 | 0.35 | 0.23 | 66.43 | 880.338 | 0.22
D | 4002 | 2022-09-16 | 3 | OFF | 52.66 | 12.56 | 0.08 | 0.04 | 0.16 | 0 | 0 | -0.03 | -0.44 | -0.22 | 0 |  | 0.4 | 0.35 | 0.23 | 65.79 | 864.13 | 0.28
D | 4002 | 2022-09-16 | 4 | OFF | 53.62 | 12.56 | 0.08 | 0.04 | 0.07 | 0 | 0 | 0 | -0.41 | -0.22 | 0 |  | 0.4 | 0.35 | 0.23 | 66.72 | 863.983 | 0.19
D | 4002 | 2022-09-16 | 5 | OFF | 55.1 | 12.56 | 0.08 | 0.04 | 0.08 | 0 | 0 | 0.06 | -0.49 | -0.22 | 0 |  | 0.4 | 0.35 | 0.23 | 68.19 | 893.224 | 0.2
D | 4002 | 2022-09-16 | 6 | OFF | 54.49 | 12.56 | 0.08 | 0.04 | 0.18 | 0 | 0 | -0.17 | -0.46 | -0.22 | 0 |  | 0.4 | 0.35 | 0.23 | 67.48 | 975.233 | 0.3
D | 4002 | 2022-09-16 | 7 | OFF | 63.49 | 12.56 | 0.08 | 0.04 | 0.21 | 0 | 0 | 0.08 | -0.42 | -0.22 | 0 |  | 0.4 | 0.35 | 0.23 | 76.8 | 1101.322 | 0.33
D | 4002 | 2022-09-16 | 8 | ON | 64.64 | 12.56 | 0.08 | 0.04 | 0.18 | 2.97 | 0 | -0.03 | -0.54 | -0.22 | 0 |  | 0.4 | 0.35 | 0.23 | 80.66 | 1180.106 | 3.27
D | 4002 | 2022-09-16 | 9 | ON | 61.48 | 12.56 | 0.08 | 0.04 | 0.14 | 2.93 | 0 | -0.07 | -0.33 | -0.22 | 0 |  | 0.4 | 0.35 | 0.23 | 77.59 | 1219.28 | 3.19
D | 4002 | 2022-09-16 | 10 | ON | 53.54 | 12.56 | 0.08 | 0.04 | 0.1 | 2.98 | 0 | 0.09 | -0.36 | -0.22 | 0 |  | 0.4 | 0.35 | 0.23 | 69.79 | 1227.17 | 3.2
D | 4002 | 2022-09-16 | 11 | ON | 51.5 | 12.56 | 0.08 | 0.04 | 0.24 | 2.99 | 0 | 0 | -0.4 | -0.22 | 0 |  | 0.4 | 0.35 | 0.23 | 67.77 | 1208.112 | 3.35
D | 4002 | 2022-09-16 | 12 | ON | 49.73 | 12.56 | 0.08 | 0.04 | 0.17 | 2.89 | 0 | 0.03 | -0.42 | -0.22 | 0 |  | 0.4 | 0.35 | 0.23 | 65.84 | 1193.007 | 3.18
D | 4002 | 2022-09-16 | 13 | ON | 48.92 | 12.56 | 0.08 | 0.04 | 0.25 | 3.07 | 0 | -0.02 | -0.42 | -0.22 | 0 |  | 0.4 | 0.35 | 0.23 | 65.24 | 1194.789 | 3.44
D | 4002 | 2022-09-16 | 14 | ON | 49.49 | 12.56 | 0.08 | 0.04 | 0.17 | 3.04 | 0 | 0.03 | -0.45 | -0.22 | 0 |  | 0.4 | 0.35 | 0.23 | 65.72 | 1201.508 | 3.33
D | 4002 | 2022-09-16 | 15 | ON | 48.31 | 12.56 | 0.08 | 0.04 | 0.09 | 3 | 0 | -0.03 | -0.4 | -0.22 | 0 |  | 0.4 | 0.35 | 0.23 | 64.41 | 1198.953 | 3.21
D | 4002 | 2022-09-16 | 16 | ON | 51.28 | 12.56 | 0.08 | 0.04 | 0.08 | 2.9 | 0 | 0.07 | -0.43 | -0.22 | 0 |  | 0.4 | 0.35 | 0.23 | 67.34 | 1209.457 | 3.1
D | 4002 | 2022-09-16 | 17 | ON | 53.7 | 12.56 | 0.08 | 0.04 | 0.06 | 2.76 | 0 | -0.01 | -0.46 | -0.22 | 0 |  | 0.4 | 0.35 | 0.23 | 69.49 | 1236.382 | 2.94
D | 4002 | 2022-09-16 | 18 | ON | 61.9 | 12.56 | 0.08 | 0.04 | 0.08 | 2.64 | 0 | -0.07 | -0.45 | -0.22 | 0 |  | 0.4 | 0.35 | 0.23 | 77.54 | 1272.268 | 2.84
D | 4002 | 2022-09-16 | 19 | ON | 77.29 | 12.56 | 0.08 | 0.04 | 0.41 | 2.62 | 0.02 | -0.13 | -0.48 | -0.22 | 0 |  | 0.4 | 0.35 | 0.23 | 93.17 | 1272.681 | 3.17
D | 4002 | 2022-09-16 | 20 | ON | 82.19 | 12.56 | 0.08 | 0.04 | 0.22 | 2.62 | 0.03 | -0.19 | -0.49 | -0.22 | 0 |  | 0.4 | 0.35 | 0.23 | 97.82 | 1272.881 | 2.99
D | 4002 | 2022-09-16 | 21 | ON | 66.18 | 12.56 | 0.08 | 0.04 | 0.13 | 2.73 | 0 | -0.19 | -0.37 | -0.22 | 0 |  | 0.4 | 0.35 | 0.23 | 81.92 | 1220.83 | 2.98
D | 4002 | 2022-09-16 | 22 | ON | 61.03 | 12.56 | 0.08 | 0.04 | 0.13 | 2.88 | 0 | -0.14 | -0.37 | -0.22 | 0 |  | 0.4 | 0.35 | 0.23 | 76.97 | 1140.165 | 3.13
D | 4002 | 2022-09-16 | 23 | ON | 57.63 | 12.56 | 0.08 | 0.04 | 0.16 | 3.11 | 0 | -0.16 | -0.41 | -0.22 | 0 |  | 0.4 | 0.35 | 0.23 | 73.77 | 1043.008 | 3.39
D | 4002 | 2022-09-16 | 24 | OFF | 53.26 | 12.56 | 0.08 | 0.04 | 1.01 | 0 | 0 | -0.18 | -0.36 | -0.22 | 0 |  | 0.4 | 0.35 | 0.23 | 67.17 | 956.82 | 1.13
D | 4002 | 2022-09-17 | 1 | OFF | 52.53 | 12.56 | 1.26 | 0.02 | 0.24 | 0 | 0 | -0.1 | -0.4 | -0.22 | 0 |  | 0.4 | 0.35 | 0.23 | 66.87 | 897.893 | 1.52
D | 4002 | 2022-09-17 | 2 | OFF | 49.23 | 12.56 | 1.26 | 0.02 | 0.08 | 0 | 0 | -0.16 | -0.48 | -0.22 | 0 |  | 0.4 | 0.35 | 0.23 | 63.27 | 861.096 | 1.36
D | 4002 | 2022-09-17 | 3 | OFF | 53.53 | 12.56 | 1.26 | 0.02 | 0.18 | 0 | 0 | -0.12 | -0.35 | -0.22 | 0 |  | 0.4 | 0.35 | 0.23 | 67.84 | 841.088 | 1.46
D | 4002 | 2022-09-17 | 4 | OFF | 50.81 | 12.56 | 1.26 | 0.02 | 0.09 | 0 | 0 | -0.12 | -0.38 | -0.22 | 0 |  | 0.4 | 0.35 | 0.23 | 65 | 833.186 | 1.37
D | 4002 | 2022-09-17 | 5 | OFF | 49.46 | 12.56 | 1.26 | 0.02 | 0.08 | 0 | 0 | -0.1 | -0.39 | -0.22 | 0 |  | 0.4 | 0.35 | 0.23 | 63.65 | 842.758 | 1.36
D | 4002 | 2022-09-17 | 6 | OFF | 49.78 | 12.56 | 1.26 | 0.02 | 0.1 | 0 | 0 | -0.07 | -0.38 | -0.22 | 0 |  | 0.4 | 0.35 | 0.23 | 64.03 | 878.722 | 1.38
D | 4002 | 2022-09-17 | 7 | OFF | 63.22 | 12.56 | 1.26 | 0.02 | 0.26 | 0 | 0.55 | -0.19 | -0.26 | -0.22 | 0 |  | 0.4 | 0.35 | 0.23 | 78.18 | 934.398 | 2.09
D | 4002 | 2022-09-17 | 8 | OFF | 76.03 | 12.56 | 1.26 | 0.02 | 0.35 | 0 | 0.03 | 0.09 | -0.28 | -0.22 | 0 |  | 0.4 | 0.35 | 0.23 | 90.82 | 1001.479 | 1.66
D | 4002 | 2022-09-17 | 9 | OFF | 52.38 | 12.56 | 1.26 | 0.02 | 0.24 | 0 | 0 | -0.04 | -0.34 | -0.22 | 0 |  | 0.4 | 0.35 | 0.23 | 66.84 | 1055.063 | 1.52
D | 4002 | 2022-09-17 | 10 | OFF | 51.32 | 12.56 | 1.26 | 0.02 | 0.1 | 0 | 0 | 0.1 | -0.23 | -0.22 | 0 |  | 0.4 | 0.35 | 0.23 | 65.89 | 1071.499 | 1.38
D | 4002 | 2022-09-17 | 11 | OFF | 45.51 | 12.56 | 1.26 | 0.02 | 0.11 | 0 | 0 | 0.03 | -0.27 | -0.22 | 0 |  | 0.4 | 0.35 | 0.23 | 59.98 | 1067.025 | 1.39
D | 4002 | 2022-09-17 | 12 | OFF | 44.88 | 12.56 | 1.26 | 0.02 | 0.1 | 0 | 0 | 0.06 | -0.28 | -0.22 | 0 |  | 0.4 | 0.35 | 0.23 | 59.36 | 1058.316 | 1.38
D | 4002 | 2022-09-17 | 13 | OFF | 46.48 | 12.56 | 1.26 | 0.02 | 0.17 | 0 | 0 | 0.06 | -0.28 | -0.22 | 0 |  | 0.4 | 0.35 | 0.23 | 61.03 | 1053.461 | 1.45
D | 4002 | 2022-09-17 | 14 | OFF | 45.18 | 12.56 | 1.26 | 0.02 | 0.12 | 0 | 0 | 0.11 | -0.28 | -0.22 | 0 |  | 0.4 | 0.35 | 0.23 | 59.73 | 1050.917 | 1.4
D | 4002 | 2022-09-17 | 15 | OFF | 42.13 | 12.56 | 1.26 | 0.02 | 0.28 | 0 | 0 | 0.11 | -0.32 | -0.22 | 0 |  | 0.4 | 0.35 | 0.23 | 56.8 | 1052.676 | 1.56
D | 4002 | 2022-09-17 | 16 | OFF | 42 | 12.56 | 1.26 | 0.02 | 0.1 | 0 | 0 | 0.07 | -0.3 | -0.22 | 0 |  | 0.4 | 0.35 | 0.23 | 56.47 | 1079.676 | 1.38
D | 4002 | 2022-09-17 | 17 | OFF | 49.03 | 12.56 | 1.26 | 0.02 | 0.02 | 0 | 0 | -0.09 | -0.28 | -0.22 | 0 |  | 0.4 | 0.35 | 0.23 | 63.28 | 1129.307 | 1.3
D | 4002 | 2022-09-17 | 18 | OFF | 53.23 | 12.56 | 1.26 | 0.02 | 0.07 | 0 | 0 | 0.03 | -0.37 | -0.22 | 0 |  | 0.4 | 0.35 | 0.23 | 67.56 | 1181.498 | 1.35
D | 4002 | 2022-09-17 | 19 | OFF | 56.38 | 12.56 | 1.26 | 0.02 | 0.1 | 0 | 0 | 0.02 | -0.48 | -0.22 | 0 |  | 0.4 | 0.35 | 0.23 | 70.62 | 1196.797 | 1.38
D | 4002 | 2022-09-17 | 20 | OFF | 56.01 | 12.56 | 1.26 | 0.02 | 0.12 | 0 | 0 | -0.02 | -0.36 | -0.22 | 0 |  | 0.4 | 0.35 | 0.23 | 70.35 | 1204.769 | 1.4
D | 4002 | 2022-09-17 | 21 | OFF | 51.38 | 12.56 | 1.26 | 0.02 | 0.09 | 0 | 0 | -0.05 | -0.2 | -0.22 | 0 |  | 0.4 | 0.35 | 0.23 | 65.82 | 1157.572 | 1.37
D | 4002 | 2022-09-17 | 22 | OFF | 48.31 | 12.56 | 1.26 | 0.02 | 0.12 | 0 | 0 | -0.08 | -0.22 | -0.22 | 0 |  | 0.4 | 0.35 | 0.23 | 62.73 | 1087.855 | 1.4
D | 4002 | 2022-09-17 | 23 | OFF | 47.53 | 12.56 | 1.26 | 0.02 | 0.18 | 0 | 0 | -0.06 | -0.18 | -0.22 | 0 |  | 0.4 | 0.35 | 0.23 | 62.07 | 1007.921 | 1.46
D | 4002 | 2022-09-17 | 24 | OFF | 44.13 | 12.56 | 1.26 | 0.02 | 0.13 | 0 | 0 | 0.03 | -0.21 | -0.22 | 0 |  | 0.4 | 0.35 | 0.23 | 58.68 | 934.816 | 1.41
D | 4002 | 2022-09-18 | 1 | OFF | 43.52 | 12.56 | 0.32 | 0.06 | 0.13 | 0 | 0 | -0.06 | -0.04 | -0.22 | 0 |  | 0.4 | 0.35 | 0.23 | 57.25 | 885.711 | 0.51
D | 4002 | 2022-09-18 | 2 | OFF | 43.33 | 12.56 | 0.32 | 0.06 | 0.08 | 0 | 0 | 0 | -0.04 | -0.22 | 0 |  | 0.4 | 0.35 | 0.23 | 57.07 | 853.813 | 0.46
D | 4002 | 2022-09-18 | 3 | OFF | 45.59 | 12.56 | 0.32 | 0.06 | 0.09 | 0 | 0 | -0.14 | 0 | -0.22 | 0 |  | 0.4 | 0.35 | 0.23 | 59.24 | 835.171 | 0.47
D | 4002 | 2022-09-18 | 4 | OFF | 44.29 | 12.56 | 0.32 | 0.06 | 0.09 | 0 | 0 | -0.05 | 0.02 | -0.22 | 0 |  | 0.4 | 0.35 | 0.23 | 58.05 | 827.847 | 0.47
D | 4002 | 2022-09-18 | 5 | OFF | 49.5 | 12.56 | 0.32 | 0.06 | 0.09 | 0 | 0 | -0.07 | 0.02 | -0.22 | 0 |  | 0.4 | 0.35 | 0.23 | 63.24 | 834.196 | 0.47
D | 4002 | 2022-09-18 | 6 | OFF | 50.15 | 12.56 | 0.32 | 0.06 | 0.09 | 0 | 0 | -0.01 | 0.03 | -0.22 | 0 |  | 0.4 | 0.35 | 0.23 | 63.96 | 860.34 | 0.47
D | 4002 | 2022-09-18 | 7 | OFF | 50.28 | 12.56 | 0.32 | 0.06 | 0.19 | 0 | 0 | 0.08 | -0.03 | -0.22 | 0 |  | 0.4 | 0.35 | 0.23 | 64.22 | 900.273 | 0.57
D | 4002 | 2022-09-18 | 8 | OFF | 52.87 | 12.56 | 0.32 | 0.06 | 0.19 | 0 | 0 | 0.01 | -0.08 | -0.22 | 0 |  | 0.4 | 0.35 | 0.23 | 66.69 | 968.215 | 0.57
D | 4002 | 2022-09-18 | 9 | OFF | 53.97 | 12.56 | 0.32 | 0.06 | 0.16 | 0 | 0 | 0.15 | -0.24 | -0.22 | 0 |  | 0.4 | 0.35 | 0.23 | 67.74 | 1049.85 | 0.54
D | 4002 | 2022-09-18 | 10 | OFF | 50.98 | 12.56 | 0.32 | 0.06 | 0.1 | 0 | 0 | 0.11 | -0.19 | -0.22 | 0 |  | 0.4 | 0.35 | 0.23 | 64.7 | 1102.958 | 0.48
D | 4002 | 2022-09-18 | 11 | OFF | 48.54 | 12.56 | 0.32 | 0.06 | 0.09 | 0 | 0 | 0.09 | -0.21 | -0.22 | 0 |  | 0.4 | 0.35 | 0.23 | 62.21 | 1134.545 | 0.47
D | 4002 | 2022-09-18 | 12 | OFF | 48.35 | 12.56 | 0.32 | 0.06 | 0.08 | 0 | 0 | 0.13 | -0.31 | -0.22 | 0 |  | 0.4 | 0.35 | 0.23 | 61.95 | 1187.109 | 0.46
D | 4002 | 2022-09-18 | 13 | OFF | 48.82 | 12.56 | 0.32 | 0.06 | 0.06 | 0 | 0 | -0.01 | -0.22 | -0.22 | 0 |  | 0.4 | 0.35 | 0.23 | 62.35 | 1234.203 | 0.44
D | 4002 | 2022-09-18 | 14 | OFF | 54.98 | 12.56 | 0.32 | 0.06 | 0.05 | 0 | 0 | 0.04 | -0.29 | -0.22 | 0 |  | 0.4 | 0.35 | 0.23 | 68.48 | 1285.642 | 0.43
D | 4002 | 2022-09-18 | 15 | OFF | 60.23 | 12.56 | 0.32 | 0.06 | 0.06 | 0 | 0 | 0.08 | -0.31 | -0.22 | 0 |  | 0.4 | 0.35 | 0.23 | 73.76 | 1317.645 | 0.44
D | 4002 | 2022-09-18 | 16 | OFF | 72.63 | 12.56 | 0.32 | 0.06 | 0.24 | 0 | 0.02 | -0.11 | -0.23 | -0.22 | 0 |  | 0.4 | 0.35 | 0.23 | 86.25 | 1337.737 | 0.64
D | 4002 | 2022-09-18 | 17 | OFF | 83.98 | 12.56 | 0.32 | 0.06 | 0.16 | 0 | 0.01 | -0.03 | -0.12 | -0.22 | 0 |  | 0.4 | 0.35 | 0.23 | 97.7 | 1373.551 | 0.55
D | 4002 | 2022-09-18 | 18 | OFF | 95.72 | 12.56 | 0.32 | 0.06 | 0.18 | 0 | 0.02 | 0 | -0.32 | -0.22 | 0 |  | 0.4 | 0.35 | 0.23 | 109.3 | 1407.91 | 0.58
D | 4002 | 2022-09-18 | 19 | OFF | 109.35 | 12.56 | 0.32 | 0.06 | 0.55 | 0 | 0 | -0.07 | -0.43 | -0.22 | 0 |  | 0.4 | 0.35 | 0.23 | 123.1 | 1414.872 | 0.93
D | 4002 | 2022-09-18 | 20 | OFF | 107.52 | 12.56 | 0.32 | 0.06 | 0.05 | 0 | 0.01 | 0.11 | -0.36 | -0.22 | 0 |  | 0.4 | 0.35 | 0.23 | 121.03 | 1399.898 | 0.44
D | 4002 | 2022-09-18 | 21 | OFF | 98.95 | 12.56 | 0.32 | 0.06 | 0.3 | 0 | 0.01 | -0.19 | -0.34 | -0.22 | 0 |  | 0.4 | 0.35 | 0.23 | 112.43 | 1329.055 | 0.69
D | 4002 | 2022-09-18 | 22 | OFF | 95.65 | 12.56 | 0.32 | 0.06 | 0.4 | 0 | 0.01 | -0.13 | -0.27 | -0.22 | 0 |  | 0.4 | 0.35 | 0.23 | 109.36 | 1230.687 | 0.79
D | 4002 | 2022-09-18 | 23 | OFF | 93.09 | 12.56 | 0.32 | 0.06 | 0.5 | 0 | 0.26 | -0.15 | -0.06 | -0.22 | 0 |  | 0.4 | 0.35 | 0.23 | 107.34 | 1125.188 | 1.14
D | 4002 | 2022-09-18 | 24 | OFF | 78.76 | 12.56 | 0.32 | 0.06 | 1.1 | 0 | 0.02 | -0.15 | -0.11 | -0.22 | 0 |  | 0.4 | 0.35 | 0.23 | 93.32 | 1041.337 | 1.5
D | 4002 | 2022-09-19 | 1 | OFF | 64.64 | 12.56 | 0.23 | 0.03 | 0.31 | 0 | 0 | -0.07 | -0.25 | -0.22 | 0 |  | 0.4 | 0.35 | 0.23 | 78.21 | 982.966 | 0.57
D | 4002 | 2022-09-19 | 2 | OFF | 62.69 | 12.56 | 0.23 | 0.03 | 0.2 | 0 | 0 | 0.01 | -0.21 | -0.22 | 0 |  | 0.4 | 0.35 | 0.23 | 76.27 | 943.123 | 0.46
D | 4002 | 2022-09-19 | 3 | OFF | 58.72 | 12.56 | 0.23 | 0.03 | 0.09 | 0 | 0 | 0 | -0.2 | -0.22 | 0 |  | 0.4 | 0.35 | 0.23 | 72.19 | 917.132 | 0.35
D | 4002 | 2022-09-19 | 4 | OFF | 59.82 | 12.56 | 0.23 | 0.03 | 0.06 | 0 | 0 | -0.02 | -0.21 | -0.22 | 0 |  | 0.4 | 0.35 | 0.23 | 73.23 | 914.647 | 0.32
D | 4002 | 2022-09-19 | 5 | OFF | 64.56 | 12.56 | 0.23 | 0.03 | 0.12 | 0 | 0 | -0.03 | -0.28 | -0.22 | 0 |  | 0.4 | 0.35 | 0.23 | 77.95 | 940.863 | 0.38
D | 4002 | 2022-09-19 | 6 | OFF | 62.33 | 12.56 | 0.23 | 0.03 | 0.14 | 0 | 0 | 0.14 | -0.47 | -0.22 | 0 |  | 0.4 | 0.35 | 0.23 | 75.72 | 1021.739 | 0.4
D | 4002 | 2022-09-19 | 7 | OFF | 65.39 | 12.56 | 0.23 | 0.03 | 0.23 | 0 | 0 | -0.02 | -0.48 | -0.22 | 0 |  | 0.4 | 0.35 | 0.23 | 78.7 | 1158.207 | 0.49
D | 4002 | 2022-09-19 | 8 | ON | 70.48 | 12.56 | 0.23 | 0.03 | 0.19 | 2.66 | 0 | -0.06 | -0.47 | -0.22 | 0 |  | 0.4 | 0.35 | 0.23 | 86.38 | 1244.078 | 3.11
D | 4002 | 2022-09-19 | 9 | ON | 70.49 | 12.56 | 0.23 | 0.03 | 0.16 | 2.58 | 0 | -0.06 | -0.53 | -0.22 | 0 |  | 0.4 | 0.35 | 0.23 | 86.22 | 1284.425 | 3
D | 4002 | 2022-09-19 | 10 | ON | 69.75 | 12.56 | 0.23 | 0.03 | 0.16 | 2.53 | 0 | 0.01 | -0.5 | -0.22 | 0 |  | 0.4 | 0.35 | 0.23 | 85.53 | 1321.761 | 2.95
D | 4002 | 2022-09-19 | 11 | ON | 68.77 | 12.56 | 0.23 | 0.03 | 0.11 | 2.5 | 0 | 0.01 | -0.51 | -0.22 | 0 |  | 0.4 | 0.35 | 0.23 | 84.46 | 1340.691 | 2.87
D | 4002 | 2022-09-19 | 12 | ON | 67.88 | 12.56 | 0.23 | 0.03 | 0.1 | 2.47 | 0 | 0.07 | -0.51 | -0.22 | 0 |  | 0.4 | 0.35 | 0.23 | 83.59 | 1344.41 | 2.83
D | 4002 | 2022-09-19 | 13 | ON | 69.35 | 12.56 | 0.23 | 0.03 | 0.1 | 2.39 | 0 | 0.12 | -0.53 | -0.22 | 0 |  | 0.4 | 0.35 | 0.23 | 85.01 | 1352.185 | 2.75
D | 4002 | 2022-09-19 | 14 | ON | 68.78 | 12.56 | 0.23 | 0.03 | 0.1 | 2.39 | 0 | 0.03 | -0.55 | -0.22 | 0 |  | 0.4 | 0.35 | 0.23 | 84.33 | 1355.525 | 2.75
D | 4002 | 2022-09-19 | 15 | ON | 68.32 | 12.56 | 0.23 | 0.03 | 0.09 | 2.37 | 0 | 0.04 | -0.57 | -0.22 | 0 |  | 0.4 | 0.35 | 0.23 | 83.83 | 1338.755 | 2.72
D | 4002 | 2022-09-19 | 16 | ON | 71.84 | 12.56 | 0.23 | 0.03 | 0.1 | 2.33 | 0 | 0.02 | -0.46 | -0.22 | 0 |  | 0.4 | 0.35 | 0.23 | 87.41 | 1332.86 | 2.69
D | 4002 | 2022-09-19 | 17 | ON | 75.14 | 12.56 | 0.23 | 0.03 | 0.11 | 2.29 | 0 | 0.01 | -0.45 | -0.22 | 0 |  | 0.4 | 0.35 | 0.23 | 90.68 | 1347.61 | 2.66
D | 4002 | 2022-09-19 | 18 | ON | 76.5 | 12.56 | 0.23 | 0.03 | 0.13 | 2.24 | 0 | 0.08 | -0.55 | -0.22 | 0 |  | 0.4 | 0.35 | 0.23 | 91.98 | 1393.387 | 2.63
D | 4002 | 2022-09-19 | 19 | ON | 70.39 | 12.56 | 0.23 | 0.03 | 0.07 | 2.25 | 0 | -0.01 | -0.5 | -0.22 | 0 |  | 0.4 | 0.35 | 0.23 | 85.78 | 1396.893 | 2.58
D | 4002 | 2022-09-19 | 20 | ON | 71.37 | 12.56 | 0.23 | 0.03 | 0.07 | 2.3 | 0 | -0.05 | -0.41 | -0.22 | 0 |  | 0.4 | 0.35 | 0.23 | 86.86 | 1354.536 | 2.63
D | 4002 | 2022-09-19 | 21 | ON | 70.18 | 12.56 | 0.23 | 0.03 | 0.09 | 2.42 | 0 | -0.07 | -0.33 | -0.22 | 0 |  | 0.4 | 0.35 | 0.23 | 85.87 | 1276.224 | 2.77
D | 4002 | 2022-09-19 | 22 | ON | 64.94 | 12.56 | 0.23 | 0.03 | 0.13 | 2.59 | 0 | -0.04 | -0.32 | -0.22 | 0 |  | 0.4 | 0.35 | 0.23 | 80.88 | 1177.767 | 2.98
D | 4002 | 2022-09-19 | 23 | ON | 62.18 | 12.56 | 0.23 | 0.03 | 0.17 | 2.83 | 0 | -0.23 | -0.35 | -0.22 | 0 |  | 0.4 | 0.35 | 0.23 | 78.18 | 1075.223 | 3.26
D | 4002 | 2022-09-19 | 24 | OFF | 64.07 | 12.56 | 0.23 | 0.03 | 0.18 | 0 | 0 | -0.09 | -0.35 | -0.22 | 0 |  | 0.4 | 0.35 | 0.23 | 77.39 | 993.963 | 0.44
D | 4002 | 2022-09-20 | 1 | OFF | 61.56 | 12.56 | 0.29 | 0.04 | 0.08 | 0 | 0 | -0.08 | -0.26 | -0.22 | 0 |  | 0.4 | 0.35 | 0.23 | 74.95 | 940.132 | 0.41
D | 4002 | 2022-09-20 | 2 | OFF | 60.5 | 12.56 | 0.29 | 0.04 | 0.12 | 0 | 0 | -0.05 | -0.37 | -0.22 | 0 |  | 0.4 | 0.35 | 0.23 | 73.85 | 907.35 | 0.45
D | 4002 | 2022-09-20 | 3 | OFF | 58.58 | 12.56 | 0.29 | 0.04 | 0.07 | 0 | 0 | -0.03 | -0.35 | -0.22 | 0 |  | 0.4 | 0.35 | 0.23 | 71.92 | 890.986 | 0.4
D | 4002 | 2022-09-20 | 4 | OFF | 55.68 | 12.56 | 0.29 | 0.04 | 0.05 | 0 | 0 | 0.01 | -0.37 | -0.22 | 0 |  | 0.4 | 0.35 | 0.23 | 69.02 | 890.712 | 0.38
D | 4002 | 2022-09-20 | 5 | OFF | 55.13 | 12.56 | 0.29 | 0.04 | 0.06 | 0 | 0 | -0.04 | -0.41 | -0.22 | 0 |  | 0.4 | 0.35 | 0.23 | 68.39 | 921.767 | 0.39
D | 4002 | 2022-09-20 | 6 | OFF | 53.85 | 12.56 | 0.29 | 0.04 | 0.1 | 0 | 0 | 0.11 | -0.47 | -0.22 | 0 |  | 0.4 | 0.35 | 0.23 | 67.24 | 1007.311 | 0.43
D | 4002 | 2022-09-20 | 7 | OFF | 57.99 | 12.56 | 0.29 | 0.04 | 0.15 | 0 | 0 | 0.09 | -0.51 | -0.22 | 0 |  | 0.4 | 0.35 | 0.23 | 71.37 | 1143.983 | 0.48
D | 4002 | 2022-09-20 | 8 | ON | 60.82 | 12.56 | 0.29 | 0.04 | 0.13 | 2.74 | 0 | -0.02 | -0.53 | -0.22 | 0 |  | 0.4 | 0.35 | 0.23 | 76.79 | 1235.231 | 3.2
D | 4002 | 2022-09-20 | 9 | ON | 64.44 | 12.56 | 0.29 | 0.04 | 0.16 | 2.66 | 0 | -0.1 | -0.52 | -0.22 | 0 |  | 0.4 | 0.35 | 0.23 | 80.29 | 1280.539 | 3.15
D | 4002 | 2022-09-20 | 10 | ON | 62.22 | 12.56 | 0.29 | 0.04 | 0.18 | 2.62 | 0 | 0.02 | -0.52 | -0.22 | 0 |  | 0.4 | 0.35 | 0.23 | 78.17 | 1297.794 | 3.13
D | 4002 | 2022-09-20 | 11 | ON | 58 | 12.56 | 0.29 | 0.04 | 0.1 | 2.58 | 0 | 0.01 | -0.47 | -0.22 | 0 |  | 0.4 | 0.35 | 0.23 | 73.87 | 1315.879 | 3.01
D | 4002 | 2022-09-20 | 12 | ON | 58.42 | 12.56 | 0.29 | 0.04 | 0.08 | 2.55 | 0 | 0.01 | -0.44 | -0.22 | 0 |  | 0.4 | 0.35 | 0.23 | 74.27 | 1322.773 | 2.96
D | 4002 | 2022-09-20 | 13 | ON | 57.67 | 12.56 | 0.29 | 0.04 | 0.07 | 2.53 | 0 | 0.09 | -0.53 | -0.22 | 0 |  | 0.4 | 0.35 | 0.23 | 73.48 | 1320.638 | 2.93
D | 4002 | 2022-09-20 | 14 | ON | 61.52 | 12.56 | 0.29 | 0.04 | 0.09 | 2.5 | 0 | -0.02 | -0.39 | -0.22 | 0 |  | 0.4 | 0.35 | 0.23 | 77.35 | 1322.155 | 2.92
D | 4002 | 2022-09-20 | 15 | ON | 62.22 | 12.56 | 0.29 | 0.04 | 0.06 | 2.5 | 0 | 0.04 | -0.42 | -0.22 | 0 |  | 0.4 | 0.35 | 0.23 | 78.05 | 1314.489 | 2.89
D | 4002 | 2022-09-20 | 16 | ON | 64.76 | 12.56 | 0.29 | 0.04 | 0.06 | 2.48 | 0 | 0 | -0.36 | -0.22 | 0 |  | 0.4 | 0.35 | 0.23 | 80.59 | 1310.127 | 2.87
D | 4002 | 2022-09-20 | 17 | ON | 70.05 | 12.56 | 0.29 | 0.04 | 0.12 | 2.4 | 0 | 0.03 | -0.46 | -0.22 | 0 |  | 0.4 | 0.35 | 0.23 | 85.79 | 1325.815 | 2.85
D | 4002 | 2022-09-20 | 18 | ON | 72.85 | 12.56 | 0.29 | 0.04 | 0.12 | 2.35 | 0.01 | 0.02 | -0.53 | -0.22 | 0 |  | 0.4 | 0.35 | 0.23 | 88.47 | 1357.968 | 2.81
D | 4002 | 2022-09-20 | 19 | ON | 80.98 | 12.56 | 0.29 | 0.04 | 0.25 | 2.33 | 0 | -0.11 | -0.5 | -0.22 | 0 |  | 0.4 | 0.35 | 0.23 | 96.6 | 1373.045 | 2.91
D | 4002 | 2022-09-20 | 20 | ON | 87.19 | 12.56 | 0.29 | 0.04 | 0.34 | 2.4 | 0.02 | -0.12 | -0.51 | -0.22 | 0 |  | 0.4 | 0.35 | 0.23 | 102.97 | 1357.808 | 3.09
D | 4002 | 2022-09-20 | 21 | ON | 71.09 | 12.56 | 0.29 | 0.04 | 0.2 | 2.52 | 0.03 | -0.02 | -0.43 | -0.22 | 0 |  | 0.4 | 0.35 | 0.23 | 87.04 | 1287.594 | 3.08
D | 4002 | 2022-09-20 | 22 | ON | 60.01 | 12.56 | 0.29 | 0.04 | 0.13 | 2.7 | 0 | -0.15 | -0.45 | -0.22 | 0 |  | 0.4 | 0.35 | 0.23 | 75.89 | 1186.033 | 3.16
D | 4002 | 2022-09-20 | 23 | ON | 58.29 | 12.56 | 0.29 | 0.04 | 0.22 | 2.88 | 0 | -0.07 | -0.37 | -0.22 | 0 |  | 0.4 | 0.35 | 0.23 | 74.6 | 1082.043 | 3.43
D | 4002 | 2022-09-20 | 24 | OFF | 54.6 | 12.56 | 0.29 | 0.04 | 0.22 | 0 | 0 | -0.09 | -0.31 | -0.22 | 0 |  | 0.4 | 0.35 | 0.23 | 68.07 | 995.158 | 0.55
D | 4002 | 2022-09-21 | 1 | OFF | 55.24 | 12.56 | 0.47 | 0.08 | 0.11 | 0 | 0 | -0.1 | -0.29 | -0.22 | 0 |  | 0.4 | 0.35 | 0.23 | 68.83 | 939.962 | 0.66
D | 4002 | 2022-09-21 | 2 | OFF | 53.7 | 12.56 | 0.47 | 0.08 | 0.09 | 0 | 0 | -0.03 | -0.24 | -0.22 | 0 |  | 0.4 | 0.35 | 0.23 | 67.39 | 905.475 | 0.64
D | 4002 | 2022-09-21 | 3 | OFF | 51.39 | 12.56 | 0.47 | 0.08 | 0.17 | 0 | 0 | 0.01 | -0.23 | -0.22 | 0 |  | 0.4 | 0.35 | 0.23 | 65.21 | 888.322 | 0.72
D | 4002 | 2022-09-21 | 4 | OFF | 51.69 | 12.56 | 0.47 | 0.08 | 0.15 | 0 | 0 | 0 | -0.23 | -0.22 | 0 |  | 0.4 | 0.35 | 0.23 | 65.48 | 888.477 | 0.7
D | 4002 | 2022-09-21 | 5 | OFF | 53.09 | 12.56 | 0.47 | 0.08 | 0.16 | 0 | 0 | -0.03 | -0.25 | -0.22 | 0 |  | 0.4 | 0.35 | 0.23 | 66.84 | 918.843 | 0.71
D | 4002 | 2022-09-21 | 6 | OFF | 53.51 | 12.56 | 0.47 | 0.08 | 0.13 | 0 | 0 | 0.11 | -0.32 | -0.22 | 0 |  | 0.4 | 0.35 | 0.23 | 67.3 | 1003.547 | 0.68
D | 4002 | 2022-09-21 | 7 | OFF | 61.08 | 12.56 | 0.47 | 0.08 | 0.17 | 0 | 0 | 0.04 | -0.42 | -0.22 | 0 |  | 0.4 | 0.35 | 0.23 | 74.74 | 1143.936 | 0.72
D | 4002 | 2022-09-21 | 8 | ON | 86.96 | 12.56 | 0.47 | 0.08 | 0.27 | 2.73 | 0.08 | -0.09 | -0.43 | -0.22 | 0 |  | 0.4 | 0.35 | 0.23 | 103.39 | 1224.31 | 3.63
D | 4002 | 2022-09-21 | 9 | ON | 85.38 | 12.56 | 0.47 | 0.08 | 0.28 | 2.69 | 0 | -0.02 | -0.33 | -0.22 | 0 |  | 0.4 | 0.35 | 0.23 | 101.87 | 1254.848 | 3.52
D | 4002 | 2022-09-21 | 10 | ON | 62.37 | 12.56 | 0.47 | 0.08 | 0.14 | 2.67 | 0 | -0.03 | -0.36 | -0.22 | 0 |  | 0.4 | 0.35 | 0.23 | 78.66 | 1267.133 | 3.36
D | 4002 | 2022-09-21 | 11 | ON | 68.72 | 12.56 | 0.47 | 0.08 | 0.09 | 2.59 | 0.08 | 0.01 | -0.28 | -0.22 | 0 |  | 0.4 | 0.35 | 0.23 | 85.08 | 1282.275 | 3.31
D | 4002 | 2022-09-21 | 12 | ON | 87.69 | 12.56 | 0.47 | 0.08 | 0.26 | 2.58 | 0 | 0.05 | -0.29 | -0.22 | 0 |  | 0.4 | 0.35 | 0.23 | 104.16 | 1291.047 | 3.39
D | 4002 | 2022-09-21 | 13 | ON | 85.84 | 12.56 | 0.47 | 0.08 | 0.32 | 2.59 | 0 | 0.07 | -0.3 | -0.22 | 0 |  | 0.4 | 0.35 | 0.23 | 102.39 | 1296.81 | 3.46
D | 4002 | 2022-09-21 | 14 | ON | 72.9 | 12.56 | 0.47 | 0.08 | 0.32 | 2.61 | 0 | 0.05 | -0.31 | -0.22 | 0 |  | 0.4 | 0.35 | 0.23 | 89.44 | 1291.022 | 3.48
D | 4002 | 2022-09-21 | 15 | ON | 60.18 | 12.56 | 0.47 | 0.08 | 0.1 | 2.62 | 0 | -0.03 | -0.37 | -0.22 | 0 |  | 0.4 | 0.35 | 0.23 | 76.37 | 1272.428 | 3.27
D | 4002 | 2022-09-21 | 16 | ON | 57.54 | 12.56 | 0.47 | 0.08 | 0.07 | 2.57 | 0 | 0.02 | -0.38 | -0.22 | 0 |  | 0.4 | 0.35 | 0.23 | 73.69 | 1269.948 | 3.19
D | 4002 | 2022-09-21 | 17 | ON | 54.87 | 12.56 | 0.47 | 0.08 | 0.01 | 2.46 | 0 | -0.12 | -0.43 | -0.22 | 0 |  | 0.4 | 0.35 | 0.23 | 70.66 | 1291.41 | 3.02
D | 4002 | 2022-09-21 | 18 | ON | 63.44 | 12.56 | 0.47 | 0.08 | 0.06 | 2.36 | 0 | -0.01 | -0.49 | -0.22 | 0 |  | 0.4 | 0.35 | 0.23 | 79.23 | 1338.516 | 2.97
D | 4002 | 2022-09-21 | 19 | ON | 74.04 | 12.56 | 0.47 | 0.08 | 0.13 | 2.3 | 0 | -0.05 | -0.58 | -0.22 | 0 |  | 0.4 | 0.35 | 0.23 | 89.71 | 1356.752 | 2.98
D | 4002 | 2022-09-21 | 20 | ON | 85.1 | 12.56 | 0.47 | 0.08 | 0.32 | 2.33 | 0 | -0.11 | -0.49 | -0.22 | 0 |  | 0.4 | 0.35 | 0.23 | 101.02 | 1364.379 | 3.2
D | 4002 | 2022-09-21 | 21 | ON | 73.37 | 12.56 | 0.47 | 0.08 | 0.36 | 2.43 | 0 | -0.08 | -0.34 | -0.22 | 0 |  | 0.4 | 0.35 | 0.23 | 89.61 | 1296.198 | 3.34
D | 4002 | 2022-09-21 | 22 | ON | 61.98 | 12.56 | 0.47 | 0.08 | 0.16 | 2.6 | 0 | -0.12 | -0.31 | -0.22 | 0 |  | 0.4 | 0.35 | 0.23 | 78.18 | 1195.817 | 3.31
D | 4002 | 2022-09-21 | 23 | ON | 55.3 | 12.56 | 0.47 | 0.08 | 0.14 | 2.83 | 0 | -0.03 | -0.28 | -0.22 | 0 |  | 0.4 | 0.35 | 0.23 | 71.83 | 1086.974 | 3.52
D | 4002 | 2022-09-21 | 24 | OFF | 52.11 | 12.56 | 0.47 | 0.08 | 0.19 | 0 | 0 | -0.01 | -0.3 | -0.22 | 0 |  | 0.4 | 0.35 | 0.23 | 65.86 | 1002.787 | 0.74
D | 4002 | 2022-09-22 | 1 | OFF | 52.24 | 12.56 | 0.66 | 0.21 | 0.08 | 0 | 0 | -0.07 | -0.44 | -0.22 | 0 |  | 0.4 | 0.35 | 0.23 | 66 | 948.853 | 0.95
D | 4002 | 2022-09-22 | 2 | OFF | 52.64 | 12.56 | 0.66 | 0.21 | 0.08 | 0 | 0 | -0.09 | -0.33 | -0.22 | 0 |  | 0.4 | 0.35 | 0.23 | 66.49 | 916.41 | 0.95
D | 4002 | 2022-09-22 | 3 | OFF | 49.11 | 12.56 | 0.66 | 0.21 | 0.07 | 0 | 0 | 0.04 | -0.32 | -0.22 | 0 |  | 0.4 | 0.35 | 0.23 | 63.09 | 902.402 | 0.94
D | 4002 | 2022-09-22 | 4 | OFF | 48.14 | 12.56 | 0.66 | 0.21 | 0.08 | 0 | 0 | 0 | -0.35 | -0.22 | 0 |  | 0.4 | 0.35 | 0.23 | 62.06 | 905.137 | 0.95
D | 4002 | 2022-09-22 | 5 | OFF | 49.27 | 12.56 | 0.66 | 0.21 | 0.06 | 0 | 0 | -0.01 | -0.32 | -0.22 | 0 |  | 0.4 | 0.35 | 0.23 | 63.19 | 935.693 | 0.93
D | 4002 | 2022-09-22 | 6 | OFF | 53.59 | 12.56 | 0.66 | 0.21 | 0.11 | 0 | 0 | 0.03 | -0.35 | -0.22 | 0 |  | 0.4 | 0.35 | 0.23 | 67.57 | 1023.474 | 0.98
D | 4002 | 2022-09-22 | 7 | OFF | 75.6 | 12.56 | 0.66 | 0.21 | 0.36 | 0 | 0.01 | 0.09 | -0.27 | -0.22 | 0 |  | 0.4 | 0.35 | 0.23 | 89.98 | 1164.004 | 1.24
D | 4002 | 2022-09-22 | 8 | ON | 101.42 | 12.56 | 0.66 | 0.21 | 0.91 | 2.54 | 0.08 | -0.27 | -0.5 | -0.22 | 0 |  | 0.4 | 0.35 | 0.23 | 118.37 | 1265.25 | 4.4
D | 4002 | 2022-09-22 | 9 | ON | 138.89 | 12.56 | 0.66 | 0.21 | 0.87 | 2.41 | 0 | 0 | -0.4 | -0.22 | 0 |  | 0.4 | 0.35 | 0.23 | 155.96 | 1334.785 | 4.15
D | 4002 | 2022-09-22 | 10 | ON | 137.62 | 12.56 | 0.66 | 0.21 | 0.58 | 2.34 | 0 | -0.02 | -0.4 | -0.22 | 0 |  | 0.4 | 0.35 | 0.23 | 154.31 | 1375.582 | 3.79
D | 4002 | 2022-09-22 | 11 | ON | 136.9 | 12.56 | 0.66 | 0.21 | 0.49 | 2.3 | 0 | 0.03 | -0.52 | -0.22 | 0 |  | 0.4 | 0.35 | 0.23 | 153.39 | 1400.089 | 3.66
D | 4002 | 2022-09-22 | 12 | ON | 134.79 | 12.56 | 0.66 | 0.21 | 0.44 | 2.29 | 0 | -0.11 | -0.47 | -0.22 | 0 |  | 0.4 | 0.35 | 0.23 | 151.13 | 1415.59 | 3.6
D | 4002 | 2022-09-22 | 13 | ON | 121.33 | 12.56 | 0.66 | 0.21 | 0.46 | 2.3 | 0 | -0.08 | -0.3 | -0.22 | 0 |  | 0.4 | 0.35 | 0.23 | 137.9 | 1410.906 | 3.63
D | 4002 | 2022-09-22 | 14 | ON | 119.29 | 12.56 | 0.66 | 0.21 | 0.46 | 2.33 | 0.32 | 0.02 | -0.33 | -0.22 | 0 |  | 0.4 | 0.35 | 0.23 | 136.28 | 1376.774 | 3.98
D | 4002 | 2022-09-22 | 15 | ON | 76.15 | 12.56 | 0.66 | 0.21 | 0.27 | 2.41 | 0.11 | 0.13 | -0.23 | -0.22 | 0 |  | 0.4 | 0.35 | 0.23 | 93.03 | 1342.516 | 3.66
D | 4002 | 2022-09-22 | 16 | ON | 56.79 | 12.56 | 0.66 | 0.21 | 0.09 | 2.5 | 0 | 0.03 | -0.34 | -0.22 | 0 |  | 0.4 | 0.35 | 0.23 | 73.26 | 1308.906 | 3.46
D | 4002 | 2022-09-22 | 17 | ON | 55.32 | 12.56 | 0.66 | 0.21 | 0.05 | 2.51 | 0 | 0.01 | -0.48 | -0.22 | 0 |  | 0.4 | 0.35 | 0.23 | 71.6 | 1298.497 | 3.43
D | 4002 | 2022-09-22 | 18 | ON | 55.3 | 12.56 | 0.66 | 0.21 | 0.34 | 2.46 | 0 | -0.04 | -0.55 | -0.22 | 0 |  | 0.4 | 0.35 | 0.23 | 71.7 | 1336.358 | 3.67
D | 4002 | 2022-09-22 | 19 | ON | 62.31 | 12.56 | 0.66 | 0.21 | 0.07 | 2.44 | 0.01 | -0.07 | -0.58 | -0.22 | 0 |  | 0.4 | 0.35 | 0.23 | 78.37 | 1346.852 | 3.39
D | 4002 | 2022-09-22 | 20 | ON | 65.97 | 12.56 | 0.66 | 0.21 | 0.12 | 2.44 | 0 | -0.06 | -0.53 | -0.22 | 0 |  | 0.4 | 0.35 | 0.23 | 82.13 | 1345.58 | 3.43
D | 4002 | 2022-09-22 | 21 | ON | 64.49 | 12.56 | 0.66 | 0.21 | 0.17 | 2.56 | 0.02 | -0.07 | -0.32 | -0.22 | 0 |  | 0.4 | 0.35 | 0.23 | 81.04 | 1280.071 | 3.62
D | 4002 | 2022-09-22 | 22 | ON | 51.74 | 12.56 | 0.66 | 0.21 | 0.14 | 2.74 | 0 | -0.02 | -0.4 | -0.22 | 0 |  | 0.4 | 0.35 | 0.23 | 68.39 | 1185.043 | 3.75
D | 4002 | 2022-09-22 | 23 | ON | 49.76 | 12.56 | 0.66 | 0.21 | 0.13 | 2.99 | 0 | -0.08 | -0.37 | -0.22 | 0 |  | 0.4 | 0.35 | 0.23 | 66.62 | 1078.24 | 3.99
D | 4002 | 2022-09-22 | 24 | OFF | 51.45 | 12.56 | 0.66 | 0.21 | 0.12 | 0 | 0 | -0.14 | -0.31 | -0.22 | 0 |  | 0.4 | 0.35 | 0.23 | 65.31 | 988.61 | 0.99
D | 4002 | 2022-09-23 | 1 | OFF | 50.93 | 12.56 | 0.07 | 0.03 | 0.11 | 0 | 0 | -0.03 | -0.44 | -0.22 | 0 |  | 0.4 | 0.35 | 0.23 | 63.99 | 926.763 | 0.21
D | 4002 | 2022-09-23 | 2 | OFF | 47.27 | 12.56 | 0.07 | 0.03 | 0.12 | 0 | 0 | -0.04 | -0.5 | -0.22 | 0 |  | 0.4 | 0.35 | 0.23 | 60.27 | 893.616 | 0.22
D | 4002 | 2022-09-23 | 3 | OFF | 47.03 | 12.56 | 0.07 | 0.03 | 0.1 | 0 | 0 | -0.03 | -0.47 | -0.22 | 0 |  | 0.4 | 0.35 | 0.23 | 60.05 | 874.258 | 0.2
D | 4002 | 2022-09-23 | 4 | OFF | 44.52 | 12.56 | 0.07 | 0.03 | 0.09 | 0 | 0 | -0.03 | -0.46 | -0.22 | 0 |  | 0.4 | 0.35 | 0.23 | 57.54 | 872.613 | 0.19
D | 4002 | 2022-09-23 | 5 | OFF | 45.79 | 12.56 | 0.07 | 0.03 | 0.07 | 0 | 0 | 0 | -0.45 | -0.22 | 0 |  | 0.4 | 0.35 | 0.23 | 58.83 | 902.785 | 0.17
D | 4002 | 2022-09-23 | 6 | OFF | 47.81 | 12.56 | 0.07 | 0.03 | 0.11 | 0 | 0 | 0.04 | -0.47 | -0.22 | 0 |  | 0.4 | 0.35 | 0.23 | 60.91 | 987.082 | 0.21
D | 4002 | 2022-09-23 | 7 | OFF | 48.62 | 12.56 | 0.07 | 0.03 | 0.16 | 0 | 0 | 0.02 | -0.54 | -0.22 | 0 |  | 0.4 | 0.35 | 0.23 | 61.68 | 1118.462 | 0.26
D | 4002 | 2022-09-23 | 8 | ON | 50.94 | 12.56 | 0.07 | 0.03 | 0.19 | 2.85 | 0 | 0 | -0.61 | -0.22 | 0 |  | 0.4 | 0.35 | 0.23 | 66.79 | 1200.044 | 3.14
D | 4002 | 2022-09-23 | 9 | ON | 45.22 | 12.56 | 0.07 | 0.03 | 0.12 | 2.83 | 0 | -0.06 | -0.46 | -0.22 | 0 |  | 0.4 | 0.35 | 0.23 | 61.07 | 1229.932 | 3.05
D | 4002 | 2022-09-23 | 10 | ON | 41.97 | 12.56 | 0.07 | 0.03 | 0.09 | 2.89 | 0 | 0.03 | -0.4 | -0.22 | 0 |  | 0.4 | 0.35 | 0.23 | 58 | 1233.156 | 3.08
D | 4002 | 2022-09-23 | 11 | ON | 39.94 | 12.56 | 0.07 | 0.03 | 0.08 | 2.96 | 0 | -0.03 | -0.4 | -0.22 | 0 |  | 0.4 | 0.35 | 0.23 | 55.97 | 1224.796 | 3.14
D | 4002 | 2022-09-23 | 12 | ON | 36.96 | 12.56 | 0.07 | 0.03 | 0.12 | 3.01 | 0 | -0.02 | -0.4 | -0.22 | 0 |  | 0.4 | 0.35 | 0.23 | 53.09 | 1210.231 | 3.23
D | 4002 | 2022-09-23 | 13 | ON | 8.74 | 12.56 | 0.07 | 0.03 | 0.47 | 3.06 | 0 | 0 | -0.33 | -0.22 | 0 |  | 0.4 | 0.35 | 0.23 | 25.36 | 1190.751 | 3.63
D | 4002 | 2022-09-23 | 14 | ON | 1.64 | 12.56 | 0.07 | 0.03 | 0.49 | 3.07 | 0 | 0 | -0.29 | -0.22 | 0 |  | 0.4 | 0.35 | 0.23 | 18.33 | 1178.727 | 3.66
D | 4002 | 2022-09-23 | 15 | ON | 5.67 | 12.56 | 0.07 | 0.03 | 0.27 | 3.07 | 0 | 0.02 | -0.27 | -0.22 | 0 |  | 0.4 | 0.35 | 0.23 | 22.18 | 1172.476 | 3.44
D | 4002 | 2022-09-23 | 16 | ON | 29.23 | 12.56 | 0.07 | 0.03 | 0.1 | 3.01 | 0 | -0.01 | -0.38 | -0.22 | 0 |  | 0.4 | 0.35 | 0.23 | 45.37 | 1182.644 | 3.21
D | 4002 | 2022-09-23 | 17 | ON | 30.16 | 12.56 | 0.07 | 0.03 | 0.3 | 2.88 | 0 | 0 | -0.36 | -0.22 | 0 |  | 0.4 | 0.35 | 0.23 | 46.4 | 1207.359 | 3.28
D | 4002 | 2022-09-23 | 18 | ON | 40.68 | 12.56 | 0.07 | 0.03 | 0.3 | 2.74 | 0 | 0.01 | -0.45 | -0.22 | 0 |  | 0.4 | 0.35 | 0.23 | 56.7 | 1242.926 | 3.14
D | 4002 | 2022-09-23 | 19 | ON | 42.62 | 12.56 | 0.07 | 0.03 | 0.12 | 2.66 | 0 | -0.03 | -0.68 | -0.22 | 0 |  | 0.4 | 0.35 | 0.23 | 58.11 | 1269.329 | 2.88
D | 4002 | 2022-09-23 | 20 | ON | 41.19 | 12.56 | 0.07 | 0.03 | 0.17 | 2.64 | 0 | -0.01 | -0.65 | -0.22 | 0 |  | 0.4 | 0.35 | 0.23 | 56.76 | 1277.619 | 2.91
D | 4002 | 2022-09-23 | 21 | ON | 40.66 | 12.56 | 0.07 | 0.03 | 0.14 | 2.74 | 0 | -0.05 | -0.57 | -0.22 | 0 |  | 0.4 | 0.35 | 0.23 | 56.34 | 1227.546 | 2.98
D | 4002 | 2022-09-23 | 22 | ON | 32.59 | 12.56 | 0.07 | 0.03 | 0.37 | 2.88 | 0 | -0.05 | -0.56 | -0.22 | 0 |  | 0.4 | 0.35 | 0.23 | 48.65 | 1152.082 | 3.35
D | 4002 | 2022-09-23 | 23 | ON | 34.94 | 12.56 | 0.07 | 0.03 | 0.45 | 3.1 | 0 | -0.05 | -0.54 | -0.22 | 0 |  | 0.4 | 0.35 | 0.23 | 51.32 | 1058.167 | 3.65
D | 4002 | 2022-09-23 | 24 | OFF | 29.71 | 12.56 | 0.07 | 0.03 | 0.38 | 0 | 0 | -0.01 | -0.55 | -0.22 | 0 |  | 0.4 | 0.35 | 0.23 | 42.95 | 968.064 | 0.48
D | 4002 | 2022-09-24 | 1 | OFF | 28.73 | 12.56 | 0.11 | 0.55 | 0.08 | 0 | 0 | -0.04 | -0.46 | -0.22 | 0 |  | 0.4 | 0.35 | 0.23 | 42.29 | 911.129 | 0.74
D | 4002 | 2022-09-24 | 2 | OFF | 28.08 | 12.56 | 0.11 | 0.55 | 0.09 | 0 | 0 | -0.02 | -0.45 | -0.22 | 0 |  | 0.4 | 0.35 | 0.23 | 41.68 | 873.539 | 0.75
D | 4002 | 2022-09-24 | 3 | OFF | 20.39 | 12.56 | 0.11 | 0.55 | 0.27 | 0 | 0 | -0.02 | -0.42 | -0.22 | 0 |  | 0.4 | 0.35 | 0.23 | 34.2 | 857.125 | 0.93
D | 4002 | 2022-09-24 | 4 | OFF | 19.67 | 12.56 | 0.11 | 0.55 | 0.1 | 0 | 0 | -0.01 | -0.44 | -0.22 | 0 |  | 0.4 | 0.35 | 0.23 | 33.3 | 851.359 | 0.76
D | 4002 | 2022-09-24 | 5 | OFF | 20.49 | 12.56 | 0.11 | 0.55 | 0.07 | 0 | 0 | -0.03 | -0.42 | -0.22 | 0 |  | 0.4 | 0.35 | 0.23 | 34.09 | 863.314 | 0.73
D | 4002 | 2022-09-24 | 6 | OFF | 21.23 | 12.56 | 0.11 | 0.55 | 0.07 | 0 | 0 | -0.01 | -0.44 | -0.22 | 0 |  | 0.4 | 0.35 | 0.23 | 34.83 | 900.39 | 0.73
D | 4002 | 2022-09-24 | 7 | OFF | 22.55 | 12.56 | 0.11 | 0.55 | 0.18 | 0 | 0 | 0 | -0.39 | -0.22 | 0 |  | 0.4 | 0.35 | 0.23 | 36.32 | 962.359 | 0.84
D | 4002 | 2022-09-24 | 8 | OFF | 29.28 | 12.56 | 0.11 | 0.55 | 0.23 | 0 | 0 | 0.01 | -0.36 | -0.22 | 0 |  | 0.4 | 0.35 | 0.23 | 43.14 | 1035.248 | 0.89
D | 4002 | 2022-09-24 | 9 | OFF | 21.63 | 12.56 | 0.11 | 0.55 | 0.12 | 0 | 0 | -0.02 | -0.34 | -0.22 | 0 |  | 0.4 | 0.35 | 0.23 | 35.37 | 1086.907 | 0.78
D | 4002 | 2022-09-24 | 10 | OFF | 9.11 | 12.56 | 0.11 | 0.55 | 0.2 | 0 | 0 | -0.01 | -0.23 | -0.22 | 0 |  | 0.4 | 0.35 | 0.23 | 23.05 | 1094.535 | 0.86
D | 4002 | 2022-09-24 | 11 | OFF | -9.09 | 12.56 | 0.11 | 0.55 | 0.36 | 0 | 0 | 0 | -0.09 | -0.22 | 0 |  | 0.4 | 0.35 | 0.23 | 5.16 | 1082.708 | 1.02
D | 4002 | 2022-09-24 | 12 | OFF | -38.92 | 12.56 | 0.11 | 0.55 | 0.23 | 0 | 0 | 0.03 | -0.23 | -0.22 | 0 |  | 0.4 | 0.35 | 0.23 | -24.91 | 1062.933 | 0.89
D | 4002 | 2022-09-24 | 13 | OFF | -37.92 | 12.56 | 0.11 | 0.55 | 0.49 | 0 | 0 | 0.03 | -0.21 | -0.22 | 0 |  | 0.4 | 0.35 | 0.23 | -23.63 | 1044.284 | 1.15
D | 4002 | 2022-09-24 | 14 | OFF | -12.06 | 12.56 | 0.11 | 0.55 | 0.15 | 0 | 0 | -0.01 | -0.13 | -0.22 | 0 |  | 0.4 | 0.35 | 0.23 | 1.93 | 1031.973 | 0.81
D | 4002 | 2022-09-24 | 15 | OFF | 5.57 | 12.56 | 0.11 | 0.55 | 0.29 | 0 | 0 | 0.01 | -0.2 | -0.22 | 0 |  | 0.4 | 0.35 | 0.23 | 19.65 | 1028.881 | 0.95
D | 4002 | 2022-09-24 | 16 | OFF | -2.02 | 12.56 | 0.11 | 0.55 | 0.48 | 0 | 0 | 0 | 0.17 | -0.22 | 0 |  | 0.4 | 0.35 | 0.23 | 12.61 | 1049.715 | 1.14
D | 4002 | 2022-09-24 | 17 | OFF | 22.46 | 12.56 | 0.11 | 0.55 | 0.13 | 0 | 0 | 0 | -0.21 | -0.22 | 0 |  | 0.4 | 0.35 | 0.23 | 36.36 | 1101.668 | 0.79
D | 4002 | 2022-09-24 | 18 | OFF | 30.05 | 12.56 | 0.11 | 0.55 | 0.08 | 0 | 0 | 0.03 | -0.33 | -0.22 | 0 |  | 0.4 | 0.35 | 0.23 | 43.81 | 1162.577 | 0.74
D | 4002 | 2022-09-24 | 19 | OFF | 41.47 | 12.56 | 0.11 | 0.55 | 0.19 | 0 | 0 | 0.01 | -0.46 | -0.22 | 0 |  | 0.4 | 0.35 | 0.23 | 55.19 | 1190.62 | 0.85
D | 4002 | 2022-09-24 | 20 | OFF | 46.78 | 12.56 | 0.11 | 0.55 | 0.13 | 0 | 0 | 0.08 | -0.37 | -0.22 | 0 |  | 0.4 | 0.35 | 0.23 | 60.6 | 1195.975 | 0.79
D | 4002 | 2022-09-24 | 21 | OFF | 32.7 | 12.56 | 0.11 | 0.55 | 0.14 | 0 | 0 | -0.03 | -0.29 | -0.22 | 0 |  | 0.4 | 0.35 | 0.23 | 46.5 | 1147.563 | 0.8
D | 4002 | 2022-09-24 | 22 | OFF | 29.76 | 12.56 | 0.11 | 0.55 | 0.23 | 0 | 0 | -0.02 | -0.25 | -0.22 | 0 |  | 0.4 | 0.35 | 0.23 | 43.7 | 1075.543 | 0.89
D | 4002 | 2022-09-24 | 23 | OFF | 27.76 | 12.56 | 0.11 | 0.55 | 0.26 | 0 | 0 | -0.03 | -0.23 | -0.22 | 0 |  | 0.4 | 0.35 | 0.23 | 41.74 | 997.314 | 0.92
D | 4002 | 2022-09-24 | 24 | OFF | 22.92 | 12.56 | 0.11 | 0.55 | 0.15 | 0 | 0 | -0.04 | -0.24 | -0.22 | 0 |  | 0.4 | 0.35 | 0.23 | 36.77 | 925.453 | 0.81
D | 4002 | 2022-09-25 | 1 | OFF | 21.55 | 12.56 | 0.41 | 0.05 | 0.14 | 0 | 0 | -0.06 | -0.22 | -0.22 | 0 |  | 0.4 | 0.35 | 0.23 | 35.19 | 873.113 | 0.6
D | 4002 | 2022-09-25 | 2 | OFF | 25.3 | 12.56 | 0.41 | 0.05 | 0.09 | 0 | 0 | -0.1 | -0.24 | -0.22 | 0 |  | 0.4 | 0.35 | 0.23 | 38.83 | 846.231 | 0.55
D | 4002 | 2022-09-25 | 3 | OFF | 25.01 | 12.56 | 0.41 | 0.05 | 0.07 | 0 | 0 | -0.01 | -0.19 | -0.22 | 0 |  | 0.4 | 0.35 | 0.23 | 38.66 | 826.533 | 0.53
D | 4002 | 2022-09-25 | 4 | OFF | 23.59 | 12.56 | 0.41 | 0.05 | 0.05 | 0 | 0 | -0.01 | -0.19 | -0.22 | 0 |  | 0.4 | 0.35 | 0.23 | 37.22 | 820.773 | 0.51
D | 4002 | 2022-09-25 | 5 | OFF | 23.07 | 12.56 | 0.41 | 0.05 | 0.06 | 0 | 0 | 0 | -0.19 | -0.22 | 0 |  | 0.4 | 0.35 | 0.23 | 36.72 | 825.484 | 0.52
D | 4002 | 2022-09-25 | 6 | OFF | 24.66 | 12.56 | 0.41 | 0.05 | 0.04 | 0 | 0 | 0.02 | -0.15 | -0.22 | 0 |  | 0.4 | 0.35 | 0.23 | 38.35 | 851.276 | 0.5
D | 4002 | 2022-09-25 | 7 | OFF | 25.8 | 12.56 | 0.41 | 0.05 | 0.33 | 0 | 0 | -0.01 | -0.2 | -0.22 | 0 |  | 0.4 | 0.35 | 0.23 | 39.7 | 900.53 | 0.79
D | 4002 | 2022-09-25 | 8 | OFF | 25.7 | 12.56 | 0.41 | 0.05 | 0.15 | 0 | 0 | 0 | -0.21 | -0.22 | 0 |  | 0.4 | 0.35 | 0.23 | 39.42 | 967.169 | 0.61
D | 4002 | 2022-09-25 | 9 | OFF | 33.45 | 12.56 | 0.41 | 0.05 | 0.13 | 0 | 0 | -0.02 | -0.2 | -0.22 | 0 |  | 0.4 | 0.35 | 0.23 | 47.14 | 1039.048 | 0.59
D | 4002 | 2022-09-25 | 10 | OFF | 34.16 | 12.56 | 0.41 | 0.05 | 0.16 | 0 | 0 | 0.02 | -0.19 | -0.22 | 0 |  | 0.4 | 0.35 | 0.23 | 47.93 | 1078.129 | 0.62
D | 4002 | 2022-09-25 | 11 | OFF | 35.88 | 12.56 | 0.41 | 0.05 | 0.12 | 0 | 0 | 0.01 | -0.17 | -0.22 | 0 |  | 0.4 | 0.35 | 0.23 | 49.62 | 1086.715 | 0.58
D | 4002 | 2022-09-25 | 12 | OFF | 35.19 | 12.56 | 0.41 | 0.05 | 0.1 | 0 | 0 | 0.05 | -0.19 | -0.22 | 0 |  | 0.4 | 0.35 | 0.23 | 48.93 | 1107.332 | 0.56
D | 4002 | 2022-09-25 | 13 | OFF | 35.3 | 12.56 | 0.41 | 0.05 | 0.09 | 0 | 0 | -0.04 | -0.17 | -0.22 | 0 |  | 0.4 | 0.35 | 0.23 | 48.96 | 1140.9 | 0.55
D | 4002 | 2022-09-25 | 14 | OFF | 36.69 | 12.56 | 0.41 | 0.05 | 0.08 | 0 | 0 | 0.01 | -0.18 | -0.22 | 0 |  | 0.4 | 0.35 | 0.23 | 50.38 | 1148.53 | 0.54
D | 4002 | 2022-09-25 | 15 | OFF | 44.42 | 12.56 | 0.41 | 0.05 | 0.15 | 0 | 0 | 0 | -0.15 | -0.22 | 0 |  | 0.4 | 0.35 | 0.23 | 58.2 | 1149.045 | 0.61
D | 4002 | 2022-09-25 | 16 | OFF | 47.54 | 12.56 | 0.41 | 0.05 | 0.12 | 0 | 0 | 0.04 | -0.21 | -0.22 | 0 |  | 0.4 | 0.35 | 0.23 | 61.27 | 1173.074 | 0.58
D | 4002 | 2022-09-25 | 17 | OFF | 44.15 | 12.56 | 0.41 | 0.05 | 0.12 | 0 | 0 | 0.04 | -0.17 | -0.22 | 0 |  | 0.4 | 0.35 | 0.23 | 57.92 | 1225.767 | 0.58
D | 4002 | 2022-09-25 | 18 | OFF | 51.14 | 12.56 | 0.41 | 0.05 | 0.11 | 0 | 0.04 | 0.04 | -0.27 | -0.22 | 0 |  | 0.4 | 0.35 | 0.23 | 64.84 | 1275.805 | 0.61
D | 4002 | 2022-09-25 | 19 | OFF | 50 | 12.56 | 0.41 | 0.05 | 0.1 | 0 | 0 | 0.03 | -0.38 | -0.22 | 0 |  | 0.4 | 0.35 | 0.23 | 63.53 | 1289.052 | 0.56
D | 4002 | 2022-09-25 | 20 | OFF | 55.38 | 12.56 | 0.41 | 0.05 | 0.16 | 0 | 0.01 | 0.01 | -0.36 | -0.22 | 0 |  | 0.4 | 0.35 | 0.23 | 68.98 | 1263.127 | 0.63
D | 4002 | 2022-09-25 | 21 | OFF | 55.18 | 12.56 | 0.41 | 0.05 | 0.19 | 0 | 0.05 | -0.03 | -0.25 | -0.22 | 0 |  | 0.4 | 0.35 | 0.23 | 68.92 | 1194.619 | 0.7
D | 4002 | 2022-09-25 | 22 | OFF | 47.14 | 12.56 | 0.41 | 0.05 | 0.32 | 0 | 0.04 | -0.06 | -0.11 | -0.22 | 0 |  | 0.4 | 0.35 | 0.23 | 61.11 | 1099.968 | 0.82
D | 4002 | 2022-09-25 | 23 | OFF | 42.03 | 12.56 | 0.41 | 0.05 | 0.15 | 0 | 0 | -0.03 | -0.26 | -0.22 | 0 |  | 0.4 | 0.35 | 0.23 | 55.67 | 1003.035 | 0.61
D | 4002 | 2022-09-25 | 24 | OFF | 39.39 | 12.56 | 0.41 | 0.05 | 0.16 | 0 | 0 | -0.07 | -0.13 | -0.22 | 0 |  | 0.4 | 0.35 | 0.23 | 53.13 | 927.179 | 0.62
D | 4002 | 2022-09-26 | 1 | OFF | 44.74 | 12.56 | 0.34 | 0.13 | 0.12 | 0 | 0 | 0 | -0.31 | -0.22 | 0 |  | 0.4 | 0.35 | 0.23 | 58.34 | 879.603 | 0.59
D | 4002 | 2022-09-26 | 2 | OFF | 38.55 | 12.56 | 0.34 | 0.13 | 0.1 | 0 | 0 | -0.02 | -0.24 | -0.22 | 0 |  | 0.4 | 0.35 | 0.23 | 52.18 | 856.826 | 0.57
D | 4002 | 2022-09-26 | 3 | OFF | 41.1 | 12.56 | 0.34 | 0.13 | 0.12 | 0 | 0 | -0.05 | -0.19 | -0.22 | 0 |  | 0.4 | 0.35 | 0.23 | 54.77 | 845.259 | 0.59
D | 4002 | 2022-09-26 | 4 | OFF | 38.43 | 12.56 | 0.34 | 0.13 | 0.1 | 0 | 0 | -0.03 | -0.22 | -0.22 | 0 |  | 0.4 | 0.35 | 0.23 | 52.07 | 850.502 | 0.57
D | 4002 | 2022-09-26 | 5 | OFF | 38.16 | 12.56 | 0.34 | 0.13 | 0.07 | 0 | 0 | 0.04 | -0.22 | -0.22 | 0 |  | 0.4 | 0.35 | 0.23 | 51.84 | 886.509 | 0.54
D | 4002 | 2022-09-26 | 6 | OFF | 43.46 | 12.56 | 0.34 | 0.13 | 0.11 | 0 | 0 | 0.04 | -0.26 | -0.22 | 0 |  | 0.4 | 0.35 | 0.23 | 57.14 | 979.67 | 0.58
D | 4002 | 2022-09-26 | 7 | OFF | 57.17 | 12.56 | 0.34 | 0.13 | 0.33 | 0 | 0.01 | 0.03 | -0.11 | -0.22 | 0 |  | 0.4 | 0.35 | 0.23 | 71.22 | 1121.498 | 0.81
D | 4002 | 2022-09-26 | 8 | ON | 67.15 | 12.56 | 0.34 | 0.13 | 0.41 | 2.76 | 0.04 | -0.01 | -0.37 | -0.22 | 0 |  | 0.4 | 0.35 | 0.23 | 83.77 | 1207.218 | 3.68
D | 4002 | 2022-09-26 | 9 | ON | 55.98 | 12.56 | 0.34 | 0.13 | 0.23 | 2.7 | 0.12 | -0.07 | -0.31 | -0.22 | 0 |  | 0.4 | 0.35 | 0.23 | 72.44 | 1238.496 | 3.52
D | 4002 | 2022-09-26 | 10 | ON | 41.54 | 12.56 | 0.34 | 0.13 | 0.11 | 2.69 | 0 | 0.07 | -0.25 | -0.22 | 0 |  | 0.4 | 0.35 | 0.23 | 57.95 | 1248.263 | 3.27
D | 4002 | 2022-09-26 | 11 | ON | 40.52 | 12.56 | 0.34 | 0.13 | 0.09 | 2.7 | 0 | 0.05 | -0.23 | -0.22 | 0 |  | 0.4 | 0.35 | 0.23 | 56.92 | 1268.678 | 3.26
D | 4002 | 2022-09-26 | 12 | ON | 40.45 | 12.56 | 0.34 | 0.13 | 0.07 | 2.72 | 0 | -0.01 | -0.23 | -0.22 | 0 |  | 0.4 | 0.35 | 0.23 | 56.79 | 1288.719 | 3.26
D | 4002 | 2022-09-26 | 13 | ON | 41.22 | 12.56 | 0.34 | 0.13 | 0.06 | 2.7 | 0 | 0.01 | -0.23 | -0.22 | 0 |  | 0.4 | 0.35 | 0.23 | 57.55 | 1283.11 | 3.23
D | 4002 | 2022-09-26 | 14 | ON | 45.72 | 12.56 | 0.34 | 0.13 | 0.08 | 2.66 | 0 | -0.02 | -0.24 | -0.22 | 0 |  | 0.4 | 0.35 | 0.23 | 61.99 | 1287.369 | 3.21
D | 4002 | 2022-09-26 | 15 | ON | 45.87 | 12.56 | 0.34 | 0.13 | 0.07 | 2.64 | 0 | 0.05 | -0.25 | -0.22 | 0 |  | 0.4 | 0.35 | 0.23 | 62.17 | 1286.118 | 3.18
D | 4002 | 2022-09-26 | 16 | ON | 49.85 | 12.56 | 0.34 | 0.13 | 0.12 | 2.59 | 0.08 | -0.03 | -0.14 | -0.22 | 0 |  | 0.4 | 0.35 | 0.23 | 66.26 | 1286.717 | 3.26
D | 4002 | 2022-09-26 | 17 | ON | 52.21 | 12.56 | 0.34 | 0.13 | 0.11 | 2.48 | 0 | -0.03 | -0.28 | -0.22 | 0 |  | 0.4 | 0.35 | 0.23 | 68.28 | 1310.84 | 3.06
D | 4002 | 2022-09-26 | 18 | ON | 62.55 | 12.56 | 0.34 | 0.13 | 0.1 | 2.39 | 0.01 | -0.02 | -0.35 | -0.22 | 0 |  | 0.4 | 0.35 | 0.23 | 78.47 | 1361.046 | 2.97
D | 4002 | 2022-09-26 | 19 | ON | 78.67 | 12.56 | 0.34 | 0.13 | 0.41 | 2.36 | 0.03 | -0.01 | -0.52 | -0.22 | 0 |  | 0.4 | 0.35 | 0.23 | 94.73 | 1388.473 | 3.27
D | 4002 | 2022-09-26 | 20 | ON | 73.07 | 12.56 | 0.34 | 0.13 | 0.47 | 2.37 | 0.02 | 0 | -0.43 | -0.22 | 0 |  | 0.4 | 0.35 | 0.23 | 89.29 | 1367.961 | 3.33
D | 4002 | 2022-09-26 | 21 | ON | 69.19 | 12.56 | 0.34 | 0.13 | 0.38 | 2.49 | 0.15 | -0.06 | -0.25 | -0.22 | 0 |  | 0.4 | 0.35 | 0.23 | 85.69 | 1286.368 | 3.49
D | 4002 | 2022-09-26 | 22 | ON | 44.36 | 12.56 | 0.34 | 0.13 | 0.24 | 2.68 | 0.02 | 0.03 | -0.17 | -0.22 | 0 |  | 0.4 | 0.35 | 0.23 | 60.95 | 1181.442 | 3.41
D | 4002 | 2022-09-26 | 23 | ON | 38.06 | 12.56 | 0.34 | 0.13 | 0.16 | 2.92 | 0 | -0.02 | -0.23 | -0.22 | 0 |  | 0.4 | 0.35 | 0.23 | 54.68 | 1073.489 | 3.55
D | 4002 | 2022-09-26 | 24 | OFF | 37.47 | 12.56 | 0.34 | 0.13 | 0.23 | 0 | 0 | -0.07 | -0.23 | -0.22 | 0 |  | 0.4 | 0.35 | 0.23 | 51.19 | 982.899 | 0.7
D | 4002 | 2022-09-27 | 1 | OFF | 45.03 | 12.56 | 0.41 | 0.04 | 0.15 | 0 | 0 | 0.04 | -0.26 | -0.22 | 0 |  | 0.4 | 0.35 | 0.23 | 58.73 | 924.909 | 0.6
D | 4002 | 2022-09-27 | 2 | OFF | 42.62 | 12.56 | 0.41 | 0.04 | 0.11 | 0 | 0 | -0.04 | -0.2 | -0.22 | 0 |  | 0.4 | 0.35 | 0.23 | 56.26 | 888.999 | 0.56
D | 4002 | 2022-09-27 | 3 | OFF | 41.72 | 12.56 | 0.41 | 0.04 | 0.1 | 0 | 0 | -0.01 | -0.2 | -0.22 | 0 |  | 0.4 | 0.35 | 0.23 | 55.38 | 870.663 | 0.55
D | 4002 | 2022-09-27 | 4 | OFF | 43.16 | 12.56 | 0.41 | 0.04 | 0.06 | 0 | 0 | -0.01 | -0.21 | -0.22 | 0 |  | 0.4 | 0.35 | 0.23 | 56.77 | 869.271 | 0.51
D | 4002 | 2022-09-27 | 5 | OFF | 46.67 | 12.56 | 0.41 | 0.04 | 0.14 | 0 | 0 | 0.01 | -0.22 | -0.22 | 0 |  | 0.4 | 0.35 | 0.23 | 60.37 | 899.027 | 0.59
D | 4002 | 2022-09-27 | 6 | OFF | 46.26 | 12.56 | 0.41 | 0.04 | 0.13 | 0 | 0 | 0.03 | -0.16 | -0.22 | 0 |  | 0.4 | 0.35 | 0.23 | 60.03 | 986.869 | 0.58
D | 4002 | 2022-09-27 | 7 | OFF | 69.21 | 12.56 | 0.41 | 0.04 | 0.69 | 0 | 0.02 | 0.12 | -0.08 | -0.22 | 0 |  | 0.4 | 0.35 | 0.23 | 83.73 | 1134.018 | 1.16
D | 4002 | 2022-09-27 | 8 | ON | 57.75 | 12.56 | 0.41 | 0.04 | 0.3 | 2.65 | 0.07 | -0.01 | -0.4 | -0.22 | 0 |  | 0.4 | 0.35 | 0.23 | 74.13 | 1223.359 | 3.47
D | 4002 | 2022-09-27 | 9 | ON | 50.32 | 12.56 | 0.41 | 0.04 | 0.18 | 2.66 | 0.01 | -0.06 | -0.35 | -0.22 | 0 |  | 0.4 | 0.35 | 0.23 | 66.53 | 1253.803 | 3.3
D | 4002 | 2022-09-27 | 10 | ON | 46.15 | 12.56 | 0.41 | 0.04 | 0.21 | 2.68 | 0.02 | 0.12 | -0.19 | -0.22 | 0 |  | 0.4 | 0.35 | 0.23 | 62.76 | 1253.25 | 3.36
D | 4002 | 2022-09-27 | 11 | ON | 39.92 | 12.56 | 0.41 | 0.04 | 0.11 | 2.75 | 0 | 0.03 | -0.21 | -0.22 | 0 |  | 0.4 | 0.35 | 0.23 | 56.37 | 1226.499 | 3.31
D | 4002 | 2022-09-27 | 12 | ON | 37.67 | 12.56 | 0.41 | 0.04 | 0.09 | 2.79 | 0 | 0.06 | -0.19 | -0.22 | 0 |  | 0.4 | 0.35 | 0.23 | 54.19 | 1222.555 | 3.33
D | 4002 | 2022-09-27 | 13 | ON | 36.35 | 12.56 | 0.41 | 0.04 | 0.12 | 2.8 | 0 | -0.04 | -0.21 | -0.22 | 0 |  | 0.4 | 0.35 | 0.23 | 52.79 | 1231.898 | 3.37
D | 4002 | 2022-09-27 | 14 | ON | 37.43 | 12.56 | 0.41 | 0.04 | 0.12 | 2.75 | 0 | -0.03 | -0.22 | -0.22 | 0 |  | 0.4 | 0.35 | 0.23 | 53.82 | 1248.573 | 3.32
D | 4002 | 2022-09-27 | 15 | ON | 39.86 | 12.56 | 0.41 | 0.04 | 0.07 | 2.71 | 0 | -0.05 | -0.2 | -0.22 | 0 |  | 0.4 | 0.35 | 0.23 | 56.16 | 1247.259 | 3.23
D | 4002 | 2022-09-27 | 16 | ON | 40.16 | 12.56 | 0.41 | 0.04 | 0.07 | 2.65 | 0 | 0.04 | -0.25 | -0.22 | 0 |  | 0.4 | 0.35 | 0.23 | 56.44 | 1267.689 | 3.17
D | 4002 | 2022-09-27 | 17 | ON | 45.61 | 12.56 | 0.41 | 0.04 | 1.08 | 2.55 | 0 | -0.03 | -0.17 | -0.22 | 0 |  | 0.4 | 0.35 | 0.23 | 62.81 | 1290.03 | 4.08
D | 4002 | 2022-09-27 | 18 | ON | 51.08 | 12.56 | 0.41 | 0.04 | 0.3 | 2.45 | 0 | 0.01 | -0.36 | -0.22 | 0 |  | 0.4 | 0.35 | 0.23 | 67.25 | 1331.156 | 3.2
D | 4002 | 2022-09-27 | 19 | ON | 58.02 | 12.56 | 0.41 | 0.04 | 0.17 | 2.41 | 0.07 | 0.03 | -0.46 | -0.22 | 0 |  | 0.4 | 0.35 | 0.23 | 74.01 | 1351.499 | 3.1
D | 4002 | 2022-09-27 | 20 | ON | 52.08 | 12.56 | 0.41 | 0.04 | 0.18 | 2.42 | 0 | -0.03 | -0.4 | -0.22 | 0 |  | 0.4 | 0.35 | 0.23 | 68.02 | 1344.153 | 3.05
D | 4002 | 2022-09-27 | 21 | ON | 50.26 | 12.56 | 0.41 | 0.04 | 0.16 | 2.55 | 0 | 0 | -0.29 | -0.22 | 0 |  | 0.4 | 0.35 | 0.23 | 66.45 | 1271.634 | 3.16
D | 4002 | 2022-09-27 | 22 | ON | 44.04 | 12.56 | 0.41 | 0.04 | 0.15 | 2.74 | 0 | -0.01 | -0.22 | -0.22 | 0 |  | 0.4 | 0.35 | 0.23 | 60.47 | 1168.468 | 3.34
D | 4002 | 2022-09-27 | 23 | ON | 41.42 | 12.56 | 0.41 | 0.04 | 0.22 | 3 | 0 | -0.02 | -0.24 | -0.22 | 0 |  | 0.4 | 0.35 | 0.23 | 58.15 | 1058.461 | 3.67
D | 4002 | 2022-09-27 | 24 | OFF | 37.77 | 12.56 | 0.41 | 0.04 | 0.15 | 0 | 0 | 0.02 | -0.22 | -0.22 | 0 |  | 0.4 | 0.35 | 0.23 | 51.49 | 970.103 | 0.6
D | 4002 | 2022-09-28 | 1 | OFF | 42.03 | 12.56 | 0.66 | 0.05 | 0.07 | 0 | 0 | -0.04 | -0.2 | -0.22 | 0 |  | 0.4 | 0.35 | 0.23 | 55.89 | 912.416 | 0.78
D | 4002 | 2022-09-28 | 2 | OFF | 39.33 | 12.56 | 0.66 | 0.05 | 0.22 | 0 | 0 | -0.02 | -0.23 | -0.22 | 0 |  | 0.4 | 0.35 | 0.23 | 53.33 | 880.74 | 0.93
D | 4002 | 2022-09-28 | 3 | OFF | 39.45 | 12.56 | 0.66 | 0.05 | 0.13 | 0 | 0 | -0.04 | -0.18 | -0.22 | 0 |  | 0.4 | 0.35 | 0.23 | 53.39 | 863.574 | 0.84
D | 4002 | 2022-09-28 | 4 | OFF | 41.47 | 12.56 | 0.66 | 0.05 | 0.08 | 0 | 0 | -0.03 | -0.16 | -0.22 | 0 |  | 0.4 | 0.35 | 0.23 | 55.39 | 866.52 | 0.79
D | 4002 | 2022-09-28 | 5 | OFF | 43.28 | 12.56 | 0.66 | 0.05 | 0.07 | 0 | 0 | -0.04 | -0.18 | -0.22 | 0 |  | 0.4 | 0.35 | 0.23 | 57.16 | 897.647 | 0.78
D | 4002 | 2022-09-28 | 6 | OFF | 42.92 | 12.56 | 0.66 | 0.05 | 0.11 | 0 | 0 | 0.04 | -0.25 | -0.22 | 0 |  | 0.4 | 0.35 | 0.23 | 56.85 | 988.305 | 0.82
D | 4002 | 2022-09-28 | 7 | OFF | 53.6 | 12.56 | 0.66 | 0.05 | 0.36 | 0 | 0.14 | 0.04 | -0.11 | -0.22 | 0 |  | 0.4 | 0.35 | 0.23 | 68.06 | 1132.525 | 1.21
D | 4002 | 2022-09-28 | 8 | ON | 55.77 | 12.56 | 0.66 | 0.05 | 0.29 | 1.79 | 0 | 0.06 | -0.41 | -0.22 | 0 |  | 0.4 | 0.35 | 0.23 | 71.53 | 1211.967 | 2.79
D | 4002 | 2022-09-28 | 9 | ON | 43.68 | 12.56 | 0.66 | 0.05 | 0.13 | 1.79 | 0.01 | 0.02 | -0.24 | -0.22 | 0 |  | 0.4 | 0.35 | 0.23 | 59.42 | 1231.261 | 2.64
D | 4002 | 2022-09-28 | 10 | ON | 36.66 | 12.56 | 0.66 | 0.05 | 0.13 | 1.81 | 0 | -0.01 | -0.23 | -0.22 | 0 |  | 0.4 | 0.35 | 0.23 | 52.39 | 1231.057 | 2.65
D | 4002 | 2022-09-28 | 11 | ON | 42.35 | 12.56 | 0.66 | 0.05 | 0.08 | 1.83 | 0 | -0.01 | -0.23 | -0.22 | 0 |  | 0.4 | 0.35 | 0.23 | 58.05 | 1240.323 | 2.62
D | 4002 | 2022-09-28 | 12 | ON | 43.26 | 12.56 | 0.66 | 0.05 | 0.08 | 1.82 | 0 | -0.03 | -0.2 | -0.22 | 0 |  | 0.4 | 0.35 | 0.23 | 58.96 | 1249.659 | 2.61
D | 4002 | 2022-09-28 | 13 | ON | 44.03 | 12.56 | 0.66 | 0.05 | 0.09 | 1.8 | 0 | 0 | -0.23 | -0.22 | 0 |  | 0.4 | 0.35 | 0.23 | 59.72 | 1252.457 | 2.6
D | 4002 | 2022-09-28 | 14 | ON | 46.23 | 12.56 | 0.66 | 0.05 | 0.1 | 1.78 | 0 | 0.04 | -0.24 | -0.22 | 0 |  | 0.4 | 0.35 | 0.23 | 61.94 | 1253.067 | 2.59
D | 4002 | 2022-09-28 | 15 | ON | 46.12 | 12.56 | 0.66 | 0.05 | 0.07 | 1.76 | 0 | 0.1 | -0.24 | -0.22 | 0 |  | 0.4 | 0.35 | 0.23 | 61.84 | 1254.339 | 2.54
D | 4002 | 2022-09-28 | 16 | ON | 44.63 | 12.56 | 0.66 | 0.05 | 0.08 | 1.73 | 0 | 0.01 | -0.27 | -0.22 | 0 |  | 0.4 | 0.35 | 0.23 | 60.21 | 1266.715 | 2.52
D | 4002 | 2022-09-28 | 17 | ON | 49.32 | 12.56 | 0.66 | 0.05 | 0.1 | 1.67 | 0 | 0.05 | -0.28 | -0.22 | 0 |  | 0.4 | 0.35 | 0.23 | 64.89 | 1282.706 | 2.48
D | 4002 | 2022-09-28 | 18 | ON | 60.46 | 12.56 | 0.66 | 0.05 | 0.12 | 1.62 | 0.02 | 0.07 | -0.41 | -0.22 | 0 |  | 0.4 | 0.35 | 0.23 | 75.91 | 1317.257 | 2.47
D | 4002 | 2022-09-28 | 19 | ON | 57.42 | 12.56 | 0.66 | 0.05 | 0.1 | 1.58 | 0 | 0.04 | -0.5 | -0.22 | 0 |  | 0.4 | 0.35 | 0.23 | 72.67 | 1341.625 | 2.39
D | 4002 | 2022-09-28 | 20 | ON | 54.64 | 12.56 | 0.66 | 0.05 | 0.18 | 1.57 | 0 | 0.03 | -0.52 | -0.22 | 0 |  | 0.4 | 0.35 | 0.23 | 69.93 | 1340.521 | 2.46
D | 4002 | 2022-09-28 | 21 | ON | 52.06 | 12.56 | 0.66 | 0.05 | 0.16 | 1.65 | 0 | -0.05 | -0.36 | -0.22 | 0 |  | 0.4 | 0.35 | 0.23 | 67.49 | 1270.958 | 2.52
D | 4002 | 2022-09-28 | 22 | ON | 43.99 | 12.56 | 0.66 | 0.05 | 0.16 | 1.77 | 0 | -0.02 | -0.33 | -0.22 | 0 |  | 0.4 | 0.35 | 0.23 | 59.6 | 1170.705 | 2.64
D | 4002 | 2022-09-28 | 23 | ON | 42.39 | 12.56 | 0.66 | 0.05 | 0.15 | 1.93 | 0 | -0.05 | -0.34 | -0.22 | 0 |  | 0.4 | 0.35 | 0.23 | 58.11 | 1059.743 | 2.79
D | 4002 | 2022-09-28 | 24 | OFF | 40.82 | 12.56 | 0.66 | 0.05 | 0.13 | 0 | 0 | -0.04 | -0.21 | -0.22 | 0 |  | 0.4 | 0.35 | 0.23 | 54.73 | 974.28 | 0.84
D | 4002 | 2022-09-29 | 1 | OFF | 41.15 | 12.56 | 0.28 | 0.1 | 0.08 | 0 | 0 | -0.1 | -0.19 | -0.22 | 0 |  | 0.4 | 0.35 | 0.23 | 54.64 | 913.062 | 0.46
D | 4002 | 2022-09-29 | 2 | OFF | 40.82 | 12.56 | 0.28 | 0.1 | 0.14 | 0 | 0 | -0.01 | -0.21 | -0.22 | 0 |  | 0.4 | 0.35 | 0.23 | 54.44 | 881.84 | 0.52
D | 4002 | 2022-09-29 | 3 | OFF | 38.42 | 12.56 | 0.28 | 0.1 | 0.11 | 0 | 0 | 0.01 | -0.23 | -0.22 | 0 |  | 0.4 | 0.35 | 0.23 | 52.01 | 868.1 | 0.49
D | 4002 | 2022-09-29 | 4 | OFF | 39.16 | 12.56 | 0.28 | 0.1 | 0.09 | 0 | 0 | -0.01 | -0.21 | -0.22 | 0 |  | 0.4 | 0.35 | 0.23 | 52.73 | 870.924 | 0.47
D | 4002 | 2022-09-29 | 5 | OFF | 39.31 | 12.56 | 0.28 | 0.1 | 0.08 | 0 | 0 | 0.07 | -0.24 | -0.22 | 0 |  | 0.4 | 0.35 | 0.23 | 52.92 | 900.896 | 0.46
D | 4002 | 2022-09-29 | 6 | OFF | 40.52 | 12.56 | 0.28 | 0.1 | 0.1 | 0 | 0 | 0.02 | -0.24 | -0.22 | 0 |  | 0.4 | 0.35 | 0.23 | 54.1 | 989.076 | 0.48
D | 4002 | 2022-09-29 | 7 | OFF | 43.23 | 12.56 | 0.28 | 0.1 | 0.16 | 0 | 0 | 0.2 | -0.49 | -0.22 | 0 |  | 0.4 | 0.35 | 0.23 | 56.8 | 1134.241 | 0.54
D | 4002 | 2022-09-29 | 8 | ON | 48.77 | 12.56 | 0.28 | 0.1 | 0.36 | 1.8 | 0.09 | 0 | -0.49 | -0.22 | 0 |  | 0.4 | 0.35 | 0.23 | 64.23 | 1215.419 | 2.63
D | 4002 | 2022-09-29 | 9 | ON | 42.79 | 12.56 | 0.28 | 0.1 | 0.11 | 1.8 | 0 | 0.03 | -0.27 | -0.22 | 0 |  | 0.4 | 0.35 | 0.23 | 58.16 | 1235.098 | 2.29
D | 4002 | 2022-09-29 | 10 | ON | 39.14 | 12.56 | 0.28 | 0.1 | 0.08 | 1.83 | 0 | 0.09 | -0.3 | -0.22 | 0 |  | 0.4 | 0.35 | 0.23 | 54.54 | 1227.156 | 2.29
D | 4002 | 2022-09-29 | 11 | ON | 40.7 | 12.56 | 0.28 | 0.1 | 0.06 | 2.18 | 0 | -0.07 | -0.21 | -0.22 | 0 |  | 0.4 | 0.35 | 0.23 | 56.36 | 1223.844 | 2.62
D | 4002 | 2022-09-29 | 12 | ON | 41.87 | 12.56 | 0.28 | 0.1 | 0.08 | 2.2 | 0 | 0 | -0.26 | -0.22 | 0 |  | 0.4 | 0.35 | 0.23 | 57.59 | 1220.807 | 2.66
D | 4002 | 2022-09-29 | 13 | ON | 41.18 | 12.56 | 0.28 | 0.1 | 0.08 | 2.21 | 0 | 0.01 | -0.25 | -0.22 | 0 |  | 0.4 | 0.35 | 0.23 | 56.93 | 1209.451 | 2.67
D | 4002 | 2022-09-29 | 14 | ON | 42.18 | 12.56 | 0.28 | 0.1 | 0.06 | 2.2 | 0 | -0.01 | -0.25 | -0.22 | 0 |  | 0.4 | 0.35 | 0.23 | 57.88 | 1202.44 | 2.64
D | 4002 | 2022-09-29 | 15 | ON | 41.7 | 12.56 | 0.28 | 0.1 | 0.05 | 2.22 | 0 | -0.12 | -0.25 | -0.22 | 0 |  | 0.4 | 0.35 | 0.23 | 57.3 | 1180.563 | 2.65
D | 4002 | 2022-09-29 | 16 | ON | 41.18 | 12.56 | 0.28 | 0.1 | 0.04 | 2.18 | 0 | -0.07 | -0.28 | -0.22 | 0 |  | 0.4 | 0.35 | 0.23 | 56.75 | 1188.085 | 2.6
D | 4002 | 2022-09-29 | 17 | ON | 43.18 | 12.56 | 0.28 | 0.1 | 0.17 | 2.08 | 0 | -0.14 | -0.34 | -0.22 | 0 |  | 0.4 | 0.35 | 0.23 | 58.65 | 1222.704 | 2.63
D | 4002 | 2022-09-29 | 18 | ON | 46.59 | 12.56 | 0.28 | 0.1 | 0.07 | 1.98 | 0 | -0.05 | -0.34 | -0.22 | 0 |  | 0.4 | 0.35 | 0.23 | 61.95 | 1280.751 | 2.43
D | 4002 | 2022-09-29 | 19 | ON | 50.48 | 12.56 | 0.28 | 0.1 | 0.11 | 1.92 | 0.01 | 0.11 | -0.55 | -0.22 | 0 |  | 0.4 | 0.35 | 0.23 | 65.78 | 1315.344 | 2.42
D | 4002 | 2022-09-29 | 20 | ON | 54.06 | 12.56 | 0.28 | 0.1 | 0.16 | 1.91 | 0 | 0.02 | -0.53 | -0.22 | 0 |  | 0.4 | 0.35 | 0.23 | 69.32 | 1322.086 | 2.45
D | 4002 | 2022-09-29 | 21 | ON | 45.87 | 12.56 | 0.28 | 0.1 | 0.06 | 2 | 0 | -0.03 | -0.48 | -0.22 | 0 |  | 0.4 | 0.35 | 0.23 | 61.12 | 1262.358 | 2.44
D | 4002 | 2022-09-29 | 22 | ON | 43.33 | 12.56 | 0.28 | 0.1 | 0.14 | 2.14 | 0 | -0.03 | -0.34 | -0.22 | 0 |  | 0.4 | 0.35 | 0.23 | 58.94 | 1166.632 | 2.66
D | 4002 | 2022-09-29 | 23 | ON | 40.55 | 12.56 | 0.28 | 0.1 | 0.16 | 2.33 | 0 | 0.04 | -0.47 | -0.22 | 0 |  | 0.4 | 0.35 | 0.23 | 56.31 | 1061.071 | 2.87
D | 4002 | 2022-09-29 | 24 | OFF | 41.9 | 12.56 | 0.28 | 0.1 | 0.14 | 0 | 0 | 0.02 | -0.32 | -0.22 | 0 |  | 0.4 | 0.35 | 0.23 | 55.44 | 971.687 | 0.52
D | 4002 | 2022-09-30 | 1 | OFF | 39.08 | 12.56 | 0.42 | 0.08 | 0.11 | 0 | 0 | -0.04 | -0.25 | -0.22 | 0 |  | 0.4 | 0.35 | 0.23 | 52.72 | 916.038 | 0.61
D | 4002 | 2022-09-30 | 2 | OFF | 40.63 | 12.56 | 0.42 | 0.08 | 0.08 | 0 | 0 | 0.02 | -0.26 | -0.22 | 0 |  | 0.4 | 0.35 | 0.23 | 54.29 | 884.17 | 0.58
D | 4002 | 2022-09-30 | 3 | OFF | 40 | 12.56 | 0.42 | 0.08 | 0.13 | 0 | 0 | -0.03 | -0.25 | -0.22 | 0 |  | 0.4 | 0.35 | 0.23 | 53.67 | 871.974 | 0.63
D | 4002 | 2022-09-30 | 4 | OFF | 38.46 | 12.56 | 0.42 | 0.08 | 0.1 | 0 | 0 | 0 | -0.26 | -0.22 | 0 |  | 0.4 | 0.35 | 0.23 | 52.12 | 873.35 | 0.6
D | 4002 | 2022-09-30 | 5 | OFF | 41.01 | 12.56 | 0.42 | 0.08 | 0.09 | 0 | 0 | 0 | -0.26 | -0.22 | 0 |  | 0.4 | 0.35 | 0.23 | 54.66 | 904.144 | 0.59
D | 4002 | 2022-09-30 | 6 | OFF | 43.48 | 12.56 | 0.42 | 0.08 | 0.11 | 0 | 0 | 0.15 | -0.27 | -0.22 | 0 |  | 0.4 | 0.35 | 0.23 | 57.29 | 996.406 | 0.61
D | 4002 | 2022-09-30 | 7 | OFF | 47.41 | 12.56 | 0.42 | 0.08 | 0.15 | 0 | 0 | 0.12 | -0.37 | -0.22 | 0 |  | 0.4 | 0.35 | 0.23 | 61.13 | 1140.254 | 0.65
D | 4002 | 2022-09-30 | 8 | ON | 59.82 | 12.56 | 0.42 | 0.08 | 0.25 | 2.88 | 0.08 | 0.02 | -0.44 | -0.22 | 0 |  | 0.4 | 0.35 | 0.23 | 76.43 | 1223.204 | 3.71
D | 4002 | 2022-09-30 | 9 | ON | 54.1 | 12.56 | 0.42 | 0.08 | 0.23 | 2.85 | 0.11 | 0.06 | -0.23 | -0.22 | 0 |  | 0.4 | 0.35 | 0.23 | 70.94 | 1243.26 | 3.69
D | 4002 | 2022-09-30 | 10 | ON | 43.26 | 12.56 | 0.42 | 0.08 | 0.25 | 2.92 | 0 | 0.06 | -0.26 | -0.22 | 0 |  | 0.4 | 0.35 | 0.23 | 60.05 | 1231.041 | 3.67
D | 4002 | 2022-09-30 | 11 | ON | 39.87 | 12.56 | 0.42 | 0.08 | 0.09 | 2.99 | 0 | -0.02 | -0.24 | -0.22 | 0 |  | 0.4 | 0.35 | 0.23 | 56.51 | 1213.746 | 3.58
D | 4002 | 2022-09-30 | 12 | ON | 39.22 | 12.56 | 0.42 | 0.08 | 0.07 | 3.03 | 0 | -0.02 | -0.24 | -0.22 | 0 |  | 0.4 | 0.35 | 0.23 | 55.88 | 1191.789 | 3.6
D | 4002 | 2022-09-30 | 13 | ON | 39.03 | 12.56 | 0.42 | 0.08 | 0.07 | 3.04 | 0 | -0.03 | -0.23 | -0.22 | 0 |  | 0.4 | 0.35 | 0.23 | 55.7 | 1178.969 | 3.61
D | 4002 | 2022-09-30 | 14 | ON | 39.44 | 12.56 | 0.42 | 0.08 | 0.08 | 3.04 | 0 | -0.02 | -0.26 | -0.22 | 0 |  | 0.4 | 0.35 | 0.23 | 56.1 | 1169.129 | 3.62
D | 4002 | 2022-09-30 | 15 | ON | 39.66 | 12.56 | 0.42 | 0.08 | 0.06 | 3.04 | 0 | -0.03 | -0.25 | -0.22 | 0 |  | 0.4 | 0.35 | 0.23 | 56.3 | 1162.488 | 3.6
D | 4002 | 2022-09-30 | 16 | ON | 41.37 | 12.56 | 0.42 | 0.08 | 0.04 | 2.98 | 0 | -0.05 | -0.28 | -0.22 | 0 |  | 0.4 | 0.35 | 0.23 | 57.88 | 1167.558 | 3.52
D | 4002 | 2022-09-30 | 17 | ON | 51.57 | 12.56 | 0.42 | 0.08 | 0.09 | 2.87 | 0.16 | -0.03 | -0.19 | -0.22 | 0 |  | 0.4 | 0.35 | 0.23 | 68.29 | 1195.573 | 3.62
D | 4002 | 2022-09-30 | 18 | ON | 54.83 | 12.56 | 0.42 | 0.08 | 0.13 | 2.76 | 0.09 | 0 | -0.41 | -0.22 | 0 |  | 0.4 | 0.35 | 0.23 | 71.22 | 1240.731 | 3.48
D | 4002 | 2022-09-30 | 19 | ON | 70.78 | 12.56 | 0.42 | 0.08 | 0.26 | 2.67 | 0.52 | 0.01 | -0.42 | -0.22 | 0 |  | 0.4 | 0.35 | 0.23 | 87.64 | 1273.189 | 3.95
D | 4002 | 2022-09-30 | 20 | ON | 58.08 | 12.56 | 0.42 | 0.08 | 0.22 | 2.68 | 0.15 | -0.06 | -0.44 | -0.22 | 0 |  | 0.4 | 0.35 | 0.23 | 74.45 | 1266.563 | 3.55
D | 4002 | 2022-09-30 | 21 | ON | 49.73 | 12.56 | 0.42 | 0.08 | 0.14 | 2.8 | 0 | -0.03 | -0.38 | -0.22 | 0 |  | 0.4 | 0.35 | 0.23 | 66.08 | 1209.831 | 3.44
D | 4002 | 2022-09-30 | 22 | ON | 45.91 | 12.56 | 0.42 | 0.08 | 0.19 | 2.95 | 0 | -0.04 | -0.31 | -0.22 | 0 |  | 0.4 | 0.35 | 0.23 | 62.52 | 1132.097 | 3.64
D | 4002 | 2022-09-30 | 23 | ON | 39.13 | 12.56 | 0.42 | 0.08 | 0.21 | 3.18 | 0 | 0.07 | -0.27 | -0.22 | 0 |  | 0.4 | 0.35 | 0.23 | 56.14 | 1042.773 | 3.89
D | 4002 | 2022-09-30 | 24 | OFF | 42.98 | 12.56 | 0.42 | 0.08 | 0.15 | 0 | 0 | -0.08 | -0.23 | -0.22 | 0 |  | 0.4 | 0.35 | 0.23 | 56.64 | 955.95 | 0.65
T | 720 lines

## whlsecost_hourly_4002_202210
C | Hourly Wholesale Load Cost Report
C | Filename: whlsecost_hourly_4002_202210.csv
C | Report for: 10 2022
C | Report generated: 04/05/2023 13:10:58 EDT
H | Location ID | Local Date | Local Hour | OnOffPeak | RTLMP | Capacity | First Contingency | Second Contingency | Regulation | Forward Reserves | Real-Time Reserves | Inadvertent | Marginal Loss Rev Fund | Auction Rev Rights | Real-Time Demand Reduction Cost | Price Responsive Demand Cost | ISO Sched 2 | ISO Sched 3 | NEPOOL Exp | Total Cost | RTLO | Total Ancillary & NCPC
H | Number | Date | Number | String | Number | Number | Number | Number | Number | Number | Number | Number | Number | Number | Number | Number | Number | Number | Number | Number | Number
D | 4002 | 2022-10-01 | 1 | OFF | 61.68 | 12.77 | 0.59 | 0.05 | 0.42 | 0 | 0.61 | -0.01 | 0.04 | -0.23 | 0 |  | 0.4 | 0.34 | 0.23 | 76.89 | 897.644 | 1.67
D | 4002 | 2022-10-01 | 2 | OFF | 44.98 | 12.77 | 0.59 | 0.05 | 0.14 | 0 | 0 | 0.03 | -0.02 | -0.23 | 0 |  | 0.4 | 0.34 | 0.23 | 59.28 | 861.819 | 0.78
D | 4002 | 2022-10-01 | 3 | OFF | 39.95 | 12.77 | 0.59 | 0.05 | 0.07 | 0 | 0 | -0.02 | -0.03 | -0.23 | 0 |  | 0.4 | 0.34 | 0.23 | 54.12 | 846.263 | 0.71
D | 4002 | 2022-10-01 | 4 | OFF | 41.1 | 12.77 | 0.59 | 0.05 | 0.09 | 0 | 0 | 0 | 0 | -0.23 | 0 |  | 0.4 | 0.34 | 0.23 | 55.34 | 842.192 | 0.73
D | 4002 | 2022-10-01 | 5 | OFF | 41.16 | 12.77 | 0.59 | 0.05 | 0.06 | 0 | 0 | -0.05 | -0.05 | -0.23 | 0 |  | 0.4 | 0.34 | 0.23 | 55.27 | 853.578 | 0.7
D | 4002 | 2022-10-01 | 6 | OFF | 43.9 | 12.77 | 0.59 | 0.05 | 0.09 | 0 | 0 | -0.03 | -0.05 | -0.23 | 0 |  | 0.4 | 0.34 | 0.23 | 58.06 | 890.018 | 0.73
D | 4002 | 2022-10-01 | 7 | OFF | 36.93 | 12.77 | 0.59 | 0.05 | 0.21 | 0 | 0 | -0.01 | -0.12 | -0.23 | 0 |  | 0.4 | 0.34 | 0.23 | 51.16 | 958.263 | 0.85
D | 4002 | 2022-10-01 | 8 | OFF | 46.69 | 12.77 | 0.59 | 0.05 | 0.18 | 0 | 0 | -0.11 | -0.04 | -0.23 | 0 |  | 0.4 | 0.34 | 0.23 | 60.87 | 1037.288 | 0.82
D | 4002 | 2022-10-01 | 9 | OFF | 66.46 | 12.77 | 0.59 | 0.05 | 0.26 | 0 | 0.17 | -0.09 | 0.03 | -0.23 | 0 |  | 0.4 | 0.34 | 0.23 | 80.98 | 1123.416 | 1.07
D | 4002 | 2022-10-01 | 10 | OFF | 67.53 | 12.77 | 0.59 | 0.05 | 0.35 | 0 | 0.01 | -0.05 | -0.08 | -0.23 | 0 |  | 0.4 | 0.34 | 0.23 | 81.91 | 1173.223 | 1
D | 4002 | 2022-10-01 | 11 | OFF | 77.75 | 12.77 | 0.59 | 0.05 | 0.45 | 0 | 0.78 | -0.06 | -0.04 | -0.23 | 0 |  | 0.4 | 0.34 | 0.23 | 93.03 | 1188.35 | 1.87
D | 4002 | 2022-10-01 | 12 | OFF | 40.78 | 12.77 | 0.59 | 0.05 | 0.12 | 0 | 0.01 | -0.11 | -0.17 | -0.23 | 0 |  | 0.4 | 0.34 | 0.23 | 54.78 | 1178.128 | 0.77
D | 4002 | 2022-10-01 | 13 | OFF | 39.05 | 12.77 | 0.59 | 0.05 | 0.06 | 0 | 0 | -0.01 | -0.24 | -0.23 | 0 |  | 0.4 | 0.34 | 0.23 | 53.01 | 1156.697 | 0.7
D | 4002 | 2022-10-01 | 14 | OFF | 34.76 | 12.77 | 0.59 | 0.05 | 0.05 | 0 | 0 | 0.03 | -0.28 | -0.23 | 0 |  | 0.4 | 0.34 | 0.23 | 48.71 | 1123.814 | 0.69
D | 4002 | 2022-10-01 | 15 | OFF | 34.8 | 12.77 | 0.59 | 0.05 | 0.03 | 0 | 0 | -0.02 | -0.31 | -0.23 | 0 |  | 0.4 | 0.34 | 0.23 | 48.65 | 1098.678 | 0.67
D | 4002 | 2022-10-01 | 16 | OFF | 38.89 | 12.77 | 0.59 | 0.05 | 0.06 | 0 | 0 | -0.05 | -0.23 | -0.23 | 0 |  | 0.4 | 0.34 | 0.23 | 52.82 | 1100.024 | 0.7
D | 4002 | 2022-10-01 | 17 | OFF | 51.89 | 12.77 | 0.59 | 0.05 | 0.11 | 0 | 0.12 | -0.13 | -0.08 | -0.23 | 0 |  | 0.4 | 0.34 | 0.23 | 66.06 | 1126.01 | 0.87
D | 4002 | 2022-10-01 | 18 | OFF | 50.61 | 12.77 | 0.59 | 0.05 | 0.16 | 0 | 0 | 0.08 | -0.19 | -0.23 | 0 |  | 0.4 | 0.34 | 0.23 | 64.81 | 1176.301 | 0.8
D | 4002 | 2022-10-01 | 19 | OFF | 48.68 | 12.77 | 0.59 | 0.05 | 0.11 | 0 | 0.04 | 0.06 | -0.3 | -0.23 | 0 |  | 0.4 | 0.34 | 0.23 | 62.74 | 1216.014 | 0.79
D | 4002 | 2022-10-01 | 20 | OFF | 47.9 | 12.77 | 0.59 | 0.05 | 0.25 | 0 | 0.08 | 0.06 | -0.26 | -0.23 | 0 |  | 0.4 | 0.34 | 0.23 | 62.18 | 1208.166 | 0.97
D | 4002 | 2022-10-01 | 21 | OFF | 42.87 | 12.77 | 0.59 | 0.05 | 0.09 | 0 | 0 | 0 | -0.22 | -0.23 | 0 |  | 0.4 | 0.34 | 0.23 | 56.89 | 1156.588 | 0.73
D | 4002 | 2022-10-01 | 22 | OFF | 36.93 | 12.77 | 0.59 | 0.05 | 0.16 | 0 | 0 | -0.03 | -0.18 | -0.23 | 0 |  | 0.4 | 0.34 | 0.23 | 51.03 | 1086.705 | 0.8
D | 4002 | 2022-10-01 | 23 | OFF | 40.77 | 12.77 | 0.59 | 0.05 | 0.12 | 0 | 0 | -0.1 | -0.2 | -0.23 | 0 |  | 0.4 | 0.34 | 0.23 | 54.74 | 1004.981 | 0.76
D | 4002 | 2022-10-01 | 24 | OFF | 39.4 | 12.77 | 0.59 | 0.05 | 0.2 | 0 | 0 | 0.01 | -0.09 | -0.23 | 0 |  | 0.4 | 0.34 | 0.23 | 53.67 | 929.897 | 0.84
D | 4002 | 2022-10-02 | 1 | OFF | 43.04 | 12.77 | 0.6 | 0.06 | 0.11 | 0 | 0 | -0.04 | -0.17 | -0.23 | 0 |  | 0.4 | 0.34 | 0.23 | 57.11 | 876.834 | 0.77
D | 4002 | 2022-10-02 | 2 | OFF | 44.67 | 12.77 | 0.6 | 0.06 | 0.13 | 0 | 0 | -0.03 | -0.13 | -0.23 | 0 |  | 0.4 | 0.34 | 0.23 | 58.81 | 843.122 | 0.79
D | 4002 | 2022-10-02 | 3 | OFF | 51.05 | 12.77 | 0.6 | 0.06 | 0.12 | 0 | 0 | 0 | -0.15 | -0.23 | 0 |  | 0.4 | 0.34 | 0.23 | 65.19 | 831.072 | 0.78
D | 4002 | 2022-10-02 | 4 | OFF | 52.45 | 12.77 | 0.6 | 0.06 | 0.08 | 0 | 0 | -0.05 | -0.13 | -0.23 | 0 |  | 0.4 | 0.34 | 0.23 | 66.52 | 825.917 | 0.74
D | 4002 | 2022-10-02 | 5 | OFF | 49.44 | 12.77 | 0.6 | 0.06 | 0.1 | 0 | 0 | 0.02 | -0.13 | -0.23 | 0 |  | 0.4 | 0.34 | 0.23 | 63.6 | 831.954 | 0.76
D | 4002 | 2022-10-02 | 6 | OFF | 49.06 | 12.77 | 0.6 | 0.06 | 0.1 | 0 | 0 | 0.13 | -0.12 | -0.23 | 0 |  | 0.4 | 0.34 | 0.23 | 63.34 | 860.817 | 0.76
D | 4002 | 2022-10-02 | 7 | OFF | 42.21 | 12.77 | 0.6 | 0.06 | 0.26 | 0 | 0 | 0.08 | -0.2 | -0.23 | 0 |  | 0.4 | 0.34 | 0.23 | 56.52 | 912.638 | 0.92
D | 4002 | 2022-10-02 | 8 | OFF | 38.72 | 12.77 | 0.6 | 0.06 | 0.22 | 0 | 0 | 0 | -0.1 | -0.23 | 0 |  | 0.4 | 0.34 | 0.23 | 53.01 | 981.263 | 0.88
D | 4002 | 2022-10-02 | 9 | OFF | 44.92 | 12.77 | 0.6 | 0.06 | 0.14 | 0 | 0.1 | -0.03 | -0.1 | -0.23 | 0 |  | 0.4 | 0.34 | 0.23 | 59.2 | 1062.228 | 0.9
D | 4002 | 2022-10-02 | 10 | OFF | 44.63 | 12.77 | 0.6 | 0.06 | 0.43 | 0 | 0.32 | 0.1 | -0.12 | -0.23 | 0 |  | 0.4 | 0.34 | 0.23 | 59.53 | 1099.473 | 1.41
D | 4002 | 2022-10-02 | 11 | OFF | 33.51 | 12.77 | 0.6 | 0.06 | 0.13 | 0 | 0 | -0.02 | -0.18 | -0.23 | 0 |  | 0.4 | 0.34 | 0.23 | 47.61 | 1104.775 | 0.79
D | 4002 | 2022-10-02 | 12 | OFF | 33.95 | 12.77 | 0.6 | 0.06 | 0.07 | 0 | 0 | -0.03 | -0.17 | -0.23 | 0 |  | 0.4 | 0.34 | 0.23 | 47.99 | 1114.27 | 0.73
D | 4002 | 2022-10-02 | 13 | OFF | 33.03 | 12.77 | 0.6 | 0.06 | 0.08 | 0 | 0 | 0.05 | -0.16 | -0.23 | 0 |  | 0.4 | 0.34 | 0.23 | 47.17 | 1100.044 | 0.74
D | 4002 | 2022-10-02 | 14 | OFF | 33.32 | 12.77 | 0.6 | 0.06 | 0.07 | 0 | 0 | -0.02 | -0.17 | -0.23 | 0 |  | 0.4 | 0.34 | 0.23 | 47.37 | 1072.321 | 0.73
D | 4002 | 2022-10-02 | 15 | OFF | 33.74 | 12.77 | 0.6 | 0.06 | 0.1 | 0 | 0 | -0.08 | -0.15 | -0.23 | 0 |  | 0.4 | 0.34 | 0.23 | 47.78 | 1065.336 | 0.76
D | 4002 | 2022-10-02 | 16 | OFF | 36.92 | 12.77 | 0.6 | 0.06 | 0.06 | 0 | 0 | -0.02 | -0.16 | -0.23 | 0 |  | 0.4 | 0.34 | 0.23 | 50.97 | 1099.992 | 0.72
D | 4002 | 2022-10-02 | 17 | OFF | 66.78 | 12.77 | 0.6 | 0.06 | 0.3 | 0 | 0.29 | -0.11 | 0.23 | -0.23 | 0 |  | 0.4 | 0.34 | 0.23 | 81.66 | 1159.501 | 1.25
D | 4002 | 2022-10-02 | 18 | OFF | 78.84 | 12.77 | 0.6 | 0.06 | 0.31 | 0 | 0.18 | -0.02 | -0.06 | -0.23 | 0 |  | 0.4 | 0.34 | 0.23 | 93.42 | 1224.305 | 1.15
D | 4002 | 2022-10-02 | 19 | OFF | 65.86 | 12.77 | 0.6 | 0.06 | 0.23 | 0 | 0.03 | 0.04 | -0.32 | -0.23 | 0 |  | 0.4 | 0.34 | 0.23 | 80.01 | 1270.426 | 0.92
D | 4002 | 2022-10-02 | 20 | OFF | 63.26 | 12.77 | 0.6 | 0.06 | 0.44 | 0 | 0.03 | -0.06 | -0.24 | -0.23 | 0 |  | 0.4 | 0.34 | 0.23 | 77.6 | 1253.53 | 1.13
D | 4002 | 2022-10-02 | 21 | OFF | 59.95 | 12.77 | 0.6 | 0.06 | 0.35 | 0 | 0.28 | -0.11 | -0.03 | -0.23 | 0 |  | 0.4 | 0.34 | 0.23 | 74.61 | 1203.827 | 1.29
D | 4002 | 2022-10-02 | 22 | OFF | 36.61 | 12.77 | 0.6 | 0.06 | 0.2 | 0 | 0 | -0.01 | -0.11 | -0.23 | 0 |  | 0.4 | 0.34 | 0.23 | 50.86 | 1105.806 | 0.86
D | 4002 | 2022-10-02 | 23 | OFF | 37.42 | 12.77 | 0.6 | 0.06 | 0.14 | 0 | 0 | -0.02 | -0.27 | -0.23 | 0 |  | 0.4 | 0.34 | 0.23 | 51.44 | 1005.142 | 0.8
D | 4002 | 2022-10-02 | 24 | OFF | 42.19 | 12.77 | 0.6 | 0.06 | 0.52 | 0 | 0.03 | -0.05 | -0.09 | -0.23 | 0 |  | 0.4 | 0.34 | 0.23 | 56.77 | 925.993 | 1.21
D | 4002 | 2022-10-03 | 1 | OFF | 50 | 12.77 | 1.01 | 0.2 | 0.14 | 0 | 0.02 | -0.12 | -0.11 | -0.23 | 0 |  | 0.4 | 0.34 | 0.23 | 64.65 | 880.325 | 1.37
D | 4002 | 2022-10-03 | 2 | OFF | 40.66 | 12.77 | 1.01 | 0.2 | 0.13 | 0 | 0 | 0.1 | -0.18 | -0.23 | 0 |  | 0.4 | 0.34 | 0.23 | 55.43 | 856.917 | 1.34
D | 4002 | 2022-10-03 | 3 | OFF | 40.54 | 12.77 | 1.01 | 0.2 | 0.25 | 0 | 0 | -0.03 | -0.19 | -0.23 | 0 |  | 0.4 | 0.34 | 0.23 | 55.29 | 848.327 | 1.46
D | 4002 | 2022-10-03 | 4 | OFF | 49.15 | 12.77 | 1.01 | 0.2 | 0.27 | 0 | 0 | -0.1 | -0.13 | -0.23 | 0 |  | 0.4 | 0.34 | 0.23 | 63.91 | 858.385 | 1.48
D | 4002 | 2022-10-03 | 5 | OFF | 55.05 | 12.77 | 1.01 | 0.2 | 0.23 | 0 | 0 | 0.06 | -0.12 | -0.23 | 0 |  | 0.4 | 0.34 | 0.23 | 69.94 | 899.942 | 1.44
D | 4002 | 2022-10-03 | 6 | OFF | 64.24 | 12.77 | 1.01 | 0.2 | 0.32 | 0 | 0.05 | 0.11 | 0.16 | -0.23 | 0 |  | 0.4 | 0.34 | 0.23 | 79.6 | 1005.674 | 1.58
D | 4002 | 2022-10-03 | 7 | OFF | 69.37 | 12.77 | 1.01 | 0.2 | 0.62 | 0 | 0 | 0.09 | -0.16 | -0.23 | 0 |  | 0.4 | 0.34 | 0.23 | 84.64 | 1165.753 | 1.83
D | 4002 | 2022-10-03 | 8 | ON | 85.49 | 12.77 | 1.01 | 0.2 | 0.92 | 0.7 | 0 | -0.02 | -0.46 | -0.23 | 0 |  | 0.4 | 0.34 | 0.23 | 101.35 | 1257.665 | 2.83
D | 4002 | 2022-10-03 | 9 | ON | 77.56 | 12.77 | 1.01 | 0.2 | 0.25 | 0.69 | 0 | -0.04 | -0.37 | -0.23 | 0 |  | 0.4 | 0.34 | 0.23 | 92.81 | 1269.661 | 2.15
D | 4002 | 2022-10-03 | 10 | ON | 78.07 | 12.77 | 1.01 | 0.2 | 0.25 | 0.7 | 0 | 0.01 | -0.31 | -0.23 | 0 |  | 0.4 | 0.34 | 0.23 | 93.44 | 1256.602 | 2.16
D | 4002 | 2022-10-03 | 11 | ON | 78.25 | 12.77 | 1.01 | 0.2 | 0.4 | 0.7 | 0 | 0.02 | -0.23 | -0.23 | 0 |  | 0.4 | 0.34 | 0.23 | 93.86 | 1247.109 | 2.31
D | 4002 | 2022-10-03 | 12 | ON | 50.11 | 12.77 | 1.01 | 0.2 | 0.14 | 0.71 | 0 | 0.03 | -0.22 | -0.23 | 0 |  | 0.4 | 0.34 | 0.23 | 65.49 | 1243.336 | 2.06
D | 4002 | 2022-10-03 | 13 | ON | 45.6 | 12.77 | 1.01 | 0.2 | 0.11 | 0.72 | 0 | -0.02 | -0.2 | -0.23 | 0 |  | 0.4 | 0.34 | 0.23 | 60.93 | 1217.682 | 2.04
D | 4002 | 2022-10-03 | 14 | ON | 71.61 | 12.77 | 1.01 | 0.2 | 0.14 | 0.72 | 0 | -0.09 | -0.14 | -0.23 | 0 |  | 0.4 | 0.34 | 0.23 | 86.96 | 1219.68 | 2.07
D | 4002 | 2022-10-03 | 15 | ON | 78.25 | 12.77 | 1.01 | 0.2 | 0.24 | 0.71 | 0.49 | 0.03 | -0.18 | -0.23 | 0 |  | 0.4 | 0.34 | 0.23 | 94.26 | 1219.421 | 2.65
D | 4002 | 2022-10-03 | 16 | ON | 73.85 | 12.77 | 1.01 | 0.2 | 0.22 | 0.7 | 0.01 | 0.04 | -0.2 | -0.23 | 0 |  | 0.4 | 0.34 | 0.23 | 89.34 | 1226.413 | 2.14
D | 4002 | 2022-10-03 | 17 | ON | 74.31 | 12.77 | 1.01 | 0.2 | 0.16 | 0.68 | 0.26 | -0.02 | -0.26 | -0.23 | 0 |  | 0.4 | 0.34 | 0.23 | 89.85 | 1252.301 | 2.31
D | 4002 | 2022-10-03 | 18 | ON | 77.89 | 12.77 | 1.01 | 0.2 | 0.18 | 0.64 | 0 | -0.01 | -0.32 | -0.23 | 0 |  | 0.4 | 0.34 | 0.23 | 93.1 | 1316.529 | 2.03
D | 4002 | 2022-10-03 | 19 | ON | 100.17 | 12.77 | 1.01 | 0.2 | 0.38 | 0.61 | 0.31 | 0.06 | -0.42 | -0.23 | 0 |  | 0.4 | 0.34 | 0.23 | 115.83 | 1374.54 | 2.51
D | 4002 | 2022-10-03 | 20 | ON | 79.68 | 12.77 | 1.01 | 0.2 | 0.23 | 0.62 | 0.1 | 0 | -0.39 | -0.23 | 0 |  | 0.4 | 0.34 | 0.23 | 94.96 | 1357.381 | 2.16
D | 4002 | 2022-10-03 | 21 | ON | 75.05 | 12.77 | 1.01 | 0.2 | 0.37 | 0.65 | 0.02 | -0.03 | -0.34 | -0.23 | 0 |  | 0.4 | 0.34 | 0.23 | 90.44 | 1282.938 | 2.25
D | 4002 | 2022-10-03 | 22 | ON | 65.82 | 12.77 | 1.01 | 0.2 | 0.53 | 0.7 | 0.01 | -0.01 | -0.16 | -0.23 | 0 |  | 0.4 | 0.34 | 0.23 | 81.61 | 1182.028 | 2.45
D | 4002 | 2022-10-03 | 23 | ON | 42.95 | 12.77 | 1.01 | 0.2 | 0.24 | 0.76 | 0.05 | -0.08 | -0.24 | -0.23 | 0 |  | 0.4 | 0.34 | 0.23 | 58.4 | 1070.965 | 2.26
D | 4002 | 2022-10-03 | 24 | OFF | 46.66 | 12.77 | 1.01 | 0.2 | 0.1 | 0 | 0 | -0.03 | -0.26 | -0.23 | 0 |  | 0.4 | 0.34 | 0.23 | 61.19 | 984.992 | 1.31
D | 4002 | 2022-10-04 | 1 | OFF | 48.4 | 12.77 | 0.68 | 0.14 | 0.16 | 0 | 0 | -0.03 | -0.24 | -0.23 | 0 |  | 0.4 | 0.34 | 0.23 | 62.62 | 928.122 | 0.98
D | 4002 | 2022-10-04 | 2 | OFF | 46.48 | 12.77 | 0.68 | 0.14 | 0.14 | 0 | 0 | 0 | -0.26 | -0.23 | 0 |  | 0.4 | 0.34 | 0.23 | 60.69 | 898.651 | 0.96
D | 4002 | 2022-10-04 | 3 | OFF | 45 | 12.77 | 0.68 | 0.14 | 0.11 | 0 | 0 | -0.04 | -0.25 | -0.23 | 0 |  | 0.4 | 0.34 | 0.23 | 59.15 | 885.815 | 0.93
D | 4002 | 2022-10-04 | 4 | OFF | 45.56 | 12.77 | 0.68 | 0.14 | 0.1 | 0 | 0 | 0.01 | -0.25 | -0.23 | 0 |  | 0.4 | 0.34 | 0.23 | 59.75 | 888.91 | 0.92
D | 4002 | 2022-10-04 | 5 | OFF | 46.49 | 12.77 | 0.68 | 0.14 | 0.22 | 0 | 0 | 0.1 | -0.3 | -0.23 | 0 |  | 0.4 | 0.34 | 0.23 | 60.84 | 924.913 | 1.04
D | 4002 | 2022-10-04 | 6 | OFF | 46.73 | 12.77 | 0.68 | 0.14 | 0.16 | 0 | 0 | 0.1 | -0.21 | -0.23 | 0 |  | 0.4 | 0.34 | 0.23 | 61.11 | 1023.158 | 0.98
D | 4002 | 2022-10-04 | 7 | OFF | 65.5 | 12.77 | 0.68 | 0.14 | 0.53 | 0 | 0.03 | -0.08 | 0.04 | -0.23 | 0 |  | 0.4 | 0.34 | 0.23 | 80.35 | 1177.033 | 1.38
D | 4002 | 2022-10-04 | 8 | ON | 85.3 | 12.77 | 0.68 | 0.14 | 0.44 | 0.69 | 0 | -0.08 | -0.51 | -0.23 | 0 |  | 0.4 | 0.34 | 0.23 | 100.17 | 1260.699 | 1.95
D | 4002 | 2022-10-04 | 9 | ON | 85.52 | 12.77 | 0.68 | 0.14 | 0.13 | 0.67 | 0 | -0.1 | -0.52 | -0.23 | 0 |  | 0.4 | 0.34 | 0.23 | 100.03 | 1270.076 | 1.62
D | 4002 | 2022-10-04 | 10 | ON | 81.68 | 12.77 | 0.68 | 0.14 | 0.29 | 0.68 | 0.06 | -0.17 | -0.38 | -0.23 | 0 |  | 0.4 | 0.34 | 0.23 | 96.49 | 1254.111 | 1.85
D | 4002 | 2022-10-04 | 11 | ON | 63.14 | 12.77 | 0.68 | 0.14 | 0.26 | 0.68 | 0.11 | -0.07 | -0.31 | -0.23 | 0 |  | 0.4 | 0.34 | 0.23 | 78.14 | 1239.122 | 1.87
D | 4002 | 2022-10-04 | 12 | ON | 68.34 | 12.77 | 0.68 | 0.14 | 0.28 | 0.68 | 0.1 | -0.08 | -0.26 | -0.23 | 0 |  | 0.4 | 0.34 | 0.23 | 83.39 | 1228.782 | 1.88
D | 4002 | 2022-10-04 | 13 | ON | 54.89 | 12.77 | 0.68 | 0.14 | 0.11 | 0.69 | 0.02 | -0.06 | -0.3 | -0.23 | 0 |  | 0.4 | 0.34 | 0.23 | 69.68 | 1219.079 | 1.64
D | 4002 | 2022-10-04 | 14 | ON | 51.75 | 12.77 | 0.68 | 0.14 | 0.09 | 0.69 | 0 | 0.01 | -0.3 | -0.23 | 0 |  | 0.4 | 0.34 | 0.23 | 66.57 | 1236.644 | 1.6
D | 4002 | 2022-10-04 | 15 | ON | 54.97 | 12.77 | 0.68 | 0.14 | 0.14 | 0.69 | 0 | -0.01 | -0.27 | -0.23 | 0 |  | 0.4 | 0.34 | 0.23 | 69.85 | 1226.514 | 1.65
D | 4002 | 2022-10-04 | 16 | ON | 58.69 | 12.77 | 0.68 | 0.14 | 0.22 | 0.68 | 0.02 | -0.07 | -0.21 | -0.23 | 0 |  | 0.4 | 0.34 | 0.23 | 73.66 | 1228.002 | 1.74
D | 4002 | 2022-10-04 | 17 | ON | 60.78 | 12.77 | 0.68 | 0.14 | 0.13 | 0.66 | 0.01 | -0.02 | -0.21 | -0.23 | 0 |  | 0.4 | 0.34 | 0.23 | 75.68 | 1254.748 | 1.62
D | 4002 | 2022-10-04 | 18 | ON | 73.44 | 12.77 | 0.68 | 0.14 | 0.18 | 0.64 | 0.01 | -0.07 | -0.27 | -0.23 | 0 |  | 0.4 | 0.34 | 0.23 | 88.26 | 1311.93 | 1.65
D | 4002 | 2022-10-04 | 19 | ON | 79.38 | 12.77 | 0.68 | 0.14 | 0.23 | 0.62 | 0 | 0.04 | -0.48 | -0.23 | 0 |  | 0.4 | 0.34 | 0.23 | 94.12 | 1357.979 | 1.67
D | 4002 | 2022-10-04 | 20 | ON | 70.45 | 12.77 | 0.68 | 0.14 | 0.14 | 0.54 | 0 | -0.22 | -0.29 | -0.23 | 0 |  | 0.4 | 0.34 | 0.23 | 84.95 | 1340.363 | 1.5
D | 4002 | 2022-10-04 | 21 | ON | 90.72 | 12.77 | 0.68 | 0.14 | 0.26 | 0.66 | 0.14 | -0.35 | -0.29 | -0.23 | 0 |  | 0.4 | 0.34 | 0.23 | 105.47 | 1269.313 | 1.88
D | 4002 | 2022-10-04 | 22 | ON | 68.39 | 12.77 | 0.68 | 0.14 | 0.44 | 0.71 | 0.02 | -0.09 | -0.02 | -0.23 | 0 |  | 0.4 | 0.34 | 0.23 | 83.78 | 1170.316 | 1.99
D | 4002 | 2022-10-04 | 23 | ON | 66.95 | 12.77 | 0.68 | 0.14 | 0.44 | 0.78 | 0.16 | -0.15 | -0.23 | -0.23 | 0 |  | 0.4 | 0.34 | 0.23 | 82.28 | 1060.13 | 2.2
D | 4002 | 2022-10-04 | 24 | OFF | 48.63 | 12.77 | 0.68 | 0.14 | 0.23 | 0 | 0 | -0.03 | -0.1 | -0.23 | 0 |  | 0.4 | 0.34 | 0.23 | 63.06 | 971.953 | 1.05
D | 4002 | 2022-10-05 | 1 | OFF | 43.95 | 12.77 | 0.26 | 0.06 | 0.11 | 0 | 0 | 0.03 | -0.21 | -0.23 | 0 |  | 0.4 | 0.34 | 0.23 | 57.71 | 918.892 | 0.43
D | 4002 | 2022-10-05 | 2 | OFF | 43.87 | 12.77 | 0.26 | 0.06 | 0.1 | 0 | 0 | 0.08 | -0.19 | -0.23 | 0 |  | 0.4 | 0.34 | 0.23 | 57.69 | 887.346 | 0.42
D | 4002 | 2022-10-05 | 3 | OFF | 44.51 | 12.77 | 0.26 | 0.06 | 0.09 | 0 | 0 | 0.03 | -0.16 | -0.23 | 0 |  | 0.4 | 0.34 | 0.23 | 58.3 | 871.142 | 0.41
D | 4002 | 2022-10-05 | 4 | OFF | 42.74 | 12.77 | 0.26 | 0.06 | 0.09 | 0 | 0 | -0.02 | -0.17 | -0.23 | 0 |  | 0.4 | 0.34 | 0.23 | 56.47 | 874.909 | 0.41
D | 4002 | 2022-10-05 | 5 | OFF | 44.01 | 12.77 | 0.26 | 0.06 | 0.1 | 0 | 0 | -0.04 | -0.17 | -0.23 | 0 |  | 0.4 | 0.34 | 0.23 | 57.73 | 906.626 | 0.42
D | 4002 | 2022-10-05 | 6 | OFF | 44.53 | 12.77 | 0.26 | 0.06 | 0.12 | 0 | 0 | 0.09 | -0.2 | -0.23 | 0 |  | 0.4 | 0.34 | 0.23 | 58.37 | 1001.375 | 0.44
D | 4002 | 2022-10-05 | 7 | OFF | 43.75 | 12.77 | 0.26 | 0.06 | 0.27 | 0 | 0 | 0.01 | -0.38 | -0.23 | 0 |  | 0.4 | 0.34 | 0.23 | 57.48 | 1152.548 | 0.59
D | 4002 | 2022-10-05 | 8 | ON | 47.89 | 12.77 | 0.26 | 0.06 | 0.25 | 0.7 | 0 | -0.02 | -0.48 | -0.23 | 0 |  | 0.4 | 0.34 | 0.23 | 62.17 | 1244.571 | 1.27
D | 4002 | 2022-10-05 | 9 | ON | 64.11 | 12.77 | 0.26 | 0.06 | 0.17 | 0.67 | 0 | -0.1 | -0.54 | -0.23 | 0 |  | 0.4 | 0.34 | 0.23 | 78.14 | 1278.221 | 1.16
D | 4002 | 2022-10-05 | 10 | ON | 67.64 | 12.77 | 0.26 | 0.06 | 0.13 | 0.59 | 0 | -0.04 | -0.49 | -0.23 | 0 |  | 0.4 | 0.34 | 0.23 | 81.66 | 1294.22 | 1.04
D | 4002 | 2022-10-05 | 11 | ON | 77.76 | 12.77 | 0.26 | 0.06 | 0.12 | 0.59 | 0.04 | -0.03 | -0.38 | -0.23 | 0 |  | 0.4 | 0.34 | 0.23 | 91.93 | 1299.446 | 1.07
D | 4002 | 2022-10-05 | 12 | ON | 59.42 | 12.77 | 0.26 | 0.06 | 0.08 | 0.67 | 0 | -0.06 | -0.42 | -0.23 | 0 |  | 0.4 | 0.34 | 0.23 | 73.52 | 1296.793 | 1.07
D | 4002 | 2022-10-05 | 13 | ON | 53.86 | 12.77 | 0.26 | 0.06 | 0.07 | 0.68 | 0 | -0.02 | -0.33 | -0.23 | 0 |  | 0.4 | 0.34 | 0.23 | 68.09 | 1301.753 | 1.07
D | 4002 | 2022-10-05 | 14 | ON | 53.63 | 12.77 | 0.26 | 0.06 | 0.11 | 0.67 | 0 | -0.05 | -0.32 | -0.23 | 0 |  | 0.4 | 0.34 | 0.23 | 67.87 | 1298.398 | 1.1
D | 4002 | 2022-10-05 | 15 | ON | 60.86 | 12.77 | 0.26 | 0.06 | 0.08 | 0.67 | 0.01 | -0.07 | -0.3 | -0.23 | 0 |  | 0.4 | 0.34 | 0.23 | 75.08 | 1286.47 | 1.08
D | 4002 | 2022-10-05 | 16 | ON | 64.82 | 12.77 | 0.26 | 0.06 | 0.22 | 0.67 | 0 | -0.03 | -0.27 | -0.23 | 0 |  | 0.4 | 0.34 | 0.23 | 79.24 | 1286.687 | 1.21
D | 4002 | 2022-10-05 | 17 | ON | 69.83 | 12.77 | 0.26 | 0.06 | 0.15 | 0.66 | 0 | -0.04 | -0.26 | -0.23 | 0 |  | 0.4 | 0.34 | 0.23 | 84.17 | 1305.16 | 1.13
D | 4002 | 2022-10-05 | 18 | ON | 75.7 | 12.77 | 0.26 | 0.06 | 0.16 | 0.69 | 0.15 | 0 | -0.34 | -0.23 | 0 |  | 0.4 | 0.34 | 0.23 | 90.19 | 1346.008 | 1.32
D | 4002 | 2022-10-05 | 19 | ON | 65.84 | 12.77 | 0.26 | 0.06 | 0.1 | 0.67 | 0 | -0.09 | -0.46 | -0.23 | 0 |  | 0.4 | 0.34 | 0.23 | 79.89 | 1378.108 | 1.09
D | 4002 | 2022-10-05 | 20 | ON | 76.51 | 12.77 | 0.26 | 0.06 | 0.09 | 0.69 | 0.04 | -0.09 | -0.35 | -0.23 | 0 |  | 0.4 | 0.34 | 0.23 | 90.72 | 1351.848 | 1.14
D | 4002 | 2022-10-05 | 21 | ON | 69.9 | 12.77 | 0.26 | 0.06 | 0.25 | 0.72 | 0.11 | -0.31 | -0.15 | -0.23 | 0 |  | 0.4 | 0.34 | 0.23 | 84.35 | 1281.083 | 1.4
D | 4002 | 2022-10-05 | 22 | ON | 75.14 | 12.77 | 0.26 | 0.06 | 0.53 | 0.77 | 0.19 | -0.13 | -0.03 | -0.23 | 0 |  | 0.4 | 0.34 | 0.23 | 90.3 | 1180.704 | 1.81
D | 4002 | 2022-10-05 | 23 | ON | 72.25 | 12.77 | 0.26 | 0.06 | 0.64 | 0.84 | 0 | -0.09 | 0.01 | -0.23 | 0 |  | 0.4 | 0.34 | 0.23 | 87.48 | 1070.838 | 1.8
D | 4002 | 2022-10-05 | 24 | OFF | 65.7 | 12.77 | 0.26 | 0.06 | 0.86 | 0 | 0 | -0.12 | -0.21 | -0.23 | 0 |  | 0.4 | 0.34 | 0.23 | 80.06 | 982.222 | 1.18
D | 4002 | 2022-10-06 | 1 | OFF | 67.21 | 12.77 | 1.28 | 0.11 | 0.32 | 0 | 0 | -0.13 | -0.1 | -0.23 | 0 |  | 0.4 | 0.34 | 0.23 | 82.2 | 928.265 | 1.71
D | 4002 | 2022-10-06 | 2 | OFF | 56.22 | 12.77 | 1.28 | 0.11 | 0.11 | 0 | 0 | -0.04 | -0.23 | -0.23 | 0 |  | 0.4 | 0.34 | 0.23 | 70.96 | 894.758 | 1.5
D | 4002 | 2022-10-06 | 3 | OFF | 52.98 | 12.77 | 1.28 | 0.11 | 0.09 | 0 | 0 | 0.06 | -0.23 | -0.23 | 0 |  | 0.4 | 0.34 | 0.23 | 67.8 | 878.401 | 1.48
D | 4002 | 2022-10-06 | 4 | OFF | 56.3 | 12.77 | 1.28 | 0.11 | 0.1 | 0 | 0 | -0.05 | -0.24 | -0.23 | 0 |  | 0.4 | 0.34 | 0.23 | 71.01 | 881.127 | 1.49
D | 4002 | 2022-10-06 | 5 | OFF | 56.11 | 12.77 | 1.28 | 0.11 | 0.1 | 0 | 0 | -0.03 | -0.21 | -0.23 | 0 |  | 0.4 | 0.34 | 0.23 | 70.87 | 909.815 | 1.49
D | 4002 | 2022-10-06 | 6 | OFF | 68.87 | 12.77 | 1.28 | 0.11 | 0.15 | 0 | 0 | -0.07 | 0.01 | -0.23 | 0 |  | 0.4 | 0.34 | 0.23 | 83.86 | 1001.426 | 1.54
D | 4002 | 2022-10-06 | 7 | OFF | 108.33 | 12.77 | 1.28 | 0.11 | 1.22 | 0 | 0 | 0.11 | -0.28 | -0.23 | 0 |  | 0.4 | 0.34 | 0.23 | 124.28 | 1149.112 | 2.61
D | 4002 | 2022-10-06 | 8 | ON | 96.36 | 12.77 | 1.28 | 0.11 | 0.74 | 0.77 | 0 | -0.04 | -0.64 | -0.23 | 0 |  | 0.4 | 0.34 | 0.23 | 112.09 | 1235.909 | 2.9
D | 4002 | 2022-10-06 | 9 | ON | 87.85 | 12.77 | 1.28 | 0.11 | 0.29 | 0.77 | 0.31 | -0.01 | -0.41 | -0.23 | 0 |  | 0.4 | 0.34 | 0.23 | 103.7 | 1244.366 | 2.76
D | 4002 | 2022-10-06 | 10 | ON | 66.09 | 12.77 | 1.28 | 0.11 | 0.13 | 0.79 | 0.35 | 0.05 | -0.12 | -0.23 | 0 |  | 0.4 | 0.34 | 0.23 | 82.19 | 1228.305 | 2.66
D | 4002 | 2022-10-06 | 11 | ON | 54.81 | 12.77 | 1.28 | 0.11 | 0.13 | 0.8 | 0 | 0.03 | -0.34 | -0.23 | 0 |  | 0.4 | 0.34 | 0.23 | 70.33 | 1217.82 | 2.32
D | 4002 | 2022-10-06 | 12 | ON | 50.33 | 12.77 | 1.28 | 0.11 | 0.09 | 0.81 | 0 | 0 | -0.24 | -0.23 | 0 |  | 0.4 | 0.34 | 0.23 | 65.89 | 1214.706 | 2.29
D | 4002 | 2022-10-06 | 13 | ON | 49.97 | 12.77 | 1.28 | 0.11 | 0.07 | 0.82 | 0 | 0.03 | -0.27 | -0.23 | 0 |  | 0.4 | 0.34 | 0.23 | 65.52 | 1215.11 | 2.28
D | 4002 | 2022-10-06 | 14 | ON | 47.33 | 12.77 | 1.28 | 0.11 | 0.09 | 0.81 | 0 | 0 | -0.29 | -0.23 | 0 |  | 0.4 | 0.34 | 0.23 | 62.84 | 1227.328 | 2.29
D | 4002 | 2022-10-06 | 15 | ON | 49.27 | 12.77 | 1.28 | 0.11 | 0.07 | 0.8 | 0 | -0.01 | -0.29 | -0.23 | 0 |  | 0.4 | 0.34 | 0.23 | 64.74 | 1235.004 | 2.26
D | 4002 | 2022-10-06 | 16 | ON | 49.7 | 12.77 | 1.28 | 0.11 | 0.08 | 0.77 | 0 | -0.01 | -0.3 | -0.23 | 0 |  | 0.4 | 0.34 | 0.23 | 65.14 | 1253.681 | 2.24
D | 4002 | 2022-10-06 | 17 | ON | 56.55 | 12.77 | 1.28 | 0.11 | 0.11 | 0.65 | 0 | 0.01 | -0.12 | -0.23 | 0 |  | 0.4 | 0.34 | 0.23 | 72.1 | 1283.653 | 2.15
D | 4002 | 2022-10-06 | 18 | ON | 90.32 | 12.77 | 1.28 | 0.11 | 0.35 | 0.62 | 0.01 | 0.02 | -0.44 | -0.23 | 0 |  | 0.4 | 0.34 | 0.23 | 105.78 | 1320.784 | 2.37
D | 4002 | 2022-10-06 | 19 | ON | 74.51 | 12.77 | 1.28 | 0.11 | 0.32 | 0.68 | 0 | 0.05 | -0.59 | -0.23 | 0 |  | 0.4 | 0.34 | 0.23 | 89.87 | 1357.025 | 2.39
D | 4002 | 2022-10-06 | 20 | ON | 60.41 | 12.77 | 1.28 | 0.11 | 0.11 | 0.69 | 0 | -0.08 | -0.57 | -0.23 | 0 |  | 0.4 | 0.34 | 0.23 | 75.46 | 1347.904 | 2.19
D | 4002 | 2022-10-06 | 21 | ON | 64.67 | 12.77 | 1.28 | 0.11 | 0.16 | 0.72 | 0 | -0.02 | -0.49 | -0.23 | 0 |  | 0.4 | 0.34 | 0.23 | 79.94 | 1277.344 | 2.27
D | 4002 | 2022-10-06 | 22 | ON | 59.2 | 12.77 | 1.28 | 0.11 | 0.28 | 0.77 | 0 | -0.02 | -0.33 | -0.23 | 0 |  | 0.4 | 0.34 | 0.23 | 74.8 | 1182.864 | 2.44
D | 4002 | 2022-10-06 | 23 | ON | 55.17 | 12.77 | 1.28 | 0.11 | 0.23 | 0.84 | 0.08 | 0 | -0.35 | -0.23 | 0 |  | 0.4 | 0.34 | 0.23 | 70.87 | 1071.937 | 2.54
D | 4002 | 2022-10-06 | 24 | OFF | 50.65 | 12.77 | 1.28 | 0.11 | 0.18 | 0 | 0 | 0.04 | -0.28 | -0.23 | 0 |  | 0.4 | 0.34 | 0.23 | 65.49 | 979.437 | 1.57
D | 4002 | 2022-10-07 | 1 | OFF | 53.08 | 12.77 | 0.81 | 0.1 | 0.08 | 0 | 0 | -0.07 | -0.33 | -0.23 | 0 |  | 0.4 | 0.34 | 0.23 | 67.18 | 919.167 | 0.99
D | 4002 | 2022-10-07 | 2 | OFF | 53.34 | 12.77 | 0.81 | 0.1 | 0.18 | 0 | 0 | 0.02 | -0.29 | -0.23 | 0 |  | 0.4 | 0.34 | 0.23 | 67.67 | 883.94 | 1.09
D | 4002 | 2022-10-07 | 3 | OFF | 50.27 | 12.77 | 0.81 | 0.1 | 0.1 | 0 | 0 | 0.06 | -0.2 | -0.23 | 0 |  | 0.4 | 0.34 | 0.23 | 64.65 | 864.353 | 1.01
D | 4002 | 2022-10-07 | 4 | OFF | 48.32 | 12.77 | 0.81 | 0.1 | 0.07 | 0 | 0 | -0.04 | -0.29 | -0.23 | 0 |  | 0.4 | 0.34 | 0.23 | 62.48 | 862.533 | 0.98
D | 4002 | 2022-10-07 | 5 | OFF | 48.75 | 12.77 | 0.81 | 0.1 | 0.07 | 0 | 0 | 0.03 | -0.25 | -0.23 | 0 |  | 0.4 | 0.34 | 0.23 | 63.02 | 888.826 | 0.98
D | 4002 | 2022-10-07 | 6 | OFF | 52.9 | 12.77 | 0.81 | 0.1 | 0.13 | 0 | 0 | 0.13 | -0.19 | -0.23 | 0 |  | 0.4 | 0.34 | 0.23 | 67.39 | 969.962 | 1.04
D | 4002 | 2022-10-07 | 7 | OFF | 58.66 | 12.77 | 0.81 | 0.1 | 0.26 | 0 | 0.22 | 0 | -0.36 | -0.23 | 0 |  | 0.4 | 0.34 | 0.23 | 73.2 | 1102.206 | 1.39
D | 4002 | 2022-10-07 | 8 | ON | 96.85 | 12.77 | 0.81 | 0.1 | 0.78 | 0.79 | 0.28 | -0.04 | -0.48 | -0.23 | 0 |  | 0.4 | 0.34 | 0.23 | 112.6 | 1188.955 | 2.76
D | 4002 | 2022-10-07 | 9 | ON | 75.29 | 12.77 | 0.81 | 0.1 | 0.45 | 0.78 | 0 | -0.09 | -0.4 | -0.23 | 0 |  | 0.4 | 0.34 | 0.23 | 90.45 | 1226.935 | 2.14
D | 4002 | 2022-10-07 | 10 | ON | 52.6 | 12.77 | 0.81 | 0.1 | 0.13 | 0.78 | 0.07 | -0.09 | -0.27 | -0.23 | 0 |  | 0.4 | 0.34 | 0.23 | 67.64 | 1241.909 | 1.89
D | 4002 | 2022-10-07 | 11 | ON | 48.71 | 12.77 | 0.81 | 0.1 | 0.12 | 0.79 | 0 | -0.07 | -0.24 | -0.23 | 0 |  | 0.4 | 0.34 | 0.23 | 63.73 | 1243.727 | 1.82
D | 4002 | 2022-10-07 | 12 | ON | 49.15 | 12.77 | 0.81 | 0.1 | 0.08 | 0.8 | 0 | -0.01 | -0.22 | -0.23 | 0 |  | 0.4 | 0.34 | 0.23 | 64.22 | 1240.354 | 1.79
D | 4002 | 2022-10-07 | 13 | ON | 48.57 | 12.77 | 0.81 | 0.1 | 0.06 | 0.79 | 0 | -0.06 | -0.27 | -0.23 | 0 |  | 0.4 | 0.34 | 0.23 | 63.51 | 1233.253 | 1.76
D | 4002 | 2022-10-07 | 14 | ON | 48.76 | 12.77 | 0.81 | 0.1 | 0.07 | 0.78 | 0 | 0.01 | -0.26 | -0.23 | 0 |  | 0.4 | 0.34 | 0.23 | 63.78 | 1249.66 | 1.76
D | 4002 | 2022-10-07 | 15 | ON | 53.12 | 12.77 | 0.81 | 0.1 | 0.07 | 0.76 | 0 | -0.03 | -0.2 | -0.23 | 0 |  | 0.4 | 0.34 | 0.23 | 68.14 | 1254.059 | 1.74
D | 4002 | 2022-10-07 | 16 | ON | 80.94 | 12.77 | 0.81 | 0.1 | 0.33 | 0.77 | 0.02 | -0.08 | -0.2 | -0.23 | 0 |  | 0.4 | 0.34 | 0.23 | 96.2 | 1259.441 | 2.03
D | 4002 | 2022-10-07 | 17 | ON | 91.4 | 12.77 | 0.81 | 0.1 | 0.23 | 0.74 | 0.03 | -0.02 | -0.37 | -0.23 | 0 |  | 0.4 | 0.34 | 0.23 | 106.43 | 1279.126 | 1.91
D | 4002 | 2022-10-07 | 18 | ON | 88.82 | 12.77 | 0.81 | 0.1 | 0.5 | 0.72 | 0.08 | 0.01 | -0.34 | -0.23 | 0 |  | 0.4 | 0.34 | 0.23 | 104.21 | 1304.947 | 2.21
D | 4002 | 2022-10-07 | 19 | ON | 93.09 | 12.77 | 0.81 | 0.1 | 0.33 | 0.72 | 0 | 0.12 | -0.53 | -0.23 | 0 |  | 0.4 | 0.34 | 0.23 | 108.15 | 1320.394 | 1.96
D | 4002 | 2022-10-07 | 20 | ON | 72.32 | 12.77 | 0.81 | 0.1 | 0.26 | 0.73 | 0.03 | -0.05 | -0.48 | -0.23 | 0 |  | 0.4 | 0.34 | 0.23 | 87.23 | 1292.891 | 1.93
D | 4002 | 2022-10-07 | 21 | ON | 62.84 | 12.77 | 0.81 | 0.1 | 0.16 | 0.76 | 0.02 | 0 | -0.36 | -0.23 | 0 |  | 0.4 | 0.34 | 0.23 | 77.84 | 1230.87 | 1.85
D | 4002 | 2022-10-07 | 22 | ON | 82.5 | 12.77 | 0.81 | 0.1 | 0.42 | 0.81 | 0.53 | -0.19 | -0.48 | -0.23 | 0 |  | 0.4 | 0.34 | 0.23 | 98.01 | 1150.329 | 2.67
D | 4002 | 2022-10-07 | 23 | ON | 78.63 | 12.77 | 0.81 | 0.1 | 0.84 | 0.88 | 0.96 | 0 | -0.06 | -0.23 | 0 |  | 0.4 | 0.34 | 0.23 | 95.67 | 1053.846 | 3.59
D | 4002 | 2022-10-07 | 24 | OFF | 48.55 | 12.77 | 0.81 | 0.1 | 0.42 | 0 | 0 | 0.08 | -0.4 | -0.23 | 0 |  | 0.4 | 0.34 | 0.23 | 63.07 | 960.377 | 1.33
D | 4002 | 2022-10-08 | 1 | OFF | 60.27 | 12.77 | 1.28 | 0.11 | 0.28 | 0 | 0 | -0.01 | -0.48 | -0.23 | 0 |  | 0.4 | 0.34 | 0.23 | 74.96 | 896.053 | 1.67
D | 4002 | 2022-10-08 | 2 | OFF | 61.46 | 12.77 | 1.28 | 0.11 | 0.22 | 0 | 0 | 0.1 | -0.32 | -0.23 | 0 |  | 0.4 | 0.34 | 0.23 | 76.36 | 858.243 | 1.61
D | 4002 | 2022-10-08 | 3 | OFF | 53.21 | 12.77 | 1.28 | 0.11 | 0.15 | 0 | 0 | 0.18 | -0.44 | -0.23 | 0 |  | 0.4 | 0.34 | 0.23 | 68 | 836.527 | 1.54
D | 4002 | 2022-10-08 | 4 | OFF | 51.75 | 12.77 | 1.28 | 0.11 | 0.26 | 0 | 0 | 0.1 | -0.44 | -0.23 | 0 |  | 0.4 | 0.34 | 0.23 | 66.57 | 832.113 | 1.65
D | 4002 | 2022-10-08 | 5 | OFF | 58.66 | 12.77 | 1.28 | 0.11 | 0.19 | 0 | 0 | 0.24 | -0.37 | -0.23 | 0 |  | 0.4 | 0.34 | 0.23 | 73.62 | 841.531 | 1.58
D | 4002 | 2022-10-08 | 6 | OFF | 49.33 | 12.77 | 1.28 | 0.11 | 0.21 | 0 | 0 | 0.18 | -0.49 | -0.23 | 0 |  | 0.4 | 0.34 | 0.23 | 64.13 | 875.912 | 1.6
D | 4002 | 2022-10-08 | 7 | OFF | 53.19 | 12.77 | 1.28 | 0.11 | 0.25 | 0 | 0.23 | 0 | -0.54 | -0.23 | 0 |  | 0.4 | 0.34 | 0.23 | 68.03 | 941.968 | 1.87
D | 4002 | 2022-10-08 | 8 | OFF | 91 | 12.77 | 1.28 | 0.11 | 0.56 | 0 | 2.02 | 0.13 | -0.42 | -0.23 | 0 |  | 0.4 | 0.34 | 0.23 | 108.19 | 1017.876 | 3.97
D | 4002 | 2022-10-08 | 9 | OFF | 65.71 | 12.77 | 1.28 | 0.11 | 0.86 | 0 | 1.08 | 0.24 | -0.4 | -0.23 | 0 |  | 0.4 | 0.34 | 0.23 | 82.39 | 1077.051 | 3.33
D | 4002 | 2022-10-08 | 10 | OFF | 32.64 | 12.77 | 1.28 | 0.11 | 0.25 | 0 | 0 | -0.03 | -0.29 | -0.23 | 0 |  | 0.4 | 0.34 | 0.23 | 47.47 | 1089.15 | 1.64
D | 4002 | 2022-10-08 | 11 | OFF | 38.53 | 12.77 | 1.28 | 0.11 | 0.08 | 0 | 0 | 0.06 | -0.25 | -0.23 | 0 |  | 0.4 | 0.34 | 0.23 | 53.32 | 1068.859 | 1.47
D | 4002 | 2022-10-08 | 12 | OFF | 24.01 | 12.77 | 1.28 | 0.11 | 0.23 | 0 | 0 | -0.01 | -0.2 | -0.23 | 0 |  | 0.4 | 0.34 | 0.23 | 38.93 | 1045.361 | 1.62
D | 4002 | 2022-10-08 | 13 | OFF | 11.92 | 12.77 | 1.28 | 0.11 | 0.49 | 0 | 0 | -0.01 | -0.17 | -0.23 | 0 |  | 0.4 | 0.34 | 0.23 | 27.13 | 1025.114 | 1.88
D | 4002 | 2022-10-08 | 14 | OFF | 15.39 | 12.77 | 1.28 | 0.11 | 0.24 | 0 | 0 | 0 | -0.24 | -0.23 | 0 |  | 0.4 | 0.34 | 0.23 | 30.29 | 1009.563 | 1.63
D | 4002 | 2022-10-08 | 15 | OFF | -7.88 | 12.77 | 1.28 | 0.11 | 0.05 | 0 | 0 | -0.06 | 0.15 | -0.23 | 0 |  | 0.4 | 0.34 | 0.23 | 7.16 | 1005.915 | 1.44
D | 4002 | 2022-10-08 | 16 | OFF | 35.24 | 12.77 | 1.28 | 0.11 | 0.04 | 0 | 0 | 0.07 | -0.14 | -0.23 | 0 |  | 0.4 | 0.34 | 0.23 | 50.11 | 1031.919 | 1.43
D | 4002 | 2022-10-08 | 17 | OFF | 41.23 | 12.77 | 1.28 | 0.11 | 0.12 | 0 | 0.01 | -0.02 | -0.08 | -0.23 | 0 |  | 0.4 | 0.34 | 0.23 | 56.16 | 1087.263 | 1.52
D | 4002 | 2022-10-08 | 18 | OFF | 60.26 | 12.77 | 1.28 | 0.11 | 0.14 | 0 | 0.27 | 0.03 | -0.06 | -0.23 | 0 |  | 0.4 | 0.34 | 0.23 | 75.54 | 1161.198 | 1.8
D | 4002 | 2022-10-08 | 19 | OFF | 77.75 | 12.77 | 1.28 | 0.11 | 0.38 | 0 | 1.01 | 0.23 | -0.54 | -0.23 | 0 |  | 0.4 | 0.34 | 0.23 | 93.73 | 1211.47 | 2.78
D | 4002 | 2022-10-08 | 20 | OFF | 58.57 | 12.77 | 1.28 | 0.11 | 0.21 | 0 | 0.3 | 0.05 | -0.39 | -0.23 | 0 |  | 0.4 | 0.34 | 0.23 | 73.64 | 1204.771 | 1.9
D | 4002 | 2022-10-08 | 21 | OFF | 60.59 | 12.77 | 1.28 | 0.11 | 0.2 | 0 | 0.24 | 0 | -0.44 | -0.23 | 0 |  | 0.4 | 0.34 | 0.23 | 75.49 | 1161.171 | 1.83
D | 4002 | 2022-10-08 | 22 | OFF | 57.26 | 12.77 | 1.28 | 0.11 | 0.37 | 0 | 0.09 | 0.04 | -0.25 | -0.23 | 0 |  | 0.4 | 0.34 | 0.23 | 72.41 | 1098.019 | 1.85
D | 4002 | 2022-10-08 | 23 | OFF | 44.19 | 12.77 | 1.28 | 0.11 | 0.18 | 0 | 0 | 0.03 | -0.2 | -0.23 | 0 |  | 0.4 | 0.34 | 0.23 | 59.1 | 1020.55 | 1.57
D | 4002 | 2022-10-08 | 24 | OFF | 41.25 | 12.77 | 1.28 | 0.11 | 0.2 | 0 | 0 | -0.01 | -0.25 | -0.23 | 0 |  | 0.4 | 0.34 | 0.23 | 56.09 | 950.514 | 1.59
D | 4002 | 2022-10-09 | 1 | OFF | 38.44 | 12.77 | 1.6 | 0.11 | 0.18 | 0 | 0 | -0.01 | -0.2 | -0.23 | 0 |  | 0.4 | 0.34 | 0.23 | 53.63 | 898.904 | 1.89
D | 4002 | 2022-10-09 | 2 | OFF | 36.76 | 12.77 | 1.6 | 0.11 | 0.13 | 0 | 0 | 0.02 | -0.21 | -0.23 | 0 |  | 0.4 | 0.34 | 0.23 | 51.92 | 868.314 | 1.84
D | 4002 | 2022-10-09 | 3 | OFF | 38.23 | 12.77 | 1.6 | 0.11 | 0.07 | 0 | 0 | -0.02 | -0.19 | -0.23 | 0 |  | 0.4 | 0.34 | 0.23 | 53.31 | 854.113 | 1.78
D | 4002 | 2022-10-09 | 4 | OFF | 39.27 | 12.77 | 1.6 | 0.11 | 0.09 | 0 | 0 | 0.01 | -0.17 | -0.23 | 0 |  | 0.4 | 0.34 | 0.23 | 54.42 | 851.146 | 1.8
D | 4002 | 2022-10-09 | 5 | OFF | 41.9 | 12.77 | 1.6 | 0.11 | 0.1 | 0 | 0 | -0.02 | -0.16 | -0.23 | 0 |  | 0.4 | 0.34 | 0.23 | 57.04 | 863.332 | 1.81
D | 4002 | 2022-10-09 | 6 | OFF | 41.82 | 12.77 | 1.6 | 0.11 | 0.1 | 0 | 0 | 0.04 | -0.21 | -0.23 | 0 |  | 0.4 | 0.34 | 0.23 | 56.97 | 897.508 | 1.81
D | 4002 | 2022-10-09 | 7 | OFF | 64.96 | 12.77 | 1.6 | 0.11 | 0.79 | 0 | 1.66 | 0.04 | -0.18 | -0.23 | 0 |  | 0.4 | 0.34 | 0.23 | 82.49 | 956.132 | 4.16
D | 4002 | 2022-10-09 | 8 | OFF | 55.5 | 12.77 | 1.6 | 0.11 | 0.4 | 0 | 0.61 | 0.03 | -0.21 | -0.23 | 0 |  | 0.4 | 0.34 | 0.23 | 71.55 | 1031.041 | 2.72
D | 4002 | 2022-10-09 | 9 | OFF | 38.87 | 12.77 | 1.6 | 0.11 | 0.11 | 0 | 0 | 0.04 | -0.17 | -0.23 | 0 |  | 0.4 | 0.34 | 0.23 | 54.07 | 1102.353 | 1.82
D | 4002 | 2022-10-09 | 10 | OFF | 35.74 | 12.77 | 1.6 | 0.11 | 0.09 | 0 | 0 | -0.01 | -0.13 | -0.23 | 0 |  | 0.4 | 0.34 | 0.23 | 50.91 | 1139.735 | 1.8
D | 4002 | 2022-10-09 | 11 | OFF | 44.33 | 12.77 | 1.6 | 0.11 | 0.11 | 0 | 0 | -0.02 | -0.11 | -0.23 | 0 |  | 0.4 | 0.34 | 0.23 | 59.53 | 1130.159 | 1.82
D | 4002 | 2022-10-09 | 12 | OFF | 37.68 | 12.77 | 1.6 | 0.11 | 0.84 | 0 | 0 | -0.01 | -0.1 | -0.23 | 0 |  | 0.4 | 0.34 | 0.23 | 53.63 | 1087.812 | 2.55
D | 4002 | 2022-10-09 | 13 | OFF | 28.68 | 12.77 | 1.6 | 0.11 | 0.53 | 0 | 0 | -0.01 | -0.15 | -0.23 | 0 |  | 0.4 | 0.34 | 0.23 | 44.27 | 1069.859 | 2.24
D | 4002 | 2022-10-09 | 14 | OFF | 37.52 | 12.77 | 1.6 | 0.11 | 0.24 | 0 | 0 | -0.01 | -0.15 | -0.23 | 0 |  | 0.4 | 0.34 | 0.23 | 52.82 | 1052.837 | 1.95
D | 4002 | 2022-10-09 | 15 | OFF | 45.6 | 12.77 | 1.6 | 0.11 | 0.14 | 0 | 0 | -0.02 | -0.17 | -0.23 | 0 |  | 0.4 | 0.34 | 0.23 | 60.77 | 1062.011 | 1.85
D | 4002 | 2022-10-09 | 16 | OFF | 46.44 | 12.77 | 1.6 | 0.11 | 0.14 | 0 | 0 | 0.06 | -0.18 | -0.23 | 0 |  | 0.4 | 0.34 | 0.23 | 61.68 | 1098.627 | 1.85
D | 4002 | 2022-10-09 | 17 | OFF | 84.23 | 12.77 | 1.6 | 0.11 | 0.36 | 0 | 0.28 | 0.24 | 0.44 | -0.23 | 0 |  | 0.4 | 0.34 | 0.23 | 100.77 | 1166.829 | 2.35
D | 4002 | 2022-10-09 | 18 | OFF | 60.08 | 12.77 | 1.6 | 0.11 | 0.12 | 0 | 0 | 0.1 | -0.33 | -0.23 | 0 |  | 0.4 | 0.34 | 0.23 | 75.19 | 1223.926 | 1.83
D | 4002 | 2022-10-09 | 19 | OFF | 67.58 | 12.77 | 1.6 | 0.11 | 0.16 | 0 | 0.12 | 0.02 | -0.42 | -0.23 | 0 |  | 0.4 | 0.34 | 0.23 | 82.68 | 1260.925 | 1.99
D | 4002 | 2022-10-09 | 20 | OFF | 77.56 | 12.77 | 1.6 | 0.11 | 0.38 | 0 | 0 | -0.04 | -0.44 | -0.23 | 0 |  | 0.4 | 0.34 | 0.23 | 92.68 | 1233.66 | 2.09
D | 4002 | 2022-10-09 | 21 | OFF | 58.49 | 12.77 | 1.6 | 0.11 | 0.25 | 0 | 0.04 | 0 | -0.25 | -0.23 | 0 |  | 0.4 | 0.34 | 0.23 | 73.75 | 1169.276 | 2
D | 4002 | 2022-10-09 | 22 | OFF | 46.76 | 12.77 | 1.6 | 0.11 | 0.17 | 0 | 0 | -0.03 | -0.33 | -0.23 | 0 |  | 0.4 | 0.34 | 0.23 | 61.79 | 1091.573 | 1.88
D | 4002 | 2022-10-09 | 23 | OFF | 44.19 | 12.77 | 1.6 | 0.11 | 0.22 | 0 | 0 | 0.06 | -0.2 | -0.23 | 0 |  | 0.4 | 0.34 | 0.23 | 59.49 | 1004.501 | 1.93
D | 4002 | 2022-10-09 | 24 | OFF | 41.31 | 12.77 | 1.6 | 0.11 | 0.4 | 0 | 0 | 0.01 | -0.17 | -0.23 | 0 |  | 0.4 | 0.34 | 0.23 | 56.77 | 931.057 | 2.11
D | 4002 | 2022-10-10 | 1 | OFF | 43.51 | 12.77 | 0.33 | 0.18 | 0.16 | 0 | 0 | -0.03 | -0.03 | -0.23 | 0 |  | 0.4 | 0.34 | 0.23 | 57.63 | 885.505 | 0.67
D | 4002 | 2022-10-10 | 2 | OFF | 42.74 | 12.77 | 0.33 | 0.18 | 0.16 | 0 | 0 | -0.02 | -0.01 | -0.23 | 0 |  | 0.4 | 0.34 | 0.23 | 56.89 | 862.5 | 0.67
D | 4002 | 2022-10-10 | 3 | OFF | 41.68 | 12.77 | 0.33 | 0.18 | 0.08 | 0 | 0 | -0.04 | -0.02 | -0.23 | 0 |  | 0.4 | 0.34 | 0.23 | 55.72 | 853.251 | 0.59
D | 4002 | 2022-10-10 | 4 | OFF | 40.98 | 12.77 | 0.33 | 0.18 | 0.08 | 0 | 0 | -0.02 | -0.02 | -0.23 | 0 |  | 0.4 | 0.34 | 0.23 | 55.04 | 858.041 | 0.59
D | 4002 | 2022-10-10 | 5 | OFF | 29.25 | 12.77 | 0.33 | 0.18 | 0.29 | 0 | 0 | 0.06 | -0.22 | -0.23 | 0 |  | 0.4 | 0.34 | 0.23 | 43.4 | 889.256 | 0.8
D | 4002 | 2022-10-10 | 6 | OFF | 35.48 | 12.77 | 0.33 | 0.18 | 0.35 | 0 | 0 | 0.02 | -0.1 | -0.23 | 0 |  | 0.4 | 0.34 | 0.23 | 49.77 | 966.321 | 0.86
D | 4002 | 2022-10-10 | 7 | OFF | 52.91 | 12.77 | 0.33 | 0.18 | 0.4 | 0 | 0 | 0.07 | -0.15 | -0.23 | 0 |  | 0.4 | 0.34 | 0.23 | 67.25 | 1078.257 | 0.91
D | 4002 | 2022-10-10 | 8 | ON | 104.2 | 12.77 | 0.33 | 0.18 | 0.81 | 0.84 | 0 | -0.19 | -0.32 | -0.23 | 0 |  | 0.4 | 0.34 | 0.23 | 119.36 | 1184.164 | 2.16
D | 4002 | 2022-10-10 | 9 | ON | 117.46 | 12.77 | 0.33 | 0.18 | 0.65 | 0.81 | 0.01 | -0.06 | -0.42 | -0.23 | 0 |  | 0.4 | 0.34 | 0.23 | 132.47 | 1255.535 | 1.98
D | 4002 | 2022-10-10 | 10 | ON | 101.61 | 12.77 | 0.33 | 0.18 | 0.31 | 0.8 | 0.06 | -0.13 | -0.36 | -0.23 | 0 |  | 0.4 | 0.34 | 0.23 | 116.31 | 1306.528 | 1.68
D | 4002 | 2022-10-10 | 11 | ON | 95.72 | 12.77 | 0.33 | 0.18 | 0.21 | 0.79 | 0.01 | -0.03 | -0.35 | -0.23 | 0 |  | 0.4 | 0.34 | 0.23 | 110.37 | 1335.423 | 1.52
D | 4002 | 2022-10-10 | 12 | ON | 93.36 | 12.77 | 0.33 | 0.18 | 0.25 | 0.8 | 0.34 | -0.02 | -0.31 | -0.23 | 0 |  | 0.4 | 0.34 | 0.23 | 108.44 | 1336.688 | 1.9
D | 4002 | 2022-10-10 | 13 | ON | 89.17 | 12.77 | 0.33 | 0.18 | 0.21 | 0.8 | 0.25 | -0.11 | -0.31 | -0.23 | 0 |  | 0.4 | 0.34 | 0.23 | 104.03 | 1331.886 | 1.77
D | 4002 | 2022-10-10 | 14 | ON | 95.08 | 12.77 | 0.33 | 0.18 | 0.23 | 0.81 | 0 | 0.02 | -0.3 | -0.23 | 0 |  | 0.4 | 0.34 | 0.23 | 109.86 | 1311.831 | 1.55
D | 4002 | 2022-10-10 | 15 | ON | 95.31 | 12.77 | 0.33 | 0.18 | 0.23 | 0.81 | 0.79 | -0.09 | -0.28 | -0.23 | 0 |  | 0.4 | 0.34 | 0.23 | 110.79 | 1281.68 | 2.34
D | 4002 | 2022-10-10 | 16 | ON | 105.02 | 12.77 | 0.33 | 0.18 | 0.25 | 0.79 | 0.17 | -0.04 | -0.27 | -0.23 | 0 |  | 0.4 | 0.34 | 0.23 | 119.94 | 1278.199 | 1.72
D | 4002 | 2022-10-10 | 17 | ON | 106.26 | 12.77 | 0.33 | 0.18 | 0.16 | 0.76 | 0.09 | -0.07 | -0.25 | -0.23 | 0 |  | 0.4 | 0.34 | 0.23 | 120.97 | 1296.325 | 1.52
D | 4002 | 2022-10-10 | 18 | ON | 109.13 | 12.77 | 0.33 | 0.18 | 0.62 | 0.73 | 0 | 0.03 | -0.3 | -0.23 | 0 |  | 0.4 | 0.34 | 0.23 | 124.23 | 1341.999 | 1.86
D | 4002 | 2022-10-10 | 19 | ON | 119.8 | 12.77 | 0.33 | 0.18 | 0.59 | 0.7 | 0.03 | 0.21 | -0.37 | -0.23 | 0 |  | 0.4 | 0.34 | 0.23 | 134.98 | 1387.308 | 1.83
D | 4002 | 2022-10-10 | 20 | ON | 95.27 | 12.77 | 0.33 | 0.18 | 0.5 | 0.71 | 0 | -0.15 | -0.16 | -0.23 | 0 |  | 0.4 | 0.34 | 0.23 | 110.19 | 1357.684 | 1.72
D | 4002 | 2022-10-10 | 21 | ON | 93.23 | 12.77 | 0.33 | 0.18 | 0.28 | 0.75 | 0.46 | 0.03 | -0.34 | -0.23 | 0 |  | 0.4 | 0.34 | 0.23 | 108.43 | 1283.486 | 2
D | 4002 | 2022-10-10 | 22 | ON | 83.81 | 12.77 | 0.33 | 0.18 | 0.46 | 0.8 | 0.1 | -0.02 | -0.33 | -0.23 | 0 |  | 0.4 | 0.34 | 0.23 | 98.84 | 1182.208 | 1.87
D | 4002 | 2022-10-10 | 23 | ON | 97.06 | 12.77 | 0.33 | 0.18 | 0.79 | 0.87 | 0 | -0.05 | -0.12 | -0.23 | 0 |  | 0.4 | 0.34 | 0.23 | 112.57 | 1074.089 | 2.17
D | 4002 | 2022-10-10 | 24 | OFF | 87.57 | 12.77 | 0.33 | 0.18 | 1.09 | 0 | 0.38 | -0.03 | 0.11 | -0.23 | 0 |  | 0.4 | 0.34 | 0.23 | 103.14 | 987.757 | 1.98
D | 4002 | 2022-10-11 | 1 | OFF | 56.36 | 12.77 | 0.79 | 0.11 | 0.73 | 0 | 0.05 | 0.13 | -0.16 | -0.23 | 0 |  | 0.4 | 0.34 | 0.23 | 71.52 | 934.378 | 1.68
D | 4002 | 2022-10-11 | 2 | OFF | 57.23 | 12.77 | 0.79 | 0.11 | 0.1 | 0 | 0 | 0.02 | -0.17 | -0.23 | 0 |  | 0.4 | 0.34 | 0.23 | 71.59 | 907.323 | 1
D | 4002 | 2022-10-11 | 3 | OFF | 57.38 | 12.77 | 0.79 | 0.11 | 0.1 | 0 | 0 | 0.09 | -0.16 | -0.23 | 0 |  | 0.4 | 0.34 | 0.23 | 71.82 | 898.015 | 1
D | 4002 | 2022-10-11 | 4 | OFF | 58.88 | 12.77 | 0.79 | 0.11 | 0.12 | 0 | 0 | 0.08 | -0.15 | -0.23 | 0 |  | 0.4 | 0.34 | 0.23 | 73.34 | 905.655 | 1.02
D | 4002 | 2022-10-11 | 5 | OFF | 59.07 | 12.77 | 0.79 | 0.11 | 0.08 | 0 | 0 | 0.08 | -0.2 | -0.23 | 0 |  | 0.4 | 0.34 | 0.23 | 73.44 | 943.677 | 0.98
D | 4002 | 2022-10-11 | 6 | OFF | 60.18 | 12.77 | 0.79 | 0.11 | 0.16 | 0 | 0 | 0.24 | -0.18 | -0.23 | 0 |  | 0.4 | 0.34 | 0.23 | 74.81 | 1042.769 | 1.06
D | 4002 | 2022-10-11 | 7 | OFF | 92.14 | 12.77 | 0.79 | 0.11 | 0.52 | 0 | 0.02 | 0.08 | 0.17 | -0.23 | 0 |  | 0.4 | 0.34 | 0.23 | 107.34 | 1202.822 | 1.44
D | 4002 | 2022-10-11 | 8 | ON | 108.07 | 12.77 | 0.79 | 0.11 | 1.27 | 0.76 | 0 | 0.17 | -0.43 | -0.23 | 0 |  | 0.4 | 0.34 | 0.23 | 124.25 | 1297.867 | 2.93
D | 4002 | 2022-10-11 | 9 | ON | 67.42 | 12.77 | 0.79 | 0.11 | 0.52 | 0.77 | 0 | 0.14 | -0.19 | -0.23 | 0 |  | 0.4 | 0.34 | 0.23 | 83.07 | 1313.118 | 2.19
D | 4002 | 2022-10-11 | 10 | ON | 53.37 | 12.77 | 0.79 | 0.11 | 0.16 | 0.78 | 0 | 0.07 | -0.22 | -0.23 | 0 |  | 0.4 | 0.34 | 0.23 | 68.57 | 1294.045 | 1.84
D | 4002 | 2022-10-11 | 11 | ON | 51.09 | 12.77 | 0.79 | 0.11 | 0.11 | 0.81 | 0 | 0.1 | -0.18 | -0.23 | 0 |  | 0.4 | 0.34 | 0.23 | 66.34 | 1262.865 | 1.82
D | 4002 | 2022-10-11 | 12 | ON | 48.21 | 12.77 | 0.79 | 0.11 | 0.12 | 0.84 | 0 | -0.04 | -0.19 | -0.23 | 0 |  | 0.4 | 0.34 | 0.23 | 63.35 | 1221.135 | 1.86
D | 4002 | 2022-10-11 | 13 | ON | 43.07 | 12.77 | 0.79 | 0.11 | 0.1 | 0.85 | 0 | -0.02 | -0.22 | -0.23 | 0 |  | 0.4 | 0.34 | 0.23 | 58.19 | 1196.422 | 1.85
D | 4002 | 2022-10-11 | 14 | ON | 44.81 | 12.77 | 0.79 | 0.11 | 0.08 | 0.85 | 0 | -0.06 | -0.2 | -0.23 | 0 |  | 0.4 | 0.34 | 0.23 | 59.89 | 1185.607 | 1.83
D | 4002 | 2022-10-11 | 15 | ON | 46.29 | 12.77 | 0.79 | 0.11 | 0.12 | 0.84 | 0 | -0.03 | -0.17 | -0.23 | 0 |  | 0.4 | 0.34 | 0.23 | 61.46 | 1178.127 | 1.86
D | 4002 | 2022-10-11 | 16 | ON | 50.57 | 12.77 | 0.79 | 0.11 | 0.07 | 0.82 | 0 | -0.01 | -0.21 | -0.23 | 0 |  | 0.4 | 0.34 | 0.23 | 65.65 | 1193.585 | 1.79
D | 4002 | 2022-10-11 | 17 | ON | 72.06 | 12.77 | 0.79 | 0.11 | 0.29 | 0.77 | 0 | -0.08 | 0.47 | -0.23 | 0 |  | 0.4 | 0.34 | 0.23 | 87.92 | 1237.563 | 1.96
D | 4002 | 2022-10-11 | 18 | ON | 113.21 | 12.77 | 0.79 | 0.11 | 0.37 | 0.73 | 0 | 0.26 | -0.07 | -0.23 | 0 |  | 0.4 | 0.34 | 0.23 | 128.91 | 1303.297 | 2
D | 4002 | 2022-10-11 | 19 | ON | 120.34 | 12.77 | 0.79 | 0.11 | 0.62 | 0.69 | 0.04 | -0.04 | -0.46 | -0.23 | 0 |  | 0.4 | 0.34 | 0.23 | 135.6 | 1361.084 | 2.25
D | 4002 | 2022-10-11 | 20 | ON | 89.12 | 12.77 | 0.79 | 0.11 | 0.37 | 0.7 | 0 | -0.07 | -0.23 | -0.23 | 0 |  | 0.4 | 0.34 | 0.23 | 104.3 | 1343.888 | 1.97
D | 4002 | 2022-10-11 | 21 | ON | 74.84 | 12.77 | 0.79 | 0.11 | 0.3 | 0.73 | 0.17 | -0.07 | -0.09 | -0.23 | 0 |  | 0.4 | 0.34 | 0.23 | 90.29 | 1276.244 | 2.1
D | 4002 | 2022-10-11 | 22 | ON | 65.23 | 12.77 | 0.79 | 0.11 | 0.59 | 0.79 | 0.01 | -0.05 | 0.05 | -0.23 | 0 |  | 0.4 | 0.34 | 0.23 | 81.03 | 1175.33 | 2.29
D | 4002 | 2022-10-11 | 23 | ON | 60.69 | 12.77 | 0.79 | 0.11 | 0.49 | 0.86 | 0 | 0.05 | -0.18 | -0.23 | 0 |  | 0.4 | 0.34 | 0.23 | 76.32 | 1063.948 | 2.25
D | 4002 | 2022-10-11 | 24 | OFF | 47.84 | 12.77 | 0.79 | 0.11 | 0.56 | 0 | 0 | 0.02 | -0.16 | -0.23 | 0 |  | 0.4 | 0.34 | 0.23 | 62.67 | 979.218 | 1.46
D | 4002 | 2022-10-12 | 1 | OFF | 58.74 | 12.77 | 0.96 | 0.19 | 0.56 | 0 | 0.04 | -0.02 | -0.19 | -0.23 | 0 |  | 0.4 | 0.34 | 0.23 | 73.79 | 928.01 | 1.75
D | 4002 | 2022-10-12 | 2 | OFF | 46.08 | 12.77 | 0.96 | 0.19 | 0.1 | 0 | 0 | -0.01 | -0.19 | -0.23 | 0 |  | 0.4 | 0.34 | 0.23 | 60.64 | 901.234 | 1.25
D | 4002 | 2022-10-12 | 3 | OFF | 48.15 | 12.77 | 0.96 | 0.19 | 0.13 | 0 | 0 | -0.01 | -0.2 | -0.23 | 0 |  | 0.4 | 0.34 | 0.23 | 62.73 | 888.903 | 1.28
D | 4002 | 2022-10-12 | 4 | OFF | 47.84 | 12.77 | 0.96 | 0.19 | 0.12 | 0 | 0 | -0.05 | -0.18 | -0.23 | 0 |  | 0.4 | 0.34 | 0.23 | 62.39 | 891.175 | 1.27
D | 4002 | 2022-10-12 | 5 | OFF | 48.59 | 12.77 | 0.96 | 0.19 | 0.2 | 0 | 0 | 0.04 | -0.16 | -0.23 | 0 |  | 0.4 | 0.34 | 0.23 | 63.33 | 925.945 | 1.35
D | 4002 | 2022-10-12 | 6 | OFF | 51.37 | 12.77 | 0.96 | 0.19 | 0.27 | 0 | 0 | 0.12 | -0.09 | -0.23 | 0 |  | 0.4 | 0.34 | 0.23 | 66.33 | 1026.641 | 1.42
D | 4002 | 2022-10-12 | 7 | OFF | 77.74 | 12.77 | 0.96 | 0.19 | 0.67 | 0 | 0.06 | 0.07 | 0.19 | -0.23 | 0 |  | 0.4 | 0.34 | 0.23 | 93.39 | 1181.551 | 1.88
D | 4002 | 2022-10-12 | 8 | ON | 101.69 | 12.77 | 0.96 | 0.19 | 1.01 | 0.76 | 0.11 | -0.02 | -0.6 | -0.23 | 0 |  | 0.4 | 0.34 | 0.23 | 117.61 | 1267.675 | 3.03
D | 4002 | 2022-10-12 | 9 | ON | 69.25 | 12.77 | 0.96 | 0.19 | 0.45 | 0.77 | 0 | 0.09 | -0.21 | -0.23 | 0 |  | 0.4 | 0.34 | 0.23 | 85.01 | 1268.228 | 2.37
D | 4002 | 2022-10-12 | 10 | ON | 51.17 | 12.77 | 0.96 | 0.19 | 0.3 | 0.8 | 0 | -0.07 | -0.26 | -0.23 | 0 |  | 0.4 | 0.34 | 0.23 | 66.6 | 1239.895 | 2.25
D | 4002 | 2022-10-12 | 11 | ON | 45.26 | 12.77 | 0.96 | 0.19 | 0.12 | 0.82 | 0 | 0.03 | -0.2 | -0.23 | 0 |  | 0.4 | 0.34 | 0.23 | 60.69 | 1217.579 | 2.09
D | 4002 | 2022-10-12 | 12 | ON | 44.53 | 12.77 | 0.96 | 0.19 | 0.08 | 0.83 | 0 | 0 | -0.18 | -0.23 | 0 |  | 0.4 | 0.34 | 0.23 | 59.92 | 1206.463 | 2.06
D | 4002 | 2022-10-12 | 13 | ON | 47.13 | 12.77 | 0.96 | 0.19 | 0.1 | 0.84 | 0 | 0.02 | -0.14 | -0.23 | 0 |  | 0.4 | 0.34 | 0.23 | 62.61 | 1204.209 | 2.09
D | 4002 | 2022-10-12 | 14 | ON | 47.85 | 12.77 | 0.96 | 0.19 | 0.1 | 0.83 | 0 | 0.08 | -0.19 | -0.23 | 0 |  | 0.4 | 0.34 | 0.23 | 63.33 | 1208.13 | 2.08
D | 4002 | 2022-10-12 | 15 | ON | 46.12 | 12.77 | 0.96 | 0.19 | 0.09 | 0.82 | 0 | -0.01 | -0.2 | -0.23 | 0 |  | 0.4 | 0.34 | 0.23 | 61.48 | 1210.996 | 2.06
D | 4002 | 2022-10-12 | 16 | ON | 47.66 | 12.77 | 0.96 | 0.19 | 0.19 | 0.79 | 0 | 0.04 | -0.24 | -0.23 | 0 |  | 0.4 | 0.34 | 0.23 | 63.1 | 1222.459 | 2.13
D | 4002 | 2022-10-12 | 17 | ON | 73.19 | 12.77 | 0.96 | 0.19 | 0.33 | 0.77 | 0 | 0.08 | 0.06 | -0.23 | 0 |  | 0.4 | 0.34 | 0.23 | 89.09 | 1247.947 | 2.25
D | 4002 | 2022-10-12 | 18 | ON | 72.06 | 12.77 | 0.96 | 0.19 | 0.32 | 0.74 | 0 | 0.07 | -0.2 | -0.23 | 0 |  | 0.4 | 0.34 | 0.23 | 87.65 | 1296.834 | 2.21
D | 4002 | 2022-10-12 | 19 | ON | 81.11 | 12.77 | 0.96 | 0.19 | 0.3 | 0.7 | 0.03 | 0.01 | -0.45 | -0.23 | 0 |  | 0.4 | 0.34 | 0.23 | 96.36 | 1355.414 | 2.18
D | 4002 | 2022-10-12 | 20 | ON | 88.55 | 12.77 | 0.96 | 0.19 | 0.34 | 0.72 | 0.07 | -0.06 | -0.46 | -0.23 | 0 |  | 0.4 | 0.34 | 0.23 | 103.82 | 1332.361 | 2.28
D | 4002 | 2022-10-12 | 21 | ON | 76.48 | 12.77 | 0.96 | 0.19 | 0.36 | 0.75 | 0.09 | 0.03 | -0.15 | -0.23 | 0 |  | 0.4 | 0.34 | 0.23 | 92.22 | 1258.832 | 2.35
D | 4002 | 2022-10-12 | 22 | ON | 77.15 | 12.77 | 0.96 | 0.19 | 0.87 | 0.81 | 0.18 | -0.04 | -0.11 | -0.23 | 0 |  | 0.4 | 0.34 | 0.23 | 93.52 | 1158.534 | 3.01
D | 4002 | 2022-10-12 | 23 | ON | 54.16 | 12.77 | 0.96 | 0.19 | 0.32 | 0.88 | 0.13 | -0.03 | -0.06 | -0.23 | 0 |  | 0.4 | 0.34 | 0.23 | 70.06 | 1050.859 | 2.48
D | 4002 | 2022-10-12 | 24 | OFF | 49.47 | 12.77 | 0.96 | 0.19 | 0.12 | 0 | 0.02 | -0.09 | -0.14 | -0.23 | 0 |  | 0.4 | 0.34 | 0.23 | 64.04 | 961.177 | 1.29
D | 4002 | 2022-10-13 | 1 | OFF | 41.82 | 12.77 | 0.35 | 0.09 | 0.13 | 0 | 0 | -0.02 | -0.17 | -0.23 | 0 |  | 0.4 | 0.34 | 0.23 | 55.71 | 905.306 | 0.57
D | 4002 | 2022-10-13 | 2 | OFF | 43.08 | 12.77 | 0.35 | 0.09 | 0.1 | 0 | 0 | 0.03 | -0.23 | -0.23 | 0 |  | 0.4 | 0.34 | 0.23 | 56.93 | 875.446 | 0.54
D | 4002 | 2022-10-13 | 3 | OFF | 40.02 | 12.77 | 0.35 | 0.09 | 0.09 | 0 | 0 | -0.03 | -0.22 | -0.23 | 0 |  | 0.4 | 0.34 | 0.23 | 53.81 | 859.714 | 0.53
D | 4002 | 2022-10-13 | 4 | OFF | 37.8 | 12.77 | 0.35 | 0.09 | 0.51 | 0 | 0 | -0.01 | -0.23 | -0.23 | 0 |  | 0.4 | 0.34 | 0.23 | 52.02 | 863.055 | 0.95
D | 4002 | 2022-10-13 | 5 | OFF | 39.67 | 12.77 | 0.35 | 0.09 | 0.19 | 0 | 0 | 0.04 | -0.19 | -0.23 | 0 |  | 0.4 | 0.34 | 0.23 | 53.66 | 895.056 | 0.63
D | 4002 | 2022-10-13 | 6 | OFF | 34.93 | 12.77 | 0.35 | 0.09 | 0.35 | 0 | 0 | 0.06 | -0.01 | -0.23 | 0 |  | 0.4 | 0.34 | 0.23 | 49.28 | 989.173 | 0.79
D | 4002 | 2022-10-13 | 7 | OFF | 76.01 | 12.77 | 0.35 | 0.09 | 0.86 | 0 | 0 | 0.05 | 0.92 | -0.23 | 0 |  | 0.4 | 0.34 | 0.23 | 91.79 | 1140.461 | 1.3
D | 4002 | 2022-10-13 | 8 | ON | 91.29 | 12.77 | 0.35 | 0.09 | 0.84 | 0.79 | 0 | 0.06 | -0.11 | -0.23 | 0 |  | 0.4 | 0.34 | 0.23 | 106.82 | 1236.015 | 2.07
D | 4002 | 2022-10-13 | 9 | ON | 87.68 | 12.77 | 0.35 | 0.09 | 0.25 | 0.76 | 0 | -0.04 | -0.44 | -0.23 | 0 |  | 0.4 | 0.34 | 0.23 | 102.16 | 1274.035 | 1.45
D | 4002 | 2022-10-13 | 10 | ON | 79.27 | 12.77 | 0.35 | 0.09 | 0.15 | 0.75 | 0.01 | 0.03 | -0.57 | -0.23 | 0 |  | 0.4 | 0.34 | 0.23 | 93.59 | 1291.105 | 1.35
D | 4002 | 2022-10-13 | 11 | ON | 88.89 | 12.77 | 0.35 | 0.09 | 0.39 | 0.74 | 0 | -0.04 | -0.44 | -0.23 | 0 |  | 0.4 | 0.34 | 0.23 | 103.49 | 1315.675 | 1.57
D | 4002 | 2022-10-13 | 12 | ON | 89.7 | 12.77 | 0.35 | 0.09 | 0.45 | 0.74 | 0 | -0.07 | -0.57 | -0.23 | 0 |  | 0.4 | 0.34 | 0.23 | 104.2 | 1334.141 | 1.63
D | 4002 | 2022-10-13 | 13 | ON | 85.71 | 12.77 | 0.35 | 0.09 | 0.15 | 0.74 | 0 | 0.04 | -0.6 | -0.23 | 0 |  | 0.4 | 0.34 | 0.23 | 99.99 | 1332.982 | 1.33
D | 4002 | 2022-10-13 | 14 | ON | 66.5 | 12.77 | 0.35 | 0.09 | 0.35 | 0.74 | 0 | 0.12 | -0.47 | -0.23 | 0 |  | 0.4 | 0.34 | 0.23 | 81.19 | 1331.533 | 1.53
D | 4002 | 2022-10-13 | 15 | ON | 50.96 | 12.77 | 0.35 | 0.09 | 0.16 | 0.81 | 0 | 0 | -0.39 | -0.23 | 0 |  | 0.4 | 0.34 | 0.23 | 65.49 | 1314.704 | 1.41
D | 4002 | 2022-10-13 | 16 | ON | 54.89 | 12.77 | 0.35 | 0.09 | 0.12 | 0.8 | 0 | -0.05 | -0.45 | -0.23 | 0 |  | 0.4 | 0.34 | 0.23 | 69.26 | 1297.236 | 1.36
D | 4002 | 2022-10-13 | 17 | ON | 62.25 | 12.77 | 0.35 | 0.09 | 0.19 | 0.77 | 0 | -0.04 | -0.48 | -0.23 | 0 |  | 0.4 | 0.34 | 0.23 | 76.64 | 1319.492 | 1.4
D | 4002 | 2022-10-13 | 18 | ON | 67.29 | 12.77 | 0.35 | 0.09 | 0.14 | 0.75 | 0 | 0.05 | -0.31 | -0.23 | 0 |  | 0.4 | 0.34 | 0.23 | 81.87 | 1372.866 | 1.33
D | 4002 | 2022-10-13 | 19 | ON | 80.62 | 12.77 | 0.35 | 0.09 | 0.24 | 0.75 | 0 | 0.21 | -0.64 | -0.23 | 0 |  | 0.4 | 0.34 | 0.23 | 95.13 | 1393.31 | 1.43
D | 4002 | 2022-10-13 | 20 | ON | 58.14 | 12.77 | 0.35 | 0.09 | 0.16 | 0.76 | 0 | -0.04 | -0.41 | -0.23 | 0 |  | 0.4 | 0.34 | 0.23 | 72.56 | 1348.469 | 1.36
D | 4002 | 2022-10-13 | 21 | ON | 71.68 | 12.77 | 0.35 | 0.09 | 0.48 | 0.8 | 0.01 | -0.01 | -0.08 | -0.23 | 0 |  | 0.4 | 0.34 | 0.23 | 86.83 | 1275.421 | 1.73
D | 4002 | 2022-10-13 | 22 | ON | 62.55 | 12.77 | 0.35 | 0.09 | 0.27 | 0.85 | 0.02 | -0.05 | -0.32 | -0.23 | 0 |  | 0.4 | 0.34 | 0.23 | 77.27 | 1183.802 | 1.58
D | 4002 | 2022-10-13 | 23 | ON | 57.47 | 12.77 | 0.35 | 0.09 | 0.37 | 0.92 | 0.01 | -0.07 | -0.21 | -0.23 | 0 |  | 0.4 | 0.34 | 0.23 | 72.44 | 1079.015 | 1.74
D | 4002 | 2022-10-13 | 24 | OFF | 45.73 | 12.77 | 0.35 | 0.09 | 0.14 | 0 | 0 | 0.01 | -0.26 | -0.23 | 0 |  | 0.4 | 0.34 | 0.23 | 59.57 | 996.586 | 0.58
D | 4002 | 2022-10-14 | 1 | OFF | 47.67 | 12.77 | 0.18 | 0.03 | 0.11 | 0 | 0 | -0.07 | -0.19 | -0.23 | 0 |  | 0.4 | 0.34 | 0.23 | 61.24 | 940.15 | 0.32
D | 4002 | 2022-10-14 | 2 | OFF | 40.62 | 12.77 | 0.18 | 0.03 | 0.08 | 0 | 0 | 0.01 | -0.17 | -0.23 | 0 |  | 0.4 | 0.34 | 0.23 | 54.26 | 904.31 | 0.29
D | 4002 | 2022-10-14 | 3 | OFF | 40.51 | 12.77 | 0.18 | 0.03 | 0.07 | 0 | 0 | -0.06 | -0.18 | -0.23 | 0 |  | 0.4 | 0.34 | 0.23 | 54.06 | 884.511 | 0.28
D | 4002 | 2022-10-14 | 4 | OFF | 41.18 | 12.77 | 0.18 | 0.03 | 0.07 | 0 | 0 | -0.08 | -0.17 | -0.23 | 0 |  | 0.4 | 0.34 | 0.23 | 54.72 | 884.178 | 0.28
D | 4002 | 2022-10-14 | 5 | OFF | 40.83 | 12.77 | 0.18 | 0.03 | 0.09 | 0 | 0 | -0.04 | -0.2 | -0.23 | 0 |  | 0.4 | 0.34 | 0.23 | 54.4 | 907.051 | 0.3
D | 4002 | 2022-10-14 | 6 | OFF | 43.74 | 12.77 | 0.18 | 0.03 | 0.16 | 0 | 0 | 0.07 | -0.17 | -0.23 | 0 |  | 0.4 | 0.34 | 0.23 | 57.52 | 990.226 | 0.37
D | 4002 | 2022-10-14 | 7 | OFF | 53.73 | 12.77 | 0.18 | 0.03 | 0.2 | 0 | 0 | 0.03 | -0.17 | -0.23 | 0 |  | 0.4 | 0.34 | 0.23 | 67.51 | 1127.434 | 0.41
D | 4002 | 2022-10-14 | 8 | ON | 83.12 | 12.77 | 0.18 | 0.03 | 0.67 | 0.84 | 0.04 | -0.01 | -0.41 | -0.23 | 0 |  | 0.4 | 0.34 | 0.23 | 97.97 | 1230.185 | 1.76
D | 4002 | 2022-10-14 | 9 | ON | 67.19 | 12.77 | 0.18 | 0.03 | 0.35 | 0.8 | 0.01 | -0.02 | -0.44 | -0.23 | 0 |  | 0.4 | 0.34 | 0.23 | 81.61 | 1273.48 | 1.37
D | 4002 | 2022-10-14 | 10 | ON | 57.69 | 12.77 | 0.18 | 0.03 | 0.18 | 0.79 | 0 | 0.07 | -0.33 | -0.23 | 0 |  | 0.4 | 0.34 | 0.23 | 72.12 | 1306.038 | 1.18
D | 4002 | 2022-10-14 | 11 | ON | 61.07 | 12.77 | 0.18 | 0.03 | 0.27 | 0.8 | 0.07 | -0.03 | -0.28 | -0.23 | 0 |  | 0.4 | 0.34 | 0.23 | 75.62 | 1320.318 | 1.35
D | 4002 | 2022-10-14 | 12 | ON | 47.77 | 12.77 | 0.18 | 0.03 | 0.54 | 0.81 | 0 | 0.03 | -0.3 | -0.23 | 0 |  | 0.4 | 0.34 | 0.23 | 62.57 | 1307.958 | 1.56
D | 4002 | 2022-10-14 | 13 | ON | 45.39 | 12.77 | 0.18 | 0.03 | 0.09 | 0.83 | 0 | -0.02 | -0.25 | -0.23 | 0 |  | 0.4 | 0.34 | 0.23 | 59.76 | 1293.125 | 1.13
D | 4002 | 2022-10-14 | 14 | ON | 44.38 | 12.77 | 0.18 | 0.03 | 0.06 | 0.83 | 0 | 0.03 | -0.22 | -0.23 | 0 |  | 0.4 | 0.34 | 0.23 | 58.8 | 1274.931 | 1.1
D | 4002 | 2022-10-14 | 15 | ON | 41.71 | 12.77 | 0.18 | 0.03 | 0.07 | 0.84 | 0 | -0.01 | -0.21 | -0.23 | 0 |  | 0.4 | 0.34 | 0.23 | 56.12 | 1259.375 | 1.12
D | 4002 | 2022-10-14 | 16 | ON | 43.84 | 12.77 | 0.18 | 0.03 | 0.07 | 0.84 | 0 | -0.01 | -0.22 | -0.23 | 0 |  | 0.4 | 0.34 | 0.23 | 58.24 | 1260.669 | 1.12
D | 4002 | 2022-10-14 | 17 | ON | 46.51 | 12.77 | 0.18 | 0.03 | 0.08 | 0.78 | 0 | 0.03 | -0.24 | -0.23 | 0 |  | 0.4 | 0.34 | 0.23 | 60.88 | 1268.679 | 1.07
D | 4002 | 2022-10-14 | 18 | ON | 47.7 | 12.77 | 0.18 | 0.03 | 0.06 | 0.74 | 0 | 0.02 | -0.32 | -0.23 | 0 |  | 0.4 | 0.34 | 0.23 | 61.92 | 1293.844 | 1.01
D | 4002 | 2022-10-14 | 19 | ON | 64.56 | 12.77 | 0.18 | 0.03 | 0.28 | 0.72 | 0.04 | -0.01 | -0.43 | -0.23 | 0 |  | 0.4 | 0.34 | 0.23 | 78.88 | 1313.032 | 1.25
D | 4002 | 2022-10-14 | 20 | ON | 55.03 | 12.77 | 0.18 | 0.03 | 0.26 | 0.75 | 0 | -0.02 | -0.38 | -0.23 | 0 |  | 0.4 | 0.34 | 0.23 | 69.36 | 1276.193 | 1.22
D | 4002 | 2022-10-14 | 21 | ON | 48.41 | 12.77 | 0.18 | 0.03 | 0.13 | 0.78 | 0 | -0.02 | -0.27 | -0.23 | 0 |  | 0.4 | 0.34 | 0.23 | 62.75 | 1216.776 | 1.12
D | 4002 | 2022-10-14 | 22 | ON | 48.02 | 12.77 | 0.18 | 0.03 | 0.15 | 0.83 | 0 | -0.04 | -0.33 | -0.23 | 0 |  | 0.4 | 0.34 | 0.23 | 62.35 | 1138.44 | 1.19
D | 4002 | 2022-10-14 | 23 | ON | 48.06 | 12.77 | 0.18 | 0.03 | 0.26 | 0.89 | 0 | -0.06 | -0.23 | -0.23 | 0 |  | 0.4 | 0.34 | 0.23 | 62.64 | 1047.456 | 1.36
D | 4002 | 2022-10-14 | 24 | OFF | 43.35 | 12.77 | 0.18 | 0.03 | 0.23 | 0 | 0 | 0.02 | -0.21 | -0.23 | 0 |  | 0.4 | 0.34 | 0.23 | 57.11 | 961.972 | 0.44
D | 4002 | 2022-10-15 | 1 | OFF | 42.58 | 12.77 | 0.19 | 0.01 | 0.11 | 0 | 0 | -0.06 | -0.22 | -0.23 | 0 |  | 0.4 | 0.34 | 0.23 | 56.12 | 902.156 | 0.31
D | 4002 | 2022-10-15 | 2 | OFF | 40.93 | 12.77 | 0.19 | 0.01 | 0.15 | 0 | 0 | 0.02 | -0.28 | -0.23 | 0 |  | 0.4 | 0.34 | 0.23 | 54.53 | 866.516 | 0.35
D | 4002 | 2022-10-15 | 3 | OFF | 39.96 | 12.77 | 0.19 | 0.01 | 0.15 | 0 | 0 | -0.04 | -0.17 | -0.23 | 0 |  | 0.4 | 0.34 | 0.23 | 53.61 | 846.72 | 0.35
D | 4002 | 2022-10-15 | 4 | OFF | 41.16 | 12.77 | 0.19 | 0.01 | 0.15 | 0 | 0 | -0.02 | -0.11 | -0.23 | 0 |  | 0.4 | 0.34 | 0.23 | 54.89 | 842.462 | 0.35
D | 4002 | 2022-10-15 | 5 | OFF | 39.56 | 12.77 | 0.19 | 0.01 | 0.14 | 0 | 0 | -0.03 | -0.21 | -0.23 | 0 |  | 0.4 | 0.34 | 0.23 | 53.17 | 852.964 | 0.34
D | 4002 | 2022-10-15 | 6 | OFF | 37.69 | 12.77 | 0.19 | 0.01 | 0.1 | 0 | 0 | 0 | -0.12 | -0.23 | 0 |  | 0.4 | 0.34 | 0.23 | 51.38 | 890.915 | 0.3
D | 4002 | 2022-10-15 | 7 | OFF | 37.92 | 12.77 | 0.19 | 0.01 | 0.31 | 0 | 0 | 0 | -0.13 | -0.23 | 0 |  | 0.4 | 0.34 | 0.23 | 51.81 | 958.438 | 0.51
D | 4002 | 2022-10-15 | 8 | OFF | 39.73 | 12.77 | 0.19 | 0.01 | 0.13 | 0 | 0 | -0.04 | -0.2 | -0.23 | 0 |  | 0.4 | 0.34 | 0.23 | 53.33 | 1034.471 | 0.33
D | 4002 | 2022-10-15 | 9 | OFF | 40.59 | 12.77 | 0.19 | 0.01 | 0.19 | 0 | 0 | 0 | -0.24 | -0.23 | 0 |  | 0.4 | 0.34 | 0.23 | 54.25 | 1089.361 | 0.39
D | 4002 | 2022-10-15 | 10 | OFF | 40.25 | 12.77 | 0.19 | 0.01 | 0.16 | 0 | 0 | -0.05 | -0.15 | -0.23 | 0 |  | 0.4 | 0.34 | 0.23 | 53.92 | 1100.147 | 0.36
D | 4002 | 2022-10-15 | 11 | OFF | 41.2 | 12.77 | 0.19 | 0.01 | 0.08 | 0 | 0 | 0.02 | -0.16 | -0.23 | 0 |  | 0.4 | 0.34 | 0.23 | 54.85 | 1088.375 | 0.28
D | 4002 | 2022-10-15 | 12 | OFF | 39.55 | 12.77 | 0.19 | 0.01 | 0.06 | 0 | 0 | -0.04 | -0.19 | -0.23 | 0 |  | 0.4 | 0.34 | 0.23 | 53.09 | 1064.938 | 0.26
D | 4002 | 2022-10-15 | 13 | OFF | 38.51 | 12.77 | 0.19 | 0.01 | 0.06 | 0 | 0 | 0.01 | -0.16 | -0.23 | 0 |  | 0.4 | 0.34 | 0.23 | 52.13 | 1049.389 | 0.26
D | 4002 | 2022-10-15 | 14 | OFF | 37.46 | 12.77 | 0.19 | 0.01 | 0.08 | 0 | 0 | 0.03 | -0.14 | -0.23 | 0 |  | 0.4 | 0.34 | 0.23 | 51.14 | 1035.999 | 0.28
D | 4002 | 2022-10-15 | 15 | OFF | 37.85 | 12.77 | 0.19 | 0.01 | 0.08 | 0 | 0 | 0 | -0.11 | -0.23 | 0 |  | 0.4 | 0.34 | 0.23 | 51.53 | 1039.178 | 0.28
D | 4002 | 2022-10-15 | 16 | OFF | 38.44 | 12.77 | 0.19 | 0.01 | 0.05 | 0 | 0 | -0.03 | -0.08 | -0.23 | 0 |  | 0.4 | 0.34 | 0.23 | 52.09 | 1062.398 | 0.25
D | 4002 | 2022-10-15 | 17 | OFF | 40.71 | 12.77 | 0.19 | 0.01 | 0.04 | 0 | 0 | 0.02 | -0.05 | -0.23 | 0 |  | 0.4 | 0.34 | 0.23 | 54.43 | 1112.531 | 0.24
D | 4002 | 2022-10-15 | 18 | OFF | 58.77 | 12.77 | 0.19 | 0.01 | 0.19 | 0 | 0.02 | 0.02 | -0.18 | -0.23 | 0 |  | 0.4 | 0.34 | 0.23 | 72.53 | 1167.734 | 0.41
D | 4002 | 2022-10-15 | 19 | OFF | 54.68 | 12.77 | 0.19 | 0.01 | 0.18 | 0 | 0.02 | 0 | -0.39 | -0.23 | 0 |  | 0.4 | 0.34 | 0.23 | 68.2 | 1215.532 | 0.4
D | 4002 | 2022-10-15 | 20 | OFF | 48.21 | 12.77 | 0.19 | 0.01 | 0.08 | 0 | 0 | -0.04 | -0.3 | -0.23 | 0 |  | 0.4 | 0.34 | 0.23 | 61.66 | 1188.553 | 0.28
D | 4002 | 2022-10-15 | 21 | OFF | 47.25 | 12.77 | 0.19 | 0.01 | 0.13 | 0 | 0.01 | -0.11 | -0.14 | -0.23 | 0 |  | 0.4 | 0.34 | 0.23 | 60.85 | 1135.23 | 0.34
D | 4002 | 2022-10-15 | 22 | OFF | 40.26 | 12.77 | 0.19 | 0.01 | 0.38 | 0 | 0 | 0.01 | -0.21 | -0.23 | 0 |  | 0.4 | 0.34 | 0.23 | 54.15 | 1067.911 | 0.58
D | 4002 | 2022-10-15 | 23 | OFF | 38.72 | 12.77 | 0.19 | 0.01 | 0.17 | 0 | 0 | -0.03 | -0.16 | -0.23 | 0 |  | 0.4 | 0.34 | 0.23 | 52.41 | 991.621 | 0.37
D | 4002 | 2022-10-15 | 24 | OFF | 38.64 | 12.77 | 0.19 | 0.01 | 0.18 | 0 | 0 | -0.04 | -0.1 | -0.23 | 0 |  | 0.4 | 0.34 | 0.23 | 52.39 | 921.103 | 0.38
D | 4002 | 2022-10-16 | 1 | OFF | 40.35 | 12.77 | 0.32 | 0.25 | 0.14 | 0 | 0.1 | -0.09 | -0.02 | -0.23 | 0 |  | 0.4 | 0.34 | 0.23 | 54.56 | 868.787 | 0.81
D | 4002 | 2022-10-16 | 2 | OFF | 38.26 | 12.77 | 0.32 | 0.25 | 0.14 | 0 | 0 | -0.03 | -0.07 | -0.23 | 0 |  | 0.4 | 0.34 | 0.23 | 52.38 | 838.258 | 0.71
D | 4002 | 2022-10-16 | 3 | OFF | 38.84 | 12.77 | 0.32 | 0.25 | 0.13 | 0 | 0 | -0.05 | -0.09 | -0.23 | 0 |  | 0.4 | 0.34 | 0.23 | 52.91 | 819.615 | 0.7
D | 4002 | 2022-10-16 | 4 | OFF | 39.52 | 12.77 | 0.32 | 0.25 | 0.11 | 0 | 0 | 0.01 | -0.1 | -0.23 | 0 |  | 0.4 | 0.34 | 0.23 | 53.62 | 813.993 | 0.68
D | 4002 | 2022-10-16 | 5 | OFF | 38.34 | 12.77 | 0.32 | 0.25 | 0.13 | 0 | 0 | 0.02 | -0.1 | -0.23 | 0 |  | 0.4 | 0.34 | 0.23 | 52.47 | 821.84 | 0.7
D | 4002 | 2022-10-16 | 6 | OFF | 40.71 | 12.77 | 0.32 | 0.25 | 0.31 | 0 | 0.01 | 0.02 | -0.06 | -0.23 | 0 |  | 0.4 | 0.34 | 0.23 | 55.07 | 850.162 | 0.89
D | 4002 | 2022-10-16 | 7 | OFF | 41.27 | 12.77 | 0.32 | 0.25 | 0.56 | 0 | 0 | 0.02 | -0.08 | -0.23 | 0 |  | 0.4 | 0.34 | 0.23 | 55.85 | 907.293 | 1.13
D | 4002 | 2022-10-16 | 8 | OFF | 57.25 | 12.77 | 0.32 | 0.25 | 0.48 | 0 | 0.03 | 0.07 | -0.12 | -0.23 | 0 |  | 0.4 | 0.34 | 0.23 | 71.79 | 974.609 | 1.08
D | 4002 | 2022-10-16 | 9 | OFF | 44.76 | 12.77 | 0.32 | 0.25 | 0.12 | 0 | 0 | 0.04 | -0.12 | -0.23 | 0 |  | 0.4 | 0.34 | 0.23 | 58.88 | 1037.343 | 0.69
D | 4002 | 2022-10-16 | 10 | OFF | 37.69 | 12.77 | 0.32 | 0.25 | 0.11 | 0 | 0 | 0.09 | -0.16 | -0.23 | 0 |  | 0.4 | 0.34 | 0.23 | 51.81 | 1064.058 | 0.68
D | 4002 | 2022-10-16 | 11 | OFF | 38.34 | 12.77 | 0.32 | 0.25 | 0.08 | 0 | 0 | -0.04 | -0.15 | -0.23 | 0 |  | 0.4 | 0.34 | 0.23 | 52.31 | 1056.904 | 0.65
D | 4002 | 2022-10-16 | 12 | OFF | 37.07 | 12.77 | 0.32 | 0.25 | 0.1 | 0 | 0 | -0.02 | -0.18 | -0.23 | 0 |  | 0.4 | 0.34 | 0.23 | 51.05 | 1053.72 | 0.67
D | 4002 | 2022-10-16 | 13 | OFF | 38.33 | 12.77 | 0.32 | 0.25 | 0.08 | 0 | 0 | 0.01 | -0.18 | -0.23 | 0 |  | 0.4 | 0.34 | 0.23 | 52.32 | 1056.537 | 0.65
D | 4002 | 2022-10-16 | 14 | OFF | 38.48 | 12.77 | 0.32 | 0.25 | 0.08 | 0 | 0 | 0.07 | -0.21 | -0.23 | 0 |  | 0.4 | 0.34 | 0.23 | 52.5 | 1062.499 | 0.65
D | 4002 | 2022-10-16 | 15 | OFF | 39.05 | 12.77 | 0.32 | 0.25 | 0.07 | 0 | 0 | 0.05 | -0.15 | -0.23 | 0 |  | 0.4 | 0.34 | 0.23 | 53.1 | 1078.495 | 0.64
D | 4002 | 2022-10-16 | 16 | OFF | 41.65 | 12.77 | 0.32 | 0.25 | 0.08 | 0 | 0 | 0.06 | -0.11 | -0.23 | 0 |  | 0.4 | 0.34 | 0.23 | 55.76 | 1097.486 | 0.65
D | 4002 | 2022-10-16 | 17 | OFF | 48.11 | 12.77 | 0.32 | 0.25 | 0.13 | 0 | 0.07 | 0.04 | -0.04 | -0.23 | 0 |  | 0.4 | 0.34 | 0.23 | 62.39 | 1153.152 | 0.77
D | 4002 | 2022-10-16 | 18 | OFF | 63.49 | 12.77 | 0.32 | 0.25 | 0.19 | 0 | 0.02 | -0.03 | -0.23 | -0.23 | 0 |  | 0.4 | 0.34 | 0.23 | 77.52 | 1221.225 | 0.78
D | 4002 | 2022-10-16 | 19 | OFF | 70.94 | 12.77 | 0.32 | 0.25 | 0.28 | 0 | 0.02 | 0.02 | -0.38 | -0.23 | 0 |  | 0.4 | 0.34 | 0.23 | 84.96 | 1275.451 | 0.87
D | 4002 | 2022-10-16 | 20 | OFF | 73.87 | 12.77 | 0.32 | 0.25 | 0.23 | 0 | 0 | -0.08 | -0.33 | -0.23 | 0 |  | 0.4 | 0.34 | 0.23 | 87.77 | 1241.157 | 0.8
D | 4002 | 2022-10-16 | 21 | OFF | 61.27 | 12.77 | 0.32 | 0.25 | 0.21 | 0 | 0.01 | 0 | -0.18 | -0.23 | 0 |  | 0.4 | 0.34 | 0.23 | 75.39 | 1173.069 | 0.79
D | 4002 | 2022-10-16 | 22 | OFF | 46.93 | 12.77 | 0.32 | 0.25 | 0.36 | 0 | 0.11 | 0.01 | -0.08 | -0.23 | 0 |  | 0.4 | 0.34 | 0.23 | 61.41 | 1078.407 | 1.04
D | 4002 | 2022-10-16 | 23 | OFF | 39.02 | 12.77 | 0.32 | 0.25 | 0.15 | 0 | 0 | 0.01 | -0.2 | -0.23 | 0 |  | 0.4 | 0.34 | 0.23 | 53.06 | 986.157 | 0.72
D | 4002 | 2022-10-16 | 24 | OFF | 39.84 | 12.77 | 0.32 | 0.25 | 0.38 | 0 | 0 | -0.02 | -0.18 | -0.23 | 0 |  | 0.4 | 0.34 | 0.23 | 54.1 | 913.463 | 0.95
D | 4002 | 2022-10-17 | 1 | OFF | 38.08 | 12.77 | 0.65 | 0.04 | 0.14 | 0 | 0 | -0.07 | -0.06 | -0.23 | 0 |  | 0.4 | 0.34 | 0.23 | 52.29 | 866.176 | 0.83
D | 4002 | 2022-10-17 | 2 | OFF | 36.94 | 12.77 | 0.65 | 0.04 | 0.07 | 0 | 0 | -0.02 | -0.1 | -0.23 | 0 |  | 0.4 | 0.34 | 0.23 | 51.09 | 841.465 | 0.76
D | 4002 | 2022-10-17 | 3 | OFF | 35.65 | 12.77 | 0.65 | 0.04 | 0.12 | 0 | 0 | -0.03 | -0.13 | -0.23 | 0 |  | 0.4 | 0.34 | 0.23 | 49.81 | 831.504 | 0.81
D | 4002 | 2022-10-17 | 4 | OFF | 36.58 | 12.77 | 0.65 | 0.04 | 0.07 | 0 | 0 | 0.04 | -0.12 | -0.23 | 0 |  | 0.4 | 0.34 | 0.23 | 50.77 | 839.489 | 0.76
D | 4002 | 2022-10-17 | 5 | OFF | 37.81 | 12.77 | 0.65 | 0.04 | 0.06 | 0 | 0 | 0.1 | -0.19 | -0.23 | 0 |  | 0.4 | 0.34 | 0.23 | 51.98 | 881.94 | 0.75
D | 4002 | 2022-10-17 | 6 | OFF | 38.34 | 12.77 | 0.65 | 0.04 | 0.11 | 0 | 0 | 0.13 | -0.2 | -0.23 | 0 |  | 0.4 | 0.34 | 0.23 | 52.58 | 981.633 | 0.8
D | 4002 | 2022-10-17 | 7 | OFF | 45.32 | 12.77 | 0.65 | 0.04 | 0.2 | 0 | 0 | 0.02 | -0.16 | -0.23 | 0 |  | 0.4 | 0.34 | 0.23 | 59.58 | 1142.085 | 0.89
D | 4002 | 2022-10-17 | 8 | ON | 58.94 | 12.77 | 0.65 | 0.04 | 0.26 | 0.75 | 0 | 0.04 | -0.33 | -0.23 | 0 |  | 0.4 | 0.34 | 0.23 | 73.86 | 1241.074 | 1.7
D | 4002 | 2022-10-17 | 9 | ON | 49.23 | 12.77 | 0.65 | 0.04 | 0.14 | 0.74 | 0 | 0.03 | -0.44 | -0.23 | 0 |  | 0.4 | 0.34 | 0.23 | 63.9 | 1265.161 | 1.57
D | 4002 | 2022-10-17 | 10 | ON | 50.44 | 12.77 | 0.65 | 0.04 | 0.13 | 0.72 | 0 | 0.01 | -0.45 | -0.23 | 0 |  | 0.4 | 0.34 | 0.23 | 65.05 | 1276.263 | 1.54
D | 4002 | 2022-10-17 | 11 | ON | 56.35 | 12.77 | 0.65 | 0.04 | 0.17 | 0.71 | 0 | -0.06 | -0.54 | -0.23 | 0 |  | 0.4 | 0.34 | 0.23 | 70.83 | 1307.332 | 1.57
D | 4002 | 2022-10-17 | 12 | ON | 85.47 | 12.77 | 0.65 | 0.04 | 0.15 | 0.71 | 0.15 | -0.05 | -0.54 | -0.23 | 0 |  | 0.4 | 0.34 | 0.23 | 100.09 | 1323.434 | 1.7
D | 4002 | 2022-10-17 | 13 | ON | 65.2 | 12.77 | 0.65 | 0.04 | 0.19 | 0.71 | 0 | -0.02 | -0.42 | -0.23 | 0 |  | 0.4 | 0.34 | 0.23 | 79.86 | 1321.06 | 1.59
D | 4002 | 2022-10-17 | 14 | ON | 68.6 | 12.77 | 0.65 | 0.04 | 0.4 | 0.68 | 0.23 | -0.05 | -0.51 | -0.23 | 0 |  | 0.4 | 0.34 | 0.23 | 83.55 | 1317.955 | 2
D | 4002 | 2022-10-17 | 15 | ON | 65.05 | 12.77 | 0.65 | 0.04 | 0.26 | 0.71 | 0 | 0 | -0.35 | -0.23 | 0 |  | 0.4 | 0.34 | 0.23 | 79.87 | 1308.742 | 1.66
D | 4002 | 2022-10-17 | 16 | ON | 52.83 | 12.77 | 0.65 | 0.04 | 0.23 | 0.71 | 0 | 0.03 | -0.41 | -0.23 | 0 |  | 0.4 | 0.34 | 0.23 | 67.59 | 1308.786 | 1.63
D | 4002 | 2022-10-17 | 17 | ON | 53.18 | 12.77 | 0.65 | 0.04 | 0.07 | 0.7 | 0.02 | 0 | -0.41 | -0.23 | 0 |  | 0.4 | 0.34 | 0.23 | 67.76 | 1336.141 | 1.48
D | 4002 | 2022-10-17 | 18 | ON | 50.31 | 12.77 | 0.65 | 0.04 | 0.46 | 0.67 | 0 | 0.05 | -0.51 | -0.23 | 0 |  | 0.4 | 0.34 | 0.23 | 65.18 | 1391.56 | 1.82
D | 4002 | 2022-10-17 | 19 | ON | 65.99 | 12.77 | 0.65 | 0.04 | 0.19 | 0.66 | 0 | 0.08 | -0.81 | -0.23 | 0 |  | 0.4 | 0.34 | 0.23 | 80.31 | 1407.851 | 1.54
D | 4002 | 2022-10-17 | 20 | ON | 56.31 | 12.77 | 0.65 | 0.04 | 0.17 | 0.68 | 0 | -0.01 | -0.55 | -0.23 | 0 |  | 0.4 | 0.34 | 0.23 | 70.8 | 1352.684 | 1.54
D | 4002 | 2022-10-17 | 21 | ON | 53.6 | 12.77 | 0.65 | 0.04 | 0.28 | 0.71 | 0 | -0.04 | -0.04 | -0.23 | 0 |  | 0.4 | 0.34 | 0.23 | 68.71 | 1273.708 | 1.68
D | 4002 | 2022-10-17 | 22 | ON | 49.54 | 12.77 | 0.65 | 0.04 | 0.19 | 0.76 | 0 | 0.01 | -0.12 | -0.23 | 0 |  | 0.4 | 0.34 | 0.23 | 64.58 | 1172.693 | 1.64
D | 4002 | 2022-10-17 | 23 | ON | 43.33 | 12.77 | 0.65 | 0.04 | 0.18 | 0.83 | 0 | 0.01 | -0.22 | -0.23 | 0 |  | 0.4 | 0.34 | 0.23 | 58.33 | 1063.893 | 1.7
D | 4002 | 2022-10-17 | 24 | OFF | 40.44 | 12.77 | 0.65 | 0.04 | 0.13 | 0 | 0 | 0 | -0.2 | -0.23 | 0 |  | 0.4 | 0.34 | 0.23 | 54.57 | 982.213 | 0.82
D | 4002 | 2022-10-18 | 1 | OFF | 41.41 | 12.77 | 0.62 | 0.68 | 0.08 | 0 | 0 | 0.09 | -0.1 | -0.23 | 0 |  | 0.4 | 0.34 | 0.23 | 56.29 | 924.265 | 1.38
D | 4002 | 2022-10-18 | 2 | OFF | 38.85 | 12.77 | 0.62 | 0.68 | 0.07 | 0 | 0 | 0.01 | -0.19 | -0.23 | 0 |  | 0.4 | 0.34 | 0.23 | 53.55 | 892.757 | 1.37
D | 4002 | 2022-10-18 | 3 | OFF | 40.1 | 12.77 | 0.62 | 0.68 | 0.05 | 0 | 0 | 0.1 | -0.12 | -0.23 | 0 |  | 0.4 | 0.34 | 0.23 | 54.94 | 873.952 | 1.35
D | 4002 | 2022-10-18 | 4 | OFF | 41.27 | 12.77 | 0.62 | 0.68 | 0.08 | 0 | 0 | 0.11 | -0.23 | -0.23 | 0 |  | 0.4 | 0.34 | 0.23 | 56.04 | 876.155 | 1.38
D | 4002 | 2022-10-18 | 5 | OFF | 41.55 | 12.77 | 0.62 | 0.68 | 0.08 | 0 | 0 | 0.14 | -0.09 | -0.23 | 0 |  | 0.4 | 0.34 | 0.23 | 56.49 | 908.716 | 1.38
D | 4002 | 2022-10-18 | 6 | OFF | 41.03 | 12.77 | 0.62 | 0.68 | 0.13 | 0 | 0 | 0.23 | -0.21 | -0.23 | 0 |  | 0.4 | 0.34 | 0.23 | 55.99 | 999.059 | 1.43
D | 4002 | 2022-10-18 | 7 | OFF | 50.54 | 12.77 | 0.62 | 0.68 | 0.37 | 0 | 0.04 | 0.1 | -0.18 | -0.23 | 0 |  | 0.4 | 0.34 | 0.23 | 65.68 | 1151.48 | 1.71
D | 4002 | 2022-10-18 | 8 | ON | 61.83 | 12.77 | 0.62 | 0.68 | 0.3 | 0.76 | 0.03 | 0.05 | -0.43 | -0.23 | 0 |  | 0.4 | 0.34 | 0.23 | 77.35 | 1250.961 | 2.39
D | 4002 | 2022-10-18 | 9 | ON | 67.41 | 12.77 | 0.62 | 0.68 | 0.32 | 0.74 | 0.51 | -0.02 | -0.51 | -0.23 | 0 |  | 0.4 | 0.34 | 0.23 | 83.26 | 1285.827 | 2.87
D | 4002 | 2022-10-18 | 10 | ON | 54.89 | 12.77 | 0.62 | 0.68 | 0.26 | 0.74 | 0 | -0.03 | -0.2 | -0.23 | 0 |  | 0.4 | 0.34 | 0.23 | 70.47 | 1310.109 | 2.3
D | 4002 | 2022-10-18 | 11 | ON | 63.97 | 12.77 | 0.62 | 0.68 | 0.22 | 0.74 | 0.18 | -0.05 | -0.45 | -0.23 | 0 |  | 0.4 | 0.34 | 0.23 | 79.42 | 1308.753 | 2.44
D | 4002 | 2022-10-18 | 12 | ON | 68.57 | 12.77 | 0.62 | 0.68 | 0.29 | 0.74 | 0.04 | -0.03 | -0.37 | -0.23 | 0 |  | 0.4 | 0.34 | 0.23 | 84.05 | 1318.065 | 2.37
D | 4002 | 2022-10-18 | 13 | ON | 47.45 | 12.77 | 0.62 | 0.68 | 0.12 | 0.76 | 0 | 0.01 | -0.3 | -0.23 | 0 |  | 0.4 | 0.34 | 0.23 | 62.85 | 1295.068 | 2.18
D | 4002 | 2022-10-18 | 14 | ON | 44.12 | 12.77 | 0.62 | 0.68 | 0.11 | 0.78 | 0 | 0.02 | -0.28 | -0.23 | 0 |  | 0.4 | 0.34 | 0.23 | 59.56 | 1281.562 | 2.19
D | 4002 | 2022-10-18 | 15 | ON | 43.06 | 12.77 | 0.62 | 0.68 | 0.39 | 0.79 | 0 | 0.05 | -0.26 | -0.23 | 0 |  | 0.4 | 0.34 | 0.23 | 58.84 | 1248.317 | 2.48
D | 4002 | 2022-10-18 | 16 | ON | 42.67 | 12.77 | 0.62 | 0.68 | 0.2 | 0.79 | 0 | -0.02 | -0.26 | -0.23 | 0 |  | 0.4 | 0.34 | 0.23 | 58.19 | 1233.765 | 2.29
D | 4002 | 2022-10-18 | 17 | ON | 44.02 | 12.77 | 0.62 | 0.68 | 0.08 | 0.73 | 0 | -0.09 | -0.26 | -0.23 | 0 |  | 0.4 | 0.34 | 0.23 | 59.29 | 1244.071 | 2.11
D | 4002 | 2022-10-18 | 18 | ON | 50.82 | 12.77 | 0.62 | 0.68 | 0.12 | 0.71 | 0.02 | 0.06 | -0.27 | -0.23 | 0 |  | 0.4 | 0.34 | 0.23 | 66.27 | 1302.344 | 2.15
D | 4002 | 2022-10-18 | 19 | ON | 66.83 | 12.77 | 0.62 | 0.68 | 0.68 | 0.69 | 0.04 | -0.08 | -0.6 | -0.23 | 0 |  | 0.4 | 0.34 | 0.23 | 82.37 | 1356.866 | 2.71
D | 4002 | 2022-10-18 | 20 | ON | 60.14 | 12.77 | 0.62 | 0.68 | 0.28 | 0.7 | 0 | 0.02 | -0.42 | -0.23 | 0 |  | 0.4 | 0.34 | 0.23 | 75.53 | 1325.711 | 2.28
D | 4002 | 2022-10-18 | 21 | ON | 46.65 | 12.77 | 0.62 | 0.68 | 0.12 | 0.7 | 0 | 0 | -0.42 | -0.23 | 0 |  | 0.4 | 0.34 | 0.23 | 61.86 | 1257.05 | 2.12
D | 4002 | 2022-10-18 | 22 | ON | 47.39 | 12.77 | 0.62 | 0.68 | 0.17 | 0.75 | 0.01 | -0.04 | -0.27 | -0.23 | 0 |  | 0.4 | 0.34 | 0.23 | 62.82 | 1161.343 | 2.23
D | 4002 | 2022-10-18 | 23 | ON | 48.86 | 12.77 | 0.62 | 0.68 | 0.14 | 0.82 | 0.11 | -0.07 | -0.23 | -0.23 | 0 |  | 0.4 | 0.34 | 0.23 | 64.44 | 1056.315 | 2.37
D | 4002 | 2022-10-18 | 24 | OFF | 41.08 | 12.77 | 0.62 | 0.68 | 0.11 | 0 | 0 | 0.02 | -0.31 | -0.23 | 0 |  | 0.4 | 0.34 | 0.23 | 55.71 | 972.421 | 1.41
D | 4002 | 2022-10-19 | 1 | OFF | 41.44 | 12.77 | 0.33 | 0.03 | 0.08 | 0 | 0 | -0.05 | -0.26 | -0.23 | 0 |  | 0.4 | 0.34 | 0.23 | 55.08 | 921.235 | 0.44
D | 4002 | 2022-10-19 | 2 | OFF | 40 | 12.77 | 0.33 | 0.03 | 0.09 | 0 | 0 | 0.02 | -0.23 | -0.23 | 0 |  | 0.4 | 0.34 | 0.23 | 53.75 | 897.818 | 0.45
D | 4002 | 2022-10-19 | 3 | OFF | 40.55 | 12.77 | 0.33 | 0.03 | 0.13 | 0 | 0 | -0.01 | -0.24 | -0.23 | 0 |  | 0.4 | 0.34 | 0.23 | 54.3 | 884.946 | 0.49
D | 4002 | 2022-10-19 | 4 | OFF | 38.19 | 12.77 | 0.33 | 0.03 | 0.12 | 0 | 0 | 0 | -0.21 | -0.23 | 0 |  | 0.4 | 0.34 | 0.23 | 51.97 | 892.01 | 0.48
D | 4002 | 2022-10-19 | 5 | OFF | 39.63 | 12.77 | 0.33 | 0.03 | 0.1 | 0 | 0 | -0.03 | -0.22 | -0.23 | 0 |  | 0.4 | 0.34 | 0.23 | 53.35 | 931.899 | 0.46
D | 4002 | 2022-10-19 | 6 | OFF | 41.36 | 12.77 | 0.33 | 0.03 | 0.11 | 0 | 0 | 0.11 | -0.28 | -0.23 | 0 |  | 0.4 | 0.34 | 0.23 | 55.17 | 1032.836 | 0.47
D | 4002 | 2022-10-19 | 7 | OFF | 56.25 | 12.77 | 0.33 | 0.03 | 0.45 | 0 | 0.16 | 0.12 | -0.06 | -0.23 | 0 |  | 0.4 | 0.34 | 0.23 | 70.79 | 1194.795 | 0.97
D | 4002 | 2022-10-19 | 8 | ON | 67.85 | 12.77 | 0.33 | 0.03 | 0.54 | 0.71 | 0 | 0.03 | -0.58 | -0.23 | 0 |  | 0.4 | 0.34 | 0.23 | 82.42 | 1286.889 | 1.61
D | 4002 | 2022-10-19 | 9 | ON | 56.09 | 12.77 | 0.33 | 0.03 | 0.25 | 0.71 | 0 | 0.06 | -0.25 | -0.23 | 0 |  | 0.4 | 0.34 | 0.23 | 70.73 | 1291.229 | 1.32
D | 4002 | 2022-10-19 | 10 | ON | 39.53 | 12.77 | 0.33 | 0.03 | 0.12 | 0.75 | 0 | 0.1 | -0.2 | -0.23 | 0 |  | 0.4 | 0.34 | 0.23 | 54.17 | 1259.993 | 1.23
D | 4002 | 2022-10-19 | 11 | ON | 9.09 | 12.77 | 0.33 | 0.03 | 0.39 | 0.78 | 0 | -0.01 | 0.12 | -0.23 | 0 |  | 0.4 | 0.34 | 0.23 | 24.24 | 1227.817 | 1.53
D | 4002 | 2022-10-19 | 12 | ON | 31.7 | 12.77 | 0.33 | 0.03 | 0.24 | 0.8 | 0 | -0.05 | -0.21 | -0.23 | 0 |  | 0.4 | 0.34 | 0.23 | 46.35 | 1204.552 | 1.4
D | 4002 | 2022-10-19 | 13 | ON | 24.61 | 12.77 | 0.33 | 0.03 | 0.45 | 0.81 | 0 | -0.07 | -0.22 | -0.23 | 0 |  | 0.4 | 0.34 | 0.23 | 39.45 | 1192.342 | 1.62
D | 4002 | 2022-10-19 | 14 | ON | 34.07 | 12.77 | 0.33 | 0.03 | 0.23 | 0.83 | 0 | 0.04 | -0.2 | -0.23 | 0 |  | 0.4 | 0.34 | 0.23 | 48.84 | 1190.286 | 1.42
D | 4002 | 2022-10-19 | 15 | ON | 38.27 | 12.77 | 0.33 | 0.03 | 0.14 | 0.83 | 0 | -0.05 | -0.19 | -0.23 | 0 |  | 0.4 | 0.34 | 0.23 | 52.87 | 1181.198 | 1.33
D | 4002 | 2022-10-19 | 16 | ON | 40.51 | 12.77 | 0.33 | 0.03 | 0.08 | 0.8 | 0 | -0.02 | -0.2 | -0.23 | 0 |  | 0.4 | 0.34 | 0.23 | 55.04 | 1193.315 | 1.24
D | 4002 | 2022-10-19 | 17 | ON | 44.71 | 12.77 | 0.33 | 0.03 | 0.11 | 0.76 | 0 | -0.01 | -0.31 | -0.23 | 0 |  | 0.4 | 0.34 | 0.23 | 59.13 | 1236.682 | 1.23
D | 4002 | 2022-10-19 | 18 | ON | 51.59 | 12.77 | 0.33 | 0.03 | 0.2 | 0.71 | 0 | 0.07 | -0.39 | -0.23 | 0 |  | 0.4 | 0.34 | 0.23 | 66.05 | 1310.12 | 1.27
D | 4002 | 2022-10-19 | 19 | ON | 49.93 | 12.77 | 0.33 | 0.03 | 0.09 | 0.68 | 0 | 0.02 | -0.64 | -0.23 | 0 |  | 0.4 | 0.34 | 0.23 | 63.95 | 1373.98 | 1.13
D | 4002 | 2022-10-19 | 20 | ON | 52.2 | 12.77 | 0.33 | 0.03 | 0.15 | 0.69 | 0 | -0.04 | -0.51 | -0.23 | 0 |  | 0.4 | 0.34 | 0.23 | 66.36 | 1349.672 | 1.2
D | 4002 | 2022-10-19 | 21 | ON | 48.03 | 12.77 | 0.33 | 0.03 | 0.13 | 0.72 | 0 | 0 | -0.35 | -0.23 | 0 |  | 0.4 | 0.34 | 0.23 | 62.4 | 1289.071 | 1.21
D | 4002 | 2022-10-19 | 22 | ON | 43.04 | 12.77 | 0.33 | 0.03 | 0.17 | 0.76 | 0 | -0.02 | -0.33 | -0.23 | 0 |  | 0.4 | 0.34 | 0.23 | 57.49 | 1199.92 | 1.29
D | 4002 | 2022-10-19 | 23 | ON | 41.03 | 12.77 | 0.33 | 0.03 | 0.19 | 0.83 | 0 | 0 | -0.3 | -0.23 | 0 |  | 0.4 | 0.34 | 0.23 | 55.62 | 1090.584 | 1.38
D | 4002 | 2022-10-19 | 24 | OFF | 37.71 | 12.77 | 0.33 | 0.03 | 0.17 | 0 | 0 | 0 | -0.3 | -0.23 | 0 |  | 0.4 | 0.34 | 0.23 | 51.45 | 1004.19 | 0.53
D | 4002 | 2022-10-20 | 1 | OFF | 40.76 | 12.77 | 1.85 | 0.18 | 0.13 | 0 | 0 | 0.05 | -0.15 | -0.23 | 0 |  | 0.4 | 0.34 | 0.23 | 56.33 | 954.323 | 2.16
D | 4002 | 2022-10-20 | 2 | OFF | 38.07 | 12.77 | 1.85 | 0.18 | 0.08 | 0 | 0 | -0.04 | -0.16 | -0.23 | 0 |  | 0.4 | 0.34 | 0.23 | 53.49 | 927.646 | 2.11
D | 4002 | 2022-10-20 | 3 | OFF | 38.31 | 12.77 | 1.85 | 0.18 | 0.07 | 0 | 0 | 0.03 | -0.13 | -0.23 | 0 |  | 0.4 | 0.34 | 0.23 | 53.82 | 916.585 | 2.1
D | 4002 | 2022-10-20 | 4 | OFF | 34.9 | 12.77 | 1.85 | 0.18 | 0.07 | 0 | 0 | 0.02 | -0.16 | -0.23 | 0 |  | 0.4 | 0.34 | 0.23 | 50.37 | 923.885 | 2.1
D | 4002 | 2022-10-20 | 5 | OFF | 36.79 | 12.77 | 1.85 | 0.18 | 0.07 | 0 | 0 | -0.03 | -0.11 | -0.23 | 0 |  | 0.4 | 0.34 | 0.23 | 52.26 | 962.109 | 2.1
D | 4002 | 2022-10-20 | 6 | OFF | 42.53 | 12.77 | 1.85 | 0.18 | 0.13 | 0 | 0 | 0.1 | -0.17 | -0.23 | 0 |  | 0.4 | 0.34 | 0.23 | 58.13 | 1063.247 | 2.16
D | 4002 | 2022-10-20 | 7 | OFF | 55.94 | 12.77 | 1.85 | 0.18 | 0.32 | 0 | 0.11 | 0.05 | -0.22 | -0.23 | 0 |  | 0.4 | 0.34 | 0.23 | 71.74 | 1219.609 | 2.46
D | 4002 | 2022-10-20 | 8 | ON | 71.61 | 12.77 | 1.85 | 0.18 | 0.52 | 0.74 | 0 | 0.02 | -0.58 | -0.23 | 0 |  | 0.4 | 0.34 | 0.23 | 87.85 | 1308.415 | 3.29
D | 4002 | 2022-10-20 | 9 | ON | 55 | 12.77 | 1.85 | 0.18 | 0.2 | 0.75 | 0 | -0.02 | -0.23 | -0.23 | 0 |  | 0.4 | 0.34 | 0.23 | 71.24 | 1312.568 | 2.98
D | 4002 | 2022-10-20 | 10 | ON | 44.65 | 12.77 | 1.85 | 0.18 | 0.23 | 0.75 | 0 | -0.04 | -0.21 | -0.23 | 0 |  | 0.4 | 0.34 | 0.23 | 60.92 | 1271.45 | 3.01
D | 4002 | 2022-10-20 | 11 | ON | 39.85 | 12.77 | 1.85 | 0.18 | 0.13 | 0.78 | 0 | -0.05 | -0.23 | -0.23 | 0 |  | 0.4 | 0.34 | 0.23 | 56.02 | 1245.477 | 2.94
D | 4002 | 2022-10-20 | 12 | ON | -27.4 | 12.77 | 1.85 | 0.18 | 0.47 | 0.84 | 0 | 0 | -0.03 | -0.23 | 0 |  | 0.4 | 0.34 | 0.23 | -10.58 | 1226.609 | 3.34
D | 4002 | 2022-10-20 | 13 | ON | 17.73 | 12.77 | 1.85 | 0.18 | 0.22 | 0.86 | 0 | 0.03 | -0.28 | -0.23 | 0 |  | 0.4 | 0.34 | 0.23 | 34.1 | 1203.907 | 3.11
D | 4002 | 2022-10-20 | 14 | ON | 39.01 | 12.77 | 1.85 | 0.18 | 0.09 | 0.86 | 0 | -0.06 | -0.27 | -0.23 | 0 |  | 0.4 | 0.34 | 0.23 | 55.17 | 1197.871 | 2.98
D | 4002 | 2022-10-20 | 15 | ON | 31.8 | 12.77 | 1.85 | 0.18 | 0.21 | 0.86 | 0 | -0.04 | -0.19 | -0.23 | 0 |  | 0.4 | 0.34 | 0.23 | 48.18 | 1186.947 | 3.1
D | 4002 | 2022-10-20 | 16 | ON | 38.98 | 12.77 | 1.85 | 0.18 | 0.12 | 0.83 | 0 | 0.01 | -0.26 | -0.23 | 0 |  | 0.4 | 0.34 | 0.23 | 55.22 | 1197.218 | 2.98
D | 4002 | 2022-10-20 | 17 | ON | 42.49 | 12.77 | 1.85 | 0.18 | 0.1 | 0.78 | 0 | 0.01 | -0.29 | -0.23 | 0 |  | 0.4 | 0.34 | 0.23 | 58.63 | 1238.789 | 2.91
D | 4002 | 2022-10-20 | 18 | ON | 52.32 | 12.77 | 1.85 | 0.18 | 0.12 | 0.73 | 0.02 | 0 | -0.29 | -0.23 | 0 |  | 0.4 | 0.34 | 0.23 | 68.44 | 1306.497 | 2.9
D | 4002 | 2022-10-20 | 19 | ON | 53.61 | 12.77 | 1.85 | 0.18 | 0.14 | 0.7 | 0 | 0.07 | -0.6 | -0.23 | 0 |  | 0.4 | 0.34 | 0.23 | 69.46 | 1372.565 | 2.87
D | 4002 | 2022-10-20 | 20 | ON | 49.98 | 12.77 | 1.85 | 0.18 | 0.13 | 0.71 | 0 | -0.05 | -0.45 | -0.23 | 0 |  | 0.4 | 0.34 | 0.23 | 65.86 | 1348.674 | 2.87
D | 4002 | 2022-10-20 | 21 | ON | 49.77 | 12.77 | 1.85 | 0.18 | 0.19 | 0.74 | 0 | -0.07 | -0.36 | -0.23 | 0 |  | 0.4 | 0.34 | 0.23 | 65.81 | 1289.974 | 2.96
D | 4002 | 2022-10-20 | 22 | ON | 43.6 | 12.77 | 1.85 | 0.18 | 0.15 | 0.78 | 0 | 0 | -0.3 | -0.23 | 0 |  | 0.4 | 0.34 | 0.23 | 59.77 | 1200.375 | 2.96
D | 4002 | 2022-10-20 | 23 | ON | 41.55 | 12.77 | 1.85 | 0.18 | 0.18 | 0.85 | 0 | -0.02 | -0.26 | -0.23 | 0 |  | 0.4 | 0.34 | 0.23 | 57.84 | 1094.797 | 3.06
D | 4002 | 2022-10-20 | 24 | OFF | 40.22 | 12.77 | 1.85 | 0.18 | 0.15 | 0 | 0 | -0.07 | -0.14 | -0.23 | 0 |  | 0.4 | 0.34 | 0.23 | 55.7 | 1007.885 | 2.18
D | 4002 | 2022-10-21 | 1 | OFF | 38.31 | 12.77 | 1.01 | 0.13 | 0.1 | 0 | 0 | 0 | -0.24 | -0.23 | 0 |  | 0.4 | 0.34 | 0.23 | 52.82 | 956.28 | 1.24
D | 4002 | 2022-10-21 | 2 | OFF | 35.61 | 12.77 | 1.01 | 0.13 | 0.09 | 0 | 0 | 0.01 | -0.26 | -0.23 | 0 |  | 0.4 | 0.34 | 0.23 | 50.1 | 929.674 | 1.23
D | 4002 | 2022-10-21 | 3 | OFF | 37.75 | 12.77 | 1.01 | 0.13 | 0.1 | 0 | 0 | -0.01 | -0.27 | -0.23 | 0 |  | 0.4 | 0.34 | 0.23 | 52.22 | 917.146 | 1.24
D | 4002 | 2022-10-21 | 4 | OFF | 37.98 | 12.77 | 1.01 | 0.13 | 0.09 | 0 | 0 | 0.03 | -0.26 | -0.23 | 0 |  | 0.4 | 0.34 | 0.23 | 52.49 | 923.915 | 1.23
D | 4002 | 2022-10-21 | 5 | OFF | 40.28 | 12.77 | 1.01 | 0.13 | 0.1 | 0 | 0 | 0.04 | -0.19 | -0.23 | 0 |  | 0.4 | 0.34 | 0.23 | 54.88 | 960.75 | 1.24
D | 4002 | 2022-10-21 | 6 | OFF | 55.23 | 12.77 | 1.01 | 0.13 | 0.23 | 0 | 0.01 | 0.04 | -0.01 | -0.23 | 0 |  | 0.4 | 0.34 | 0.23 | 70.15 | 1055.664 | 1.38
D | 4002 | 2022-10-21 | 7 | OFF | 63.16 | 12.77 | 1.01 | 0.13 | 0.4 | 0 | 0.19 | 0.04 | -0.34 | -0.23 | 0 |  | 0.4 | 0.34 | 0.23 | 78.1 | 1208.696 | 1.73
D | 4002 | 2022-10-21 | 8 | ON | 92.41 | 12.77 | 1.01 | 0.13 | 0.78 | 0.75 | 0.32 | -0.07 | -0.4 | -0.23 | 0 |  | 0.4 | 0.34 | 0.23 | 108.44 | 1304.233 | 2.99
D | 4002 | 2022-10-21 | 9 | ON | 70.17 | 12.77 | 1.01 | 0.13 | 0.51 | 0.75 | 0.06 | -0.06 | -0.06 | -0.23 | 0 |  | 0.4 | 0.34 | 0.23 | 86.02 | 1313.733 | 2.46
D | 4002 | 2022-10-21 | 10 | ON | 47.14 | 12.77 | 1.01 | 0.13 | 0.16 | 0.79 | 0.35 | -0.05 | -0.05 | -0.23 | 0 |  | 0.4 | 0.34 | 0.23 | 62.99 | 1277.434 | 2.44
D | 4002 | 2022-10-21 | 11 | ON | 38.11 | 12.77 | 1.01 | 0.13 | 0.08 | 0.83 | 0 | -0.02 | -0.25 | -0.23 | 0 |  | 0.4 | 0.34 | 0.23 | 53.4 | 1239.775 | 2.05
D | 4002 | 2022-10-21 | 12 | ON | 36.11 | 12.77 | 1.01 | 0.13 | 0.09 | 0.86 | 0 | -0.03 | -0.21 | -0.23 | 0 |  | 0.4 | 0.34 | 0.23 | 51.47 | 1206.841 | 2.09
D | 4002 | 2022-10-21 | 13 | ON | 35.99 | 12.77 | 1.01 | 0.13 | 0.07 | 0.88 | 0 | -0.04 | -0.19 | -0.23 | 0 |  | 0.4 | 0.34 | 0.23 | 51.36 | 1180.754 | 2.09
D | 4002 | 2022-10-21 | 14 | ON | 36.54 | 12.77 | 1.01 | 0.13 | 0.11 | 0.88 | 0 | 0.01 | -0.16 | -0.23 | 0 |  | 0.4 | 0.34 | 0.23 | 52.03 | 1166.697 | 2.13
D | 4002 | 2022-10-21 | 15 | ON | 37.16 | 12.77 | 1.01 | 0.13 | 0.11 | 0.95 | 0 | -0.01 | -0.2 | -0.23 | 0 |  | 0.4 | 0.34 | 0.23 | 52.66 | 1155.15 | 2.2
D | 4002 | 2022-10-21 | 16 | ON | 37.6 | 12.77 | 1.01 | 0.13 | 0.08 | 0.93 | 0 | 0.02 | -0.22 | -0.23 | 0 |  | 0.4 | 0.34 | 0.23 | 53.06 | 1163.659 | 2.15
D | 4002 | 2022-10-21 | 17 | ON | 54.8 | 12.77 | 1.01 | 0.13 | 0.21 | 0.87 | 0.01 | 0.03 | 0.2 | -0.23 | 0 |  | 0.4 | 0.34 | 0.23 | 70.77 | 1204.964 | 2.23
D | 4002 | 2022-10-21 | 18 | ON | 70.16 | 12.77 | 1.01 | 0.13 | 0.33 | 0.83 | 0.01 | 0.04 | -0.21 | -0.23 | 0 |  | 0.4 | 0.34 | 0.23 | 85.81 | 1260.941 | 2.31
D | 4002 | 2022-10-21 | 19 | ON | 61.55 | 12.77 | 1.01 | 0.13 | 0.17 | 0.8 | 0.01 | 0.02 | -0.48 | -0.23 | 0 |  | 0.4 | 0.34 | 0.23 | 76.72 | 1307.144 | 2.12
D | 4002 | 2022-10-21 | 20 | ON | 59.13 | 12.77 | 1.01 | 0.13 | 0.18 | 0.81 | 0.02 | 0.01 | -0.31 | -0.23 | 0 |  | 0.4 | 0.34 | 0.23 | 74.49 | 1277.086 | 2.15
D | 4002 | 2022-10-21 | 21 | ON | 53.85 | 12.77 | 1.01 | 0.13 | 0.24 | 0.84 | 0.17 | 0.02 | -0.21 | -0.23 | 0 |  | 0.4 | 0.34 | 0.23 | 69.56 | 1226.16 | 2.39
D | 4002 | 2022-10-21 | 22 | ON | 40.93 | 12.77 | 1.01 | 0.13 | 0.23 | 0.89 | 0 | -0.01 | -0.21 | -0.23 | 0 |  | 0.4 | 0.34 | 0.23 | 56.48 | 1156.107 | 2.26
D | 4002 | 2022-10-21 | 23 | ON | 38.84 | 12.77 | 1.01 | 0.13 | 0.14 | 0.95 | 0 | -0.02 | -0.21 | -0.23 | 0 |  | 0.4 | 0.34 | 0.23 | 54.35 | 1069.76 | 2.23
D | 4002 | 2022-10-21 | 24 | OFF | 40.41 | 12.77 | 1.01 | 0.13 | 0.12 | 0 | 0.04 | -0.04 | -0.23 | -0.23 | 0 |  | 0.4 | 0.34 | 0.23 | 54.95 | 988.845 | 1.3
D | 4002 | 2022-10-22 | 1 | OFF | 36.7 | 12.77 | 0.39 | 0.06 | 0.09 | 0 | 0 | 0.04 | -0.28 | -0.23 | 0 |  | 0.4 | 0.34 | 0.23 | 50.51 | 935.085 | 0.54
D | 4002 | 2022-10-22 | 2 | OFF | 37.69 | 12.77 | 0.39 | 0.06 | 0.07 | 0 | 0 | 0.01 | -0.23 | -0.23 | 0 |  | 0.4 | 0.34 | 0.23 | 51.5 | 903.741 | 0.52
D | 4002 | 2022-10-22 | 3 | OFF | 39.82 | 12.77 | 0.39 | 0.06 | 0.07 | 0 | 0 | -0.05 | -0.11 | -0.23 | 0 |  | 0.4 | 0.34 | 0.23 | 53.69 | 889.456 | 0.52
D | 4002 | 2022-10-22 | 4 | OFF | 39.45 | 12.77 | 0.39 | 0.06 | 0.08 | 0 | 0 | -0.03 | -0.13 | -0.23 | 0 |  | 0.4 | 0.34 | 0.23 | 53.33 | 887.004 | 0.53
D | 4002 | 2022-10-22 | 5 | OFF | 39.69 | 12.77 | 0.39 | 0.06 | 0.07 | 0 | 0 | -0.07 | -0.11 | -0.23 | 0 |  | 0.4 | 0.34 | 0.23 | 53.54 | 904.91 | 0.52
D | 4002 | 2022-10-22 | 6 | OFF | 43.44 | 12.77 | 0.39 | 0.06 | 0.67 | 0 | 0 | -0.01 | -0.22 | -0.23 | 0 |  | 0.4 | 0.34 | 0.23 | 57.84 | 949.135 | 1.12
D | 4002 | 2022-10-22 | 7 | OFF | 47.41 | 12.77 | 0.39 | 0.06 | 0.4 | 0 | 0 | 0 | 0.03 | -0.23 | 0 |  | 0.4 | 0.34 | 0.23 | 61.8 | 1024.262 | 0.85
D | 4002 | 2022-10-22 | 8 | OFF | 70.74 | 12.77 | 0.39 | 0.06 | 1.13 | 0 | 0.02 | -0.03 | -0.16 | -0.23 | 0 |  | 0.4 | 0.34 | 0.23 | 85.66 | 1104.121 | 1.6
D | 4002 | 2022-10-22 | 9 | OFF | 72.58 | 12.77 | 0.39 | 0.06 | 0.46 | 0 | 0 | 0 | -0.12 | -0.23 | 0 |  | 0.4 | 0.34 | 0.23 | 86.88 | 1154.757 | 0.91
D | 4002 | 2022-10-22 | 10 | OFF | 45.65 | 12.77 | 0.39 | 0.06 | 0.2 | 0 | 0.24 | 0.09 | 0.12 | -0.23 | 0 |  | 0.4 | 0.34 | 0.23 | 60.26 | 1147.88 | 0.89
D | 4002 | 2022-10-22 | 11 | OFF | 36.87 | 12.77 | 0.39 | 0.06 | 0.12 | 0 | 0 | 0.1 | -0.12 | -0.23 | 0 |  | 0.4 | 0.34 | 0.23 | 50.93 | 1116.695 | 0.57
D | 4002 | 2022-10-22 | 12 | OFF | 39.2 | 12.77 | 0.39 | 0.06 | 0.17 | 0 | 0 | 0.06 | -0.11 | -0.23 | 0 |  | 0.4 | 0.34 | 0.23 | 53.28 | 1082.962 | 0.62
D | 4002 | 2022-10-22 | 13 | OFF | 39.14 | 12.77 | 0.39 | 0.06 | 0.11 | 0 | 0 | -0.02 | -0.12 | -0.23 | 0 |  | 0.4 | 0.34 | 0.23 | 53.07 | 1057.208 | 0.56
D | 4002 | 2022-10-22 | 14 | OFF | 38.69 | 12.77 | 0.39 | 0.06 | 0.11 | 0 | 0 | 0.01 | -0.13 | -0.23 | 0 |  | 0.4 | 0.34 | 0.23 | 52.64 | 1042.817 | 0.56
D | 4002 | 2022-10-22 | 15 | OFF | 41.62 | 12.77 | 0.39 | 0.06 | 0.1 | 0 | 0 | -0.12 | -0.1 | -0.23 | 0 |  | 0.4 | 0.34 | 0.23 | 55.46 | 1039.68 | 0.55
D | 4002 | 2022-10-22 | 16 | OFF | 41.82 | 12.77 | 0.39 | 0.06 | 0.12 | 0 | 0 | 0.03 | -0.12 | -0.23 | 0 |  | 0.4 | 0.34 | 0.23 | 55.81 | 1061.374 | 0.57
D | 4002 | 2022-10-22 | 17 | OFF | 43.14 | 12.77 | 0.39 | 0.06 | 0.11 | 0 | 0.09 | -0.09 | 0.03 | -0.23 | 0 |  | 0.4 | 0.34 | 0.23 | 57.24 | 1112.835 | 0.65
D | 4002 | 2022-10-22 | 18 | OFF | 71.6 | 12.77 | 0.39 | 0.06 | 0.19 | 0 | 0.19 | 0.16 | -0.15 | -0.23 | 0 |  | 0.4 | 0.34 | 0.23 | 85.95 | 1172.383 | 0.83
D | 4002 | 2022-10-22 | 19 | OFF | 68.94 | 12.77 | 0.39 | 0.06 | 0.44 | 0 | 0.04 | 0.13 | -0.36 | -0.23 | 0 |  | 0.4 | 0.34 | 0.23 | 83.15 | 1218.831 | 0.93
D | 4002 | 2022-10-22 | 20 | OFF | 51.65 | 12.77 | 0.39 | 0.06 | 0.44 | 0 | 0 | -0.06 | -0.26 | -0.23 | 0 |  | 0.4 | 0.34 | 0.23 | 65.73 | 1185.764 | 0.89
D | 4002 | 2022-10-22 | 21 | OFF | 58.19 | 12.77 | 0.39 | 0.06 | 0.38 | 0 | 0.05 | -0.1 | -0.27 | -0.23 | 0 |  | 0.4 | 0.34 | 0.23 | 72.21 | 1133.771 | 0.88
D | 4002 | 2022-10-22 | 22 | OFF | 47.22 | 12.77 | 0.39 | 0.06 | 1.45 | 0 | 0.22 | -0.12 | -0.18 | -0.23 | 0 |  | 0.4 | 0.34 | 0.23 | 62.55 | 1071.328 | 2.12
D | 4002 | 2022-10-22 | 23 | OFF | 41.04 | 12.77 | 0.39 | 0.06 | 0.37 | 0 | 0.08 | -0.06 | -0.22 | -0.23 | 0 |  | 0.4 | 0.34 | 0.23 | 55.17 | 996.47 | 0.9
D | 4002 | 2022-10-22 | 24 | OFF | 41.14 | 12.77 | 0.39 | 0.06 | 0.35 | 0 | 0.15 | -0.04 | 0.01 | -0.23 | 0 |  | 0.4 | 0.34 | 0.23 | 55.57 | 927.245 | 0.95
D | 4002 | 2022-10-23 | 1 | OFF | 39.57 | 12.77 | 0.73 | 0.08 | 0.22 | 0 | 0 | 0.01 | -0.24 | -0.23 | 0 |  | 0.4 | 0.34 | 0.23 | 53.88 | 876.431 | 1.03
D | 4002 | 2022-10-23 | 2 | OFF | 36.2 | 12.77 | 0.73 | 0.08 | 0.16 | 0 | 0 | -0.03 | -0.29 | -0.23 | 0 |  | 0.4 | 0.34 | 0.23 | 50.36 | 847.781 | 0.97
D | 4002 | 2022-10-23 | 3 | OFF | 38.34 | 12.77 | 0.73 | 0.08 | 0.11 | 0 | 0 | -0.06 | -0.2 | -0.23 | 0 |  | 0.4 | 0.34 | 0.23 | 52.51 | 832.804 | 0.92
D | 4002 | 2022-10-23 | 4 | OFF | 35.72 | 12.77 | 0.73 | 0.08 | 0.12 | 0 | 0 | 0.02 | -0.16 | -0.23 | 0 |  | 0.4 | 0.34 | 0.23 | 50.02 | 829.594 | 0.93
D | 4002 | 2022-10-23 | 5 | OFF | 43.17 | 12.77 | 0.73 | 0.08 | 0.2 | 0 | 0 | 0.02 | -0.11 | -0.23 | 0 |  | 0.4 | 0.34 | 0.23 | 57.6 | 839.398 | 1.01
D | 4002 | 2022-10-23 | 6 | OFF | 44.25 | 12.77 | 0.73 | 0.08 | 0.26 | 0 | 0 | 0.17 | -0.11 | -0.23 | 0 |  | 0.4 | 0.34 | 0.23 | 58.89 | 872.121 | 1.07
D | 4002 | 2022-10-23 | 7 | OFF | 32.34 | 12.77 | 0.73 | 0.08 | 0.18 | 0 | 0 | 0.05 | -0.17 | -0.23 | 0 |  | 0.4 | 0.34 | 0.23 | 46.72 | 928.168 | 0.99
D | 4002 | 2022-10-23 | 8 | OFF | 42.72 | 12.77 | 0.73 | 0.08 | 0.31 | 0 | 0 | 0.02 | -0.05 | -0.23 | 0 |  | 0.4 | 0.34 | 0.23 | 57.32 | 999.143 | 1.12
D | 4002 | 2022-10-23 | 9 | OFF | 50.57 | 12.77 | 0.73 | 0.08 | 0.51 | 0 | 0.31 | 0.01 | -0.28 | -0.23 | 0 |  | 0.4 | 0.34 | 0.23 | 65.44 | 1074.107 | 1.63
D | 4002 | 2022-10-23 | 10 | OFF | 49.8 | 12.77 | 0.73 | 0.08 | 0.19 | 0 | 0.45 | -0.01 | -0.37 | -0.23 | 0 |  | 0.4 | 0.34 | 0.23 | 64.38 | 1113.165 | 1.45
D | 4002 | 2022-10-23 | 11 | OFF | 42.34 | 12.77 | 0.73 | 0.08 | 0.12 | 0 | 0 | 0.01 | -0.35 | -0.23 | 0 |  | 0.4 | 0.34 | 0.23 | 56.44 | 1126.167 | 0.93
D | 4002 | 2022-10-23 | 12 | OFF | 40.31 | 12.77 | 0.73 | 0.08 | 0.39 | 0 | 0 | -0.01 | -0.27 | -0.23 | 0 |  | 0.4 | 0.34 | 0.23 | 54.74 | 1133.881 | 1.2
D | 4002 | 2022-10-23 | 13 | OFF | 40.11 | 12.77 | 0.73 | 0.08 | 0.92 | 0 | 0 | 0 | -0.23 | -0.23 | 0 |  | 0.4 | 0.34 | 0.23 | 55.12 | 1139.897 | 1.73
D | 4002 | 2022-10-23 | 14 | OFF | 41.43 | 12.77 | 0.73 | 0.08 | 0.85 | 0 | 0 | -0.01 | -0.28 | -0.23 | 0 |  | 0.4 | 0.34 | 0.23 | 56.31 | 1139.004 | 1.66
D | 4002 | 2022-10-23 | 15 | OFF | 59.29 | 12.77 | 0.73 | 0.08 | 0.29 | 0 | 0.29 | -0.02 | -0.16 | -0.23 | 0 |  | 0.4 | 0.34 | 0.23 | 74.01 | 1145.571 | 1.39
D | 4002 | 2022-10-23 | 16 | OFF | 67.86 | 12.77 | 0.73 | 0.08 | 0.19 | 0 | 0.48 | -0.02 | -0.21 | -0.23 | 0 |  | 0.4 | 0.34 | 0.23 | 82.62 | 1164.647 | 1.48
D | 4002 | 2022-10-23 | 17 | OFF | 72.64 | 12.77 | 0.73 | 0.08 | 0.2 | 0 | 0.25 | 0.04 | -0.26 | -0.23 | 0 |  | 0.4 | 0.34 | 0.23 | 87.19 | 1213.756 | 1.26
D | 4002 | 2022-10-23 | 18 | OFF | 76.65 | 12.77 | 0.73 | 0.08 | 0.43 | 0 | 0.07 | 0.04 | -0.43 | -0.23 | 0 |  | 0.4 | 0.34 | 0.23 | 91.08 | 1283.932 | 1.31
D | 4002 | 2022-10-23 | 19 | OFF | 86.2 | 12.77 | 0.73 | 0.08 | 1.32 | 0 | 0.04 | 0.07 | -0.46 | -0.23 | 0 |  | 0.4 | 0.34 | 0.23 | 101.49 | 1303.201 | 2.17
D | 4002 | 2022-10-23 | 20 | OFF | 74.22 | 12.77 | 0.73 | 0.08 | 0.65 | 0 | 0.01 | -0.06 | -0.31 | -0.23 | 0 |  | 0.4 | 0.34 | 0.23 | 88.83 | 1249.684 | 1.47
D | 4002 | 2022-10-23 | 21 | OFF | 70.56 | 12.77 | 0.73 | 0.08 | 0.21 | 0 | 0.03 | -0.05 | -0.22 | -0.23 | 0 |  | 0.4 | 0.34 | 0.23 | 84.85 | 1175.486 | 1.05
D | 4002 | 2022-10-23 | 22 | OFF | 59.78 | 12.77 | 0.73 | 0.08 | 0.41 | 0 | 0.08 | 0.04 | 0.08 | -0.23 | 0 |  | 0.4 | 0.34 | 0.23 | 74.71 | 1081.942 | 1.3
D | 4002 | 2022-10-23 | 23 | OFF | 58.4 | 12.77 | 0.73 | 0.08 | 0.6 | 0 | 0.08 | -0.1 | -0.04 | -0.23 | 0 |  | 0.4 | 0.34 | 0.23 | 73.26 | 987.339 | 1.49
D | 4002 | 2022-10-23 | 24 | OFF | 43.48 | 12.77 | 0.73 | 0.08 | 0.38 | 0 | 0.02 | 0.04 | 0.03 | -0.23 | 0 |  | 0.4 | 0.34 | 0.23 | 58.27 | 911.723 | 1.21
D | 4002 | 2022-10-24 | 1 | OFF | 38.89 | 12.77 | 1 | 0.1 | 0.15 | 0 | 0 | 0.03 | -0.11 | -0.23 | 0 |  | 0.4 | 0.34 | 0.23 | 53.57 | 868.702 | 1.25
D | 4002 | 2022-10-24 | 2 | OFF | 38.34 | 12.77 | 1 | 0.1 | 0.13 | 0 | 0 | -0.01 | -0.11 | -0.23 | 0 |  | 0.4 | 0.34 | 0.23 | 52.96 | 844.588 | 1.23
D | 4002 | 2022-10-24 | 3 | OFF | 34.84 | 12.77 | 1 | 0.1 | 0.13 | 0 | 0 | 0 | -0.14 | -0.23 | 0 |  | 0.4 | 0.34 | 0.23 | 49.44 | 833.986 | 1.23
D | 4002 | 2022-10-24 | 4 | OFF | 33.33 | 12.77 | 1 | 0.1 | 0.07 | 0 | 0 | 0.06 | -0.18 | -0.23 | 0 |  | 0.4 | 0.34 | 0.23 | 47.89 | 840.515 | 1.17
D | 4002 | 2022-10-24 | 5 | OFF | 34.01 | 12.77 | 1 | 0.1 | 0.1 | 0 | 0 | 0 | -0.13 | -0.23 | 0 |  | 0.4 | 0.34 | 0.23 | 48.59 | 878.857 | 1.2
D | 4002 | 2022-10-24 | 6 | OFF | 35.28 | 12.77 | 1 | 0.1 | 0.13 | 0 | 0 | 0.1 | -0.12 | -0.23 | 0 |  | 0.4 | 0.34 | 0.23 | 50 | 974.186 | 1.23
D | 4002 | 2022-10-24 | 7 | OFF | 47.45 | 12.77 | 1 | 0.1 | 0.34 | 0 | 0 | 0.16 | -0.16 | -0.23 | 0 |  | 0.4 | 0.34 | 0.23 | 62.4 | 1125.378 | 1.44
D | 4002 | 2022-10-24 | 8 | ON | 56.88 | 12.77 | 1 | 0.1 | 0.38 | 0.8 | 0.18 | 0.08 | -0.41 | -0.23 | 0 |  | 0.4 | 0.34 | 0.23 | 72.52 | 1234.925 | 2.46
D | 4002 | 2022-10-24 | 9 | ON | 67.66 | 12.77 | 1 | 0.1 | 0.21 | 0.77 | 0.29 | 0.12 | -0.42 | -0.23 | 0 |  | 0.4 | 0.34 | 0.23 | 83.24 | 1276.507 | 2.37
D | 4002 | 2022-10-24 | 10 | ON | 61.98 | 12.77 | 1 | 0.1 | 0.27 | 0.76 | 0 | 0.21 | -0.52 | -0.23 | 0 |  | 0.4 | 0.34 | 0.23 | 77.31 | 1301.231 | 2.13
D | 4002 | 2022-10-24 | 11 | ON | 59.73 | 12.77 | 1 | 0.1 | 0.14 | 0.75 | 0 | 0.06 | -0.46 | -0.23 | 0 |  | 0.4 | 0.34 | 0.23 | 74.83 | 1318.044 | 1.99
D | 4002 | 2022-10-24 | 12 | ON | 68.14 | 12.77 | 1 | 0.1 | 0.19 | 0.74 | 0.01 | 0.06 | -0.4 | -0.23 | 0 |  | 0.4 | 0.34 | 0.23 | 83.35 | 1328.853 | 2.04
D | 4002 | 2022-10-24 | 13 | ON | 65.45 | 12.77 | 1 | 0.1 | 0.25 | 0.74 | 0.02 | 0.02 | -0.38 | -0.23 | 0 |  | 0.4 | 0.34 | 0.23 | 80.71 | 1329.221 | 2.11
D | 4002 | 2022-10-24 | 14 | ON | 68.96 | 12.77 | 1 | 0.1 | 0.18 | 0.74 | 0.02 | 0.12 | -0.48 | -0.23 | 0 |  | 0.4 | 0.34 | 0.23 | 84.15 | 1336.602 | 2.04
D | 4002 | 2022-10-24 | 15 | ON | 71.21 | 12.77 | 1 | 0.1 | 0.31 | 0.75 | 0 | 0.12 | -0.45 | -0.23 | 0 |  | 0.4 | 0.34 | 0.23 | 86.55 | 1323.287 | 2.16
D | 4002 | 2022-10-24 | 16 | ON | 68.48 | 12.77 | 1 | 0.1 | 0.12 | 0.75 | 0 | 0.07 | -0.46 | -0.23 | 0 |  | 0.4 | 0.34 | 0.23 | 83.57 | 1308.584 | 1.97
D | 4002 | 2022-10-24 | 17 | ON | 66.03 | 12.77 | 1 | 0.1 | 0.25 | 0.73 | 0.12 | 0.12 | -0.51 | -0.23 | 0 |  | 0.4 | 0.34 | 0.23 | 81.35 | 1327.216 | 2.2
D | 4002 | 2022-10-24 | 18 | ON | 68 | 12.77 | 1 | 0.1 | 0.14 | 0.71 | 0.03 | 0.11 | -0.5 | -0.23 | 0 |  | 0.4 | 0.34 | 0.23 | 83.1 | 1379.372 | 1.98
D | 4002 | 2022-10-24 | 19 | ON | 85.99 | 12.77 | 1 | 0.1 | 0.43 | 0.7 | 0.05 | -0.02 | -0.62 | -0.23 | 0 |  | 0.4 | 0.34 | 0.23 | 101.14 | 1396.373 | 2.28
D | 4002 | 2022-10-24 | 20 | ON | 78.95 | 12.77 | 1 | 0.1 | 0.4 | 0.73 | 0.01 | 0.03 | -0.37 | -0.23 | 0 |  | 0.4 | 0.34 | 0.23 | 94.36 | 1340.202 | 2.24
D | 4002 | 2022-10-24 | 21 | ON | 65.67 | 12.77 | 1 | 0.1 | 0.43 | 0.76 | 0.05 | 0.05 | -0.19 | -0.23 | 0 |  | 0.4 | 0.34 | 0.23 | 81.38 | 1261.809 | 2.34
D | 4002 | 2022-10-24 | 22 | ON | 63.16 | 12.77 | 1 | 0.1 | 0.39 | 0.82 | 0.01 | -0.03 | -0.19 | -0.23 | 0 |  | 0.4 | 0.34 | 0.23 | 78.77 | 1163.653 | 2.32
D | 4002 | 2022-10-24 | 23 | ON | 53.44 | 12.77 | 1 | 0.1 | 0.46 | 0.89 | 0 | 0.03 | -0.08 | -0.23 | 0 |  | 0.4 | 0.34 | 0.23 | 69.35 | 1059.361 | 2.45
D | 4002 | 2022-10-24 | 24 | OFF | 40.4 | 12.77 | 1 | 0.1 | 0.21 | 0 | 0 | 0.01 | -0.06 | -0.23 | 0 |  | 0.4 | 0.34 | 0.23 | 55.17 | 973.377 | 1.31
D | 4002 | 2022-10-25 | 1 | OFF | 40.59 | 12.77 | 0.87 | 0.48 | 0.08 | 0 | 0 | -0.01 | -0.14 | -0.23 | 0 |  | 0.4 | 0.34 | 0.23 | 55.38 | 917.331 | 1.43
D | 4002 | 2022-10-25 | 2 | OFF | 41.67 | 12.77 | 0.87 | 0.48 | 0.08 | 0 | 0 | 0.05 | -0.2 | -0.23 | 0 |  | 0.4 | 0.34 | 0.23 | 56.46 | 886.947 | 1.43
D | 4002 | 2022-10-25 | 3 | OFF | 42.83 | 12.77 | 0.87 | 0.48 | 0.21 | 0 | 0 | -0.05 | -0.19 | -0.23 | 0 |  | 0.4 | 0.34 | 0.23 | 57.66 | 869.963 | 1.56
D | 4002 | 2022-10-25 | 4 | OFF | 39.03 | 12.77 | 0.87 | 0.48 | 0.08 | 0 | 0 | -0.07 | -0.21 | -0.23 | 0 |  | 0.4 | 0.34 | 0.23 | 53.69 | 870.84 | 1.43
D | 4002 | 2022-10-25 | 5 | OFF | 35.77 | 12.77 | 0.87 | 0.48 | 0.12 | 0 | 0 | 0.07 | -0.21 | -0.23 | 0 |  | 0.4 | 0.34 | 0.23 | 50.61 | 900.501 | 1.47
D | 4002 | 2022-10-25 | 6 | OFF | 41.29 | 12.77 | 0.87 | 0.48 | 0.14 | 0 | 0 | 0.16 | -0.15 | -0.23 | 0 |  | 0.4 | 0.34 | 0.23 | 56.3 | 992.447 | 1.49
D | 4002 | 2022-10-25 | 7 | OFF | 46.03 | 12.77 | 0.87 | 0.48 | 0.21 | 0 | 0.18 | 0.09 | -0.06 | -0.23 | 0 |  | 0.4 | 0.34 | 0.23 | 61.31 | 1140.855 | 1.74
D | 4002 | 2022-10-25 | 8 | ON | 73.56 | 12.77 | 0.87 | 0.48 | 0.71 | 0.81 | 0.01 | 0.12 | -0.51 | -0.23 | 0 |  | 0.4 | 0.34 | 0.23 | 89.56 | 1238.744 | 2.88
D | 4002 | 2022-10-25 | 9 | ON | 56.71 | 12.77 | 0.87 | 0.48 | 0.31 | 0.79 | 0.03 | 0.05 | -0.46 | -0.23 | 0 |  | 0.4 | 0.34 | 0.23 | 72.29 | 1269.637 | 2.48
D | 4002 | 2022-10-25 | 10 | ON | 44.78 | 12.77 | 0.87 | 0.48 | 0.12 | 0.78 | 0 | 0.07 | -0.45 | -0.23 | 0 |  | 0.4 | 0.34 | 0.23 | 60.16 | 1283.153 | 2.25
D | 4002 | 2022-10-25 | 11 | ON | 43.72 | 12.77 | 0.87 | 0.48 | 0.09 | 0.78 | 0 | 0.03 | -0.44 | -0.23 | 0 |  | 0.4 | 0.34 | 0.23 | 59.04 | 1298.812 | 2.22
D | 4002 | 2022-10-25 | 12 | ON | 43.45 | 12.77 | 0.87 | 0.48 | 0.09 | 0.77 | 0 | 0.02 | -0.4 | -0.23 | 0 |  | 0.4 | 0.34 | 0.23 | 58.79 | 1303.142 | 2.21
D | 4002 | 2022-10-25 | 13 | ON | 44.18 | 12.77 | 0.87 | 0.48 | 0.09 | 0.77 | 0 | 0.02 | -0.38 | -0.23 | 0 |  | 0.4 | 0.34 | 0.23 | 59.54 | 1303.733 | 2.21
D | 4002 | 2022-10-25 | 14 | ON | 43.05 | 12.77 | 0.87 | 0.48 | 0.08 | 0.77 | 0 | 0.01 | -0.5 | -0.23 | 0 |  | 0.4 | 0.34 | 0.23 | 58.27 | 1305.442 | 2.2
D | 4002 | 2022-10-25 | 15 | ON | 43.45 | 12.77 | 0.87 | 0.48 | 0.08 | 0.77 | 0 | 0.03 | -0.51 | -0.23 | 0 |  | 0.4 | 0.34 | 0.23 | 58.68 | 1293.027 | 2.2
D | 4002 | 2022-10-25 | 16 | ON | 52.67 | 12.77 | 0.87 | 0.48 | 0.27 | 0.77 | 0.02 | 0.06 | -0.56 | -0.23 | 0 |  | 0.4 | 0.34 | 0.23 | 68.09 | 1286.185 | 2.41
D | 4002 | 2022-10-25 | 17 | ON | 60.5 | 12.77 | 0.87 | 0.48 | 0.26 | 0.75 | 0.03 | 0.05 | -0.44 | -0.23 | 0 |  | 0.4 | 0.34 | 0.23 | 76.01 | 1309.03 | 2.39
D | 4002 | 2022-10-25 | 18 | ON | 71.33 | 12.77 | 0.87 | 0.48 | 0.19 | 0.72 | 0.04 | 0.13 | -0.54 | -0.23 | 0 |  | 0.4 | 0.34 | 0.23 | 86.73 | 1365.701 | 2.3
D | 4002 | 2022-10-25 | 19 | ON | 66.94 | 12.77 | 0.87 | 0.48 | 0.27 | 0.71 | 0 | -0.03 | -0.63 | -0.23 | 0 |  | 0.4 | 0.34 | 0.23 | 82.12 | 1392.953 | 2.33
D | 4002 | 2022-10-25 | 20 | ON | 68.73 | 12.77 | 0.87 | 0.48 | 0.43 | 0.73 | 0.02 | 0 | -0.36 | -0.23 | 0 |  | 0.4 | 0.34 | 0.23 | 84.41 | 1346.213 | 2.53
D | 4002 | 2022-10-25 | 21 | ON | 70.11 | 12.77 | 0.87 | 0.48 | 0.29 | 0.76 | 0.34 | 0.07 | -0.16 | -0.23 | 0 |  | 0.4 | 0.34 | 0.23 | 86.27 | 1270.468 | 2.74
D | 4002 | 2022-10-25 | 22 | ON | 50.36 | 12.77 | 0.87 | 0.48 | 0.42 | 0.82 | 0.11 | 0.03 | -0.07 | -0.23 | 0 |  | 0.4 | 0.34 | 0.23 | 66.53 | 1173.905 | 2.7
D | 4002 | 2022-10-25 | 23 | ON | 40.1 | 12.77 | 0.87 | 0.48 | 0.18 | 0.89 | 0 | 0.09 | -0.16 | -0.23 | 0 |  | 0.4 | 0.34 | 0.23 | 55.96 | 1068.235 | 2.42
D | 4002 | 2022-10-25 | 24 | OFF | 41.67 | 12.77 | 0.87 | 0.48 | 0.13 | 0 | 0 | -0.06 | -0.08 | -0.23 | 0 |  | 0.4 | 0.34 | 0.23 | 56.52 | 980.424 | 1.48
D | 4002 | 2022-10-26 | 1 | OFF | 39.22 | 12.77 | 0.38 | 0.04 | 0.07 | 0 | 0 | 0.09 | -0.07 | -0.23 | 0 |  | 0.4 | 0.34 | 0.23 | 53.24 | 926.332 | 0.49
D | 4002 | 2022-10-26 | 2 | OFF | 38.96 | 12.77 | 0.38 | 0.04 | 0.07 | 0 | 0 | 0.05 | -0.07 | -0.23 | 0 |  | 0.4 | 0.34 | 0.23 | 52.94 | 890.89 | 0.49
D | 4002 | 2022-10-26 | 3 | OFF | 38.86 | 12.77 | 0.38 | 0.04 | 0.07 | 0 | 0 | 0.06 | -0.1 | -0.23 | 0 |  | 0.4 | 0.34 | 0.23 | 52.82 | 874.6 | 0.49
D | 4002 | 2022-10-26 | 4 | OFF | 40.4 | 12.77 | 0.38 | 0.04 | 0.07 | 0 | 0 | -0.01 | -0.14 | -0.23 | 0 |  | 0.4 | 0.34 | 0.23 | 54.25 | 875.677 | 0.49
D | 4002 | 2022-10-26 | 5 | OFF | 40.16 | 12.77 | 0.38 | 0.04 | 0.1 | 0 | 0 | 0.05 | -0.12 | -0.23 | 0 |  | 0.4 | 0.34 | 0.23 | 54.12 | 904.977 | 0.52
D | 4002 | 2022-10-26 | 6 | OFF | 41.57 | 12.77 | 0.38 | 0.04 | 0.11 | 0 | 0 | 0.08 | -0.11 | -0.23 | 0 |  | 0.4 | 0.34 | 0.23 | 55.58 | 991.696 | 0.53
D | 4002 | 2022-10-26 | 7 | OFF | 41.02 | 12.77 | 0.38 | 0.04 | 0.21 | 0 | 0 | 0.1 | -0.29 | -0.23 | 0 |  | 0.4 | 0.34 | 0.23 | 54.97 | 1141.61 | 0.63
D | 4002 | 2022-10-26 | 8 | ON | 40.83 | 12.77 | 0.38 | 0.04 | 0.15 | 0.8 | 0 | 0.03 | -0.39 | -0.23 | 0 |  | 0.4 | 0.34 | 0.23 | 55.35 | 1242.912 | 1.37
D | 4002 | 2022-10-26 | 9 | ON | 52.85 | 12.77 | 0.38 | 0.04 | 0.16 | 0.77 | 0.05 | -0.02 | -0.31 | -0.23 | 0 |  | 0.4 | 0.34 | 0.23 | 67.43 | 1281.217 | 1.4
D | 4002 | 2022-10-26 | 10 | ON | 50.72 | 12.77 | 0.38 | 0.04 | 0.11 | 0.76 | 0 | 0.02 | -0.31 | -0.23 | 0 |  | 0.4 | 0.34 | 0.23 | 65.23 | 1304.177 | 1.29
D | 4002 | 2022-10-26 | 11 | ON | 55.55 | 12.77 | 0.38 | 0.04 | 0.19 | 0.75 | 0.03 | 0.08 | -0.32 | -0.23 | 0 |  | 0.4 | 0.34 | 0.23 | 70.21 | 1325.234 | 1.39
D | 4002 | 2022-10-26 | 12 | ON | 47.06 | 12.77 | 0.38 | 0.04 | 0.22 | 0.76 | 0 | 0 | -0.33 | -0.23 | 0 |  | 0.4 | 0.34 | 0.23 | 61.64 | 1332.271 | 1.4
D | 4002 | 2022-10-26 | 13 | ON | 42.17 | 12.77 | 0.38 | 0.04 | 0.09 | 0.76 | 0 | 0.02 | -0.39 | -0.23 | 0 |  | 0.4 | 0.34 | 0.23 | 56.58 | 1330.573 | 1.27
D | 4002 | 2022-10-26 | 14 | ON | 41.42 | 12.77 | 0.38 | 0.04 | 0.12 | 0.76 | 0 | 0.03 | -0.29 | -0.23 | 0 |  | 0.4 | 0.34 | 0.23 | 55.97 | 1325.754 | 1.3
D | 4002 | 2022-10-26 | 15 | ON | 40.41 | 12.77 | 0.38 | 0.04 | 0.08 | 0.76 | 0 | 0.02 | -0.39 | -0.23 | 0 |  | 0.4 | 0.34 | 0.23 | 54.81 | 1310.141 | 1.26
D | 4002 | 2022-10-26 | 16 | ON | 44.4 | 12.77 | 0.38 | 0.04 | 0.09 | 0.76 | 0 | 0.05 | -0.36 | -0.23 | 0 |  | 0.4 | 0.34 | 0.23 | 58.87 | 1299.269 | 1.27
D | 4002 | 2022-10-26 | 17 | ON | 47.28 | 12.77 | 0.38 | 0.04 | 0.08 | 0.74 | 0 | 0.03 | -0.32 | -0.23 | 0 |  | 0.4 | 0.34 | 0.23 | 61.74 | 1317.805 | 1.24
D | 4002 | 2022-10-26 | 18 | ON | 56.77 | 12.77 | 0.38 | 0.04 | 0.14 | 0.72 | 0.03 | 0.02 | -0.3 | -0.23 | 0 |  | 0.4 | 0.34 | 0.23 | 71.31 | 1370.227 | 1.31
D | 4002 | 2022-10-26 | 19 | ON | 64.11 | 12.77 | 0.38 | 0.04 | 0.25 | 0.71 | 0 | 0.01 | -0.33 | -0.23 | 0 |  | 0.4 | 0.34 | 0.23 | 78.68 | 1392.945 | 1.38
D | 4002 | 2022-10-26 | 20 | ON | 62.34 | 12.77 | 0.38 | 0.04 | 0.22 | 0.73 | 0 | -0.01 | -0.29 | -0.23 | 0 |  | 0.4 | 0.34 | 0.23 | 76.92 | 1346.782 | 1.37
D | 4002 | 2022-10-26 | 21 | ON | 62.94 | 12.77 | 0.38 | 0.04 | 0.26 | 0.76 | 0 | 0.02 | -0.28 | -0.23 | 0 |  | 0.4 | 0.34 | 0.23 | 77.63 | 1273.431 | 1.44
D | 4002 | 2022-10-26 | 22 | ON | 60.7 | 12.77 | 0.38 | 0.04 | 0.39 | 0.81 | 0 | 0.07 | -0.19 | -0.23 | 0 |  | 0.4 | 0.34 | 0.23 | 75.71 | 1179.497 | 1.62
D | 4002 | 2022-10-26 | 23 | ON | 49.44 | 12.77 | 0.38 | 0.04 | 0.26 | 0.88 | 0 | 0.03 | -0.16 | -0.23 | 0 |  | 0.4 | 0.34 | 0.23 | 64.38 | 1077.21 | 1.56
D | 4002 | 2022-10-26 | 24 | OFF | 40.3 | 12.77 | 0.38 | 0.04 | 0.21 | 0 | 0 | 0.06 | -0.06 | -0.23 | 0 |  | 0.4 | 0.34 | 0.23 | 54.44 | 990.991 | 0.63
D | 4002 | 2022-10-27 | 1 | OFF | 48.22 | 12.77 | 0.22 | 0.11 | 0.21 | 0 | 0.04 | 0.04 | -0.06 | -0.23 | 0 |  | 0.4 | 0.34 | 0.23 | 62.29 | 937.422 | 0.58
D | 4002 | 2022-10-27 | 2 | OFF | 36.81 | 12.77 | 0.22 | 0.11 | 0.11 | 0 | 0 | 0.05 | -0.09 | -0.23 | 0 |  | 0.4 | 0.34 | 0.23 | 50.72 | 903.939 | 0.44
D | 4002 | 2022-10-27 | 3 | OFF | 33.86 | 12.77 | 0.22 | 0.11 | 0.07 | 0 | 0 | 0.07 | -0.11 | -0.23 | 0 |  | 0.4 | 0.34 | 0.23 | 47.73 | 881.06 | 0.4
D | 4002 | 2022-10-27 | 4 | OFF | 36.04 | 12.77 | 0.22 | 0.11 | 0.08 | 0 | 0 | 0.05 | -0.1 | -0.23 | 0 |  | 0.4 | 0.34 | 0.23 | 49.91 | 877.708 | 0.41
D | 4002 | 2022-10-27 | 5 | OFF | 37.83 | 12.77 | 0.22 | 0.11 | 0.09 | 0 | 0 | 0.06 | -0.09 | -0.23 | 0 |  | 0.4 | 0.34 | 0.23 | 51.73 | 902.598 | 0.42
D | 4002 | 2022-10-27 | 6 | OFF | 34.35 | 12.77 | 0.22 | 0.11 | 1.12 | 0 | 0 | 0.04 | -0.16 | -0.23 | 0 |  | 0.4 | 0.34 | 0.23 | 49.19 | 986.624 | 1.45
D | 4002 | 2022-10-27 | 7 | OFF | 38.81 | 12.77 | 0.22 | 0.11 | 0.27 | 0 | 0 | 0 | -0.27 | -0.23 | 0 |  | 0.4 | 0.34 | 0.23 | 52.65 | 1131.858 | 0.6
D | 4002 | 2022-10-27 | 8 | ON | 49.63 | 12.77 | 0.22 | 0.11 | 0.39 | 0.82 | 0.01 | 0.1 | -0.4 | -0.23 | 0 |  | 0.4 | 0.34 | 0.23 | 64.39 | 1221.45 | 1.55
D | 4002 | 2022-10-27 | 9 | ON | 40.61 | 12.77 | 0.22 | 0.11 | 0.15 | 0.81 | 0 | 0.03 | -0.21 | -0.23 | 0 |  | 0.4 | 0.34 | 0.23 | 55.23 | 1238.628 | 1.29
D | 4002 | 2022-10-27 | 10 | ON | 35.98 | 12.77 | 0.22 | 0.11 | 0.07 | 0.83 | 0 | 0.01 | -0.21 | -0.23 | 0 |  | 0.4 | 0.34 | 0.23 | 50.52 | 1233.708 | 1.23
D | 4002 | 2022-10-27 | 11 | ON | 37.56 | 12.77 | 0.22 | 0.11 | 0.08 | 0.85 | 0 | 0 | -0.24 | -0.23 | 0 |  | 0.4 | 0.34 | 0.23 | 52.09 | 1223.331 | 1.26
D | 4002 | 2022-10-27 | 12 | ON | 34.39 | 12.77 | 0.22 | 0.11 | 0.07 | 0.87 | 0 | 0.08 | -0.21 | -0.23 | 0 |  | 0.4 | 0.34 | 0.23 | 49.04 | 1199.249 | 1.27
D | 4002 | 2022-10-27 | 13 | ON | 32.91 | 12.77 | 0.22 | 0.11 | 0.07 | 0.89 | 0 | 0.02 | -0.23 | -0.23 | 0 |  | 0.4 | 0.34 | 0.23 | 47.5 | 1179.613 | 1.29
D | 4002 | 2022-10-27 | 14 | ON | 34.79 | 12.77 | 0.22 | 0.11 | 0.09 | 0.89 | 0 | 0.02 | -0.24 | -0.23 | 0 |  | 0.4 | 0.34 | 0.23 | 49.39 | 1175.441 | 1.31
D | 4002 | 2022-10-27 | 15 | ON | 35.1 | 12.77 | 0.22 | 0.11 | 0.07 | 0.89 | 0 | 0.01 | -0.23 | -0.23 | 0 |  | 0.4 | 0.34 | 0.23 | 49.68 | 1170.094 | 1.29
D | 4002 | 2022-10-27 | 16 | ON | 37.05 | 12.77 | 0.22 | 0.11 | 0.07 | 0.86 | 0 | 0.06 | -0.27 | -0.23 | 0 |  | 0.4 | 0.34 | 0.23 | 51.61 | 1185.242 | 1.26
D | 4002 | 2022-10-27 | 17 | ON | 36.99 | 12.77 | 0.22 | 0.11 | 0.07 | 0.81 | 0 | 0 | -0.19 | -0.23 | 0 |  | 0.4 | 0.34 | 0.23 | 51.52 | 1221.71 | 1.21
D | 4002 | 2022-10-27 | 18 | ON | 46.41 | 12.77 | 0.22 | 0.11 | 0.06 | 0.77 | 0.05 | -0.01 | -0.23 | -0.23 | 0 |  | 0.4 | 0.34 | 0.23 | 60.89 | 1285.197 | 1.21
D | 4002 | 2022-10-27 | 19 | ON | 59.92 | 12.77 | 0.22 | 0.11 | 0.15 | 0.74 | 0.38 | -0.01 | -0.38 | -0.23 | 0 |  | 0.4 | 0.34 | 0.23 | 74.64 | 1338.811 | 1.6
D | 4002 | 2022-10-27 | 20 | ON | 57.23 | 12.77 | 0.22 | 0.11 | 0.26 | 0.76 | 0.15 | -0.11 | -0.3 | -0.23 | 0 |  | 0.4 | 0.34 | 0.23 | 71.83 | 1307.2 | 1.5
D | 4002 | 2022-10-27 | 21 | ON | 51.63 | 12.77 | 0.22 | 0.11 | 0.14 | 0.79 | 0.24 | -0.05 | -0.17 | -0.23 | 0 |  | 0.4 | 0.34 | 0.23 | 66.42 | 1246.015 | 1.5
D | 4002 | 2022-10-27 | 22 | ON | 40.11 | 12.77 | 0.22 | 0.11 | 0.16 | 0.84 | 0 | -0.02 | -0.19 | -0.23 | 0 |  | 0.4 | 0.34 | 0.23 | 54.74 | 1161.91 | 1.33
D | 4002 | 2022-10-27 | 23 | ON | 37.99 | 12.77 | 0.22 | 0.11 | 0.12 | 0.92 | 0 | -0.03 | -0.22 | -0.23 | 0 |  | 0.4 | 0.34 | 0.23 | 52.62 | 1058.331 | 1.37
D | 4002 | 2022-10-27 | 24 | OFF | 37.94 | 12.77 | 0.22 | 0.11 | 0.48 | 0 | 0 | -0.02 | -0.18 | -0.23 | 0 |  | 0.4 | 0.34 | 0.23 | 52.06 | 975.728 | 0.81
D | 4002 | 2022-10-28 | 1 | OFF | 37.23 | 12.77 | 0.58 | 0.06 | 0.11 | 0 | 0 | -0.02 | -0.17 | -0.23 | 0 |  | 0.4 | 0.34 | 0.23 | 51.3 | 925.622 | 0.75
D | 4002 | 2022-10-28 | 2 | OFF | 35.67 | 12.77 | 0.58 | 0.06 | 0.07 | 0 | 0 | 0.02 | -0.2 | -0.23 | 0 |  | 0.4 | 0.34 | 0.23 | 49.71 | 894.631 | 0.71
D | 4002 | 2022-10-28 | 3 | OFF | 35.65 | 12.77 | 0.58 | 0.06 | 0.06 | 0 | 0 | -0.04 | -0.21 | -0.23 | 0 |  | 0.4 | 0.34 | 0.23 | 49.61 | 882.253 | 0.7
D | 4002 | 2022-10-28 | 4 | OFF | 35.45 | 12.77 | 0.58 | 0.06 | 0.08 | 0 | 0 | 0.05 | -0.19 | -0.23 | 0 |  | 0.4 | 0.34 | 0.23 | 49.54 | 888.608 | 0.72
D | 4002 | 2022-10-28 | 5 | OFF | 36.9 | 12.77 | 0.58 | 0.06 | 0.09 | 0 | 0 | 0.02 | -0.19 | -0.23 | 0 |  | 0.4 | 0.34 | 0.23 | 50.97 | 926.39 | 0.73
D | 4002 | 2022-10-28 | 6 | OFF | 42.67 | 12.77 | 0.58 | 0.06 | 0.18 | 0 | 0.2 | 0.1 | -0.02 | -0.23 | 0 |  | 0.4 | 0.34 | 0.23 | 57.28 | 1024.034 | 1.02
D | 4002 | 2022-10-28 | 7 | OFF | 52.03 | 12.77 | 0.58 | 0.06 | 0.34 | 0 | 0.56 | 0.05 | -0.5 | -0.23 | 0 |  | 0.4 | 0.34 | 0.23 | 66.63 | 1178.631 | 1.54
D | 4002 | 2022-10-28 | 8 | ON | 61.18 | 12.77 | 0.58 | 0.06 | 0.28 | 0.79 | 0 | -0.02 | -0.43 | -0.23 | 0 |  | 0.4 | 0.34 | 0.23 | 75.95 | 1273.52 | 1.71
D | 4002 | 2022-10-28 | 9 | ON | 60.64 | 12.77 | 0.58 | 0.06 | 0.28 | 0.79 | 0.02 | 0 | -0.13 | -0.23 | 0 |  | 0.4 | 0.34 | 0.23 | 75.75 | 1288.455 | 1.73
D | 4002 | 2022-10-28 | 10 | ON | 41.25 | 12.77 | 0.58 | 0.06 | 0.15 | 0.82 | 0 | -0.02 | -0.18 | -0.23 | 0 |  | 0.4 | 0.34 | 0.23 | 56.17 | 1263.061 | 1.61
D | 4002 | 2022-10-28 | 11 | ON | 40.59 | 12.77 | 0.58 | 0.06 | 0.07 | 0.85 | 0 | -0.07 | -0.18 | -0.23 | 0 |  | 0.4 | 0.34 | 0.23 | 55.41 | 1237.556 | 1.56
D | 4002 | 2022-10-28 | 12 | ON | 39.23 | 12.77 | 0.58 | 0.06 | 0.07 | 0.87 | 0 | -0.07 | -0.14 | -0.23 | 0 |  | 0.4 | 0.34 | 0.23 | 54.11 | 1212.584 | 1.58
D | 4002 | 2022-10-28 | 13 | ON | 40.62 | 12.77 | 0.58 | 0.06 | 0.05 | 0.89 | 0 | -0.06 | -0.14 | -0.23 | 0 |  | 0.4 | 0.34 | 0.23 | 55.51 | 1183.018 | 1.58
D | 4002 | 2022-10-28 | 14 | ON | 40.03 | 12.77 | 0.58 | 0.06 | 0.05 | 0.9 | 0 | 0.01 | -0.15 | -0.23 | 0 |  | 0.4 | 0.34 | 0.23 | 54.99 | 1164.577 | 1.59
D | 4002 | 2022-10-28 | 15 | ON | 37.77 | 12.77 | 0.58 | 0.06 | 0.08 | 0.9 | 0 | 0.08 | -0.14 | -0.23 | 0 |  | 0.4 | 0.34 | 0.23 | 52.84 | 1154.74 | 1.62
D | 4002 | 2022-10-28 | 16 | ON | 41.08 | 12.77 | 0.58 | 0.06 | 0.28 | 0.88 | 0 | 0.06 | -0.15 | -0.23 | 0 |  | 0.4 | 0.34 | 0.23 | 56.3 | 1163.641 | 1.8
D | 4002 | 2022-10-28 | 17 | ON | 53.8 | 12.77 | 0.58 | 0.06 | 0.16 | 0.83 | 0.09 | -0.05 | 0.04 | -0.23 | 0 |  | 0.4 | 0.34 | 0.23 | 69.02 | 1209.393 | 1.72
D | 4002 | 2022-10-28 | 18 | ON | 75.54 | 12.77 | 0.58 | 0.06 | 0.62 | 0.78 | 0.2 | -0.06 | -0.24 | -0.23 | 0 |  | 0.4 | 0.34 | 0.23 | 90.99 | 1276.278 | 2.24
D | 4002 | 2022-10-28 | 19 | ON | 73.74 | 12.77 | 0.58 | 0.06 | 0.46 | 0.76 | 0 | 0.06 | -0.39 | -0.23 | 0 |  | 0.4 | 0.34 | 0.23 | 88.78 | 1317.368 | 1.86
D | 4002 | 2022-10-28 | 20 | ON | 66.22 | 12.77 | 0.58 | 0.06 | 0.21 | 0.77 | 0.04 | -0.03 | -0.41 | -0.23 | 0 |  | 0.4 | 0.34 | 0.23 | 80.95 | 1285.521 | 1.66
D | 4002 | 2022-10-28 | 21 | ON | 64.73 | 12.77 | 0.58 | 0.06 | 0.22 | 0.8 | 0 | -0.07 | -0.37 | -0.23 | 0 |  | 0.4 | 0.34 | 0.23 | 79.46 | 1238.891 | 1.66
D | 4002 | 2022-10-28 | 22 | ON | 64.85 | 12.77 | 0.58 | 0.06 | 0.39 | 0.84 | 0.01 | -0.04 | -0.31 | -0.23 | 0 |  | 0.4 | 0.34 | 0.23 | 79.89 | 1175.117 | 1.88
D | 4002 | 2022-10-28 | 23 | ON | 62.61 | 12.77 | 0.58 | 0.06 | 1.15 | 0.89 | 0 | -0.08 | -0.2 | -0.23 | 0 |  | 0.4 | 0.34 | 0.23 | 78.52 | 1087.64 | 2.68
D | 4002 | 2022-10-28 | 24 | OFF | 56.59 | 12.77 | 0.58 | 0.06 | 0.52 | 0 | 0 | 0.02 | -0.05 | -0.23 | 0 |  | 0.4 | 0.34 | 0.23 | 71.23 | 1005.916 | 1.16
D | 4002 | 2022-10-29 | 1 | OFF | 56.73 | 12.77 | 0.72 | 0.07 | 0.16 | 0 | 0.42 | -0.08 | -0.26 | -0.23 | 0 |  | 0.4 | 0.34 | 0.23 | 71.27 | 951.411 | 1.37
D | 4002 | 2022-10-29 | 2 | OFF | 45.22 | 12.77 | 0.72 | 0.07 | 0.11 | 0 | 0.04 | -0.01 | -0.27 | -0.23 | 0 |  | 0.4 | 0.34 | 0.23 | 59.39 | 927.707 | 0.94
D | 4002 | 2022-10-29 | 3 | OFF | 44.14 | 12.77 | 0.72 | 0.07 | 0.17 | 0 | 0 | 0 | -0.22 | -0.23 | 0 |  | 0.4 | 0.34 | 0.23 | 58.39 | 912.005 | 0.96
D | 4002 | 2022-10-29 | 4 | OFF | 41.9 | 12.77 | 0.72 | 0.07 | 0.13 | 0 | 0 | 0.06 | -0.25 | -0.23 | 0 |  | 0.4 | 0.34 | 0.23 | 56.14 | 912.962 | 0.92
D | 4002 | 2022-10-29 | 5 | OFF | 44.46 | 12.77 | 0.72 | 0.07 | 0.09 | 0 | 0 | 0 | -0.24 | -0.23 | 0 |  | 0.4 | 0.34 | 0.23 | 58.61 | 930.783 | 0.88
D | 4002 | 2022-10-29 | 6 | OFF | 51.93 | 12.77 | 0.72 | 0.07 | 0.14 | 0 | 0 | 0.09 | -0.23 | -0.23 | 0 |  | 0.4 | 0.34 | 0.23 | 66.23 | 975.51 | 0.93
D | 4002 | 2022-10-29 | 7 | OFF | 71.03 | 12.77 | 0.72 | 0.07 | 1.43 | 0 | 0.16 | 0.02 | -0.24 | -0.23 | 0 |  | 0.4 | 0.34 | 0.23 | 86.7 | 1050.405 | 2.38
D | 4002 | 2022-10-29 | 8 | OFF | 81.59 | 12.77 | 0.72 | 0.07 | 2.17 | 0 | 0.01 | 0.13 | -0.27 | -0.23 | 0 |  | 0.4 | 0.34 | 0.23 | 97.93 | 1138.863 | 2.97
D | 4002 | 2022-10-29 | 9 | OFF | 61.11 | 12.77 | 0.72 | 0.07 | 0.51 | 0 | 0 | 0.11 | -0.2 | -0.23 | 0 |  | 0.4 | 0.34 | 0.23 | 75.83 | 1195.855 | 1.3
D | 4002 | 2022-10-29 | 10 | OFF | 47.51 | 12.77 | 0.72 | 0.07 | 0.2 | 0 | 0 | -0.04 | -0.15 | -0.23 | 0 |  | 0.4 | 0.34 | 0.23 | 61.82 | 1198.302 | 0.99
D | 4002 | 2022-10-29 | 11 | OFF | 38.88 | 12.77 | 0.72 | 0.07 | 0.14 | 0 | 0 | 0.07 | -0.13 | -0.23 | 0 |  | 0.4 | 0.34 | 0.23 | 53.26 | 1163.284 | 0.93
D | 4002 | 2022-10-29 | 12 | OFF | 36.16 | 12.77 | 0.72 | 0.07 | 0.09 | 0 | 0 | -0.02 | -0.14 | -0.23 | 0 |  | 0.4 | 0.34 | 0.23 | 50.39 | 1125.74 | 0.88
D | 4002 | 2022-10-29 | 13 | OFF | 35.83 | 12.77 | 0.72 | 0.07 | 0.08 | 0 | 0 | -0.03 | -0.15 | -0.23 | 0 |  | 0.4 | 0.34 | 0.23 | 50.03 | 1091.744 | 0.87
D | 4002 | 2022-10-29 | 14 | OFF | 33.53 | 12.77 | 0.72 | 0.07 | 0.07 | 0 | 0 | -0.01 | -0.13 | -0.23 | 0 |  | 0.4 | 0.34 | 0.23 | 47.76 | 1063.449 | 0.86
D | 4002 | 2022-10-29 | 15 | OFF | 32.46 | 12.77 | 0.72 | 0.07 | 0.07 | 0 | 0 | 0.01 | -0.15 | -0.23 | 0 |  | 0.4 | 0.34 | 0.23 | 46.69 | 1054.63 | 0.86
D | 4002 | 2022-10-29 | 16 | OFF | 37.61 | 12.77 | 0.72 | 0.07 | 0.1 | 0 | 0 | -0.06 | -0.14 | -0.23 | 0 |  | 0.4 | 0.34 | 0.23 | 51.81 | 1072.003 | 0.89
D | 4002 | 2022-10-29 | 17 | OFF | 49.05 | 12.77 | 0.72 | 0.07 | 0.16 | 0 | 0.05 | -0.01 | 0.26 | -0.23 | 0 |  | 0.4 | 0.34 | 0.23 | 63.81 | 1129.562 | 1
D | 4002 | 2022-10-29 | 18 | OFF | 63.92 | 12.77 | 0.72 | 0.07 | 0.3 | 0 | 0 | 0.13 | -0.32 | -0.23 | 0 |  | 0.4 | 0.34 | 0.23 | 78.33 | 1200.528 | 1.09
D | 4002 | 2022-10-29 | 19 | OFF | 63.2 | 12.77 | 0.72 | 0.07 | 0.36 | 0 | 0 | 0.06 | -0.35 | -0.23 | 0 |  | 0.4 | 0.34 | 0.23 | 77.57 | 1243.364 | 1.15
D | 4002 | 2022-10-29 | 20 | OFF | 58.8 | 12.77 | 0.72 | 0.07 | 0.26 | 0 | 0.01 | 0.01 | -0.28 | -0.23 | 0 |  | 0.4 | 0.34 | 0.23 | 73.1 | 1203.492 | 1.06
D | 4002 | 2022-10-29 | 21 | OFF | 59.78 | 12.77 | 0.72 | 0.07 | 0.22 | 0 | 0.11 | -0.02 | -0.27 | -0.23 | 0 |  | 0.4 | 0.34 | 0.23 | 74.12 | 1158.159 | 1.12
D | 4002 | 2022-10-29 | 22 | OFF | 54.25 | 12.77 | 0.72 | 0.07 | 0.39 | 0 | 0.03 | 0.02 | -0.17 | -0.23 | 0 |  | 0.4 | 0.34 | 0.23 | 68.82 | 1097.681 | 1.21
D | 4002 | 2022-10-29 | 23 | OFF | 62.4 | 12.77 | 0.72 | 0.07 | 0.7 | 0 | 0.3 | -0.05 | -0.16 | -0.23 | 0 |  | 0.4 | 0.34 | 0.23 | 77.49 | 1028.686 | 1.79
D | 4002 | 2022-10-29 | 24 | OFF | 46.3 | 12.77 | 0.72 | 0.07 | 0.49 | 0 | 0.04 | 0 | -0.2 | -0.23 | 0 |  | 0.4 | 0.34 | 0.23 | 60.93 | 966.754 | 1.32
D | 4002 | 2022-10-30 | 1 | OFF | 34.12 | 12.77 | 1.16 | 0.04 | 0.14 | 0 | 0 | 0 | -0.13 | -0.23 | 0 |  | 0.4 | 0.34 | 0.23 | 48.84 | 918.433 | 1.34
D | 4002 | 2022-10-30 | 2 | OFF | 34.25 | 12.77 | 1.16 | 0.04 | 0.09 | 0 | 0 | 0.03 | -0.16 | -0.23 | 0 |  | 0.4 | 0.34 | 0.23 | 48.92 | 894.32 | 1.29
D | 4002 | 2022-10-30 | 3 | OFF | 57.09 | 12.77 | 1.16 | 0.04 | 0.42 | 0 | 0.6 | -0.04 | -0.04 | -0.23 | 0 |  | 0.4 | 0.34 | 0.23 | 72.74 | 880.609 | 2.22
D | 4002 | 2022-10-30 | 4 | OFF | 36.11 | 12.77 | 1.16 | 0.04 | 0.17 | 0 | 0 | 0.04 | -0.14 | -0.23 | 0 |  | 0.4 | 0.34 | 0.23 | 50.89 | 879.793 | 1.37
D | 4002 | 2022-10-30 | 5 | OFF | 37.48 | 12.77 | 1.16 | 0.04 | 0.1 | 0 | 0 | -0.01 | -0.11 | -0.23 | 0 |  | 0.4 | 0.34 | 0.23 | 52.17 | 890.884 | 1.3
D | 4002 | 2022-10-30 | 6 | OFF | 34.31 | 12.77 | 1.16 | 0.04 | 0.18 | 0 | 0 | 0.07 | -0.18 | -0.23 | 0 |  | 0.4 | 0.34 | 0.23 | 49.09 | 926.942 | 1.38
D | 4002 | 2022-10-30 | 7 | OFF | 32.67 | 12.77 | 1.16 | 0.04 | 0.16 | 0 | 0 | -0.03 | -0.16 | -0.23 | 0 |  | 0.4 | 0.34 | 0.23 | 47.35 | 985.043 | 1.36
D | 4002 | 2022-10-30 | 8 | OFF | 36.84 | 12.77 | 1.16 | 0.04 | 0.21 | 0 | 0 | 0.01 | -0.18 | -0.23 | 0 |  | 0.4 | 0.34 | 0.23 | 51.59 | 1058.455 | 1.41
D | 4002 | 2022-10-30 | 9 | OFF | 50.46 | 12.77 | 1.16 | 0.04 | 0.2 | 0 | 0.29 | -0.04 | -0.15 | -0.23 | 0 |  | 0.4 | 0.34 | 0.23 | 65.47 | 1118.755 | 1.69
D | 4002 | 2022-10-30 | 10 | OFF | 33.2 | 12.77 | 1.16 | 0.04 | 0.11 | 0 | 0 | 0.1 | -0.15 | -0.23 | 0 |  | 0.4 | 0.34 | 0.23 | 47.97 | 1123.241 | 1.31
D | 4002 | 2022-10-30 | 11 | OFF | 34.46 | 12.77 | 1.16 | 0.04 | 0.11 | 0 | 0 | 0 | -0.16 | -0.23 | 0 |  | 0.4 | 0.34 | 0.23 | 49.12 | 1102.656 | 1.31
D | 4002 | 2022-10-30 | 12 | OFF | 37.63 | 12.77 | 1.16 | 0.04 | 0.13 | 0 | 0 | 0.01 | -0.16 | -0.23 | 0 |  | 0.4 | 0.34 | 0.23 | 52.32 | 1085.489 | 1.33
D | 4002 | 2022-10-30 | 13 | OFF | 48.91 | 12.77 | 1.16 | 0.04 | 0.37 | 0 | 0.51 | -0.03 | -0.16 | -0.23 | 0 |  | 0.4 | 0.34 | 0.23 | 64.31 | 1075.515 | 2.08
D | 4002 | 2022-10-30 | 14 | OFF | 40.33 | 12.77 | 1.16 | 0.04 | 0.16 | 0 | 0 | -0.01 | -0.15 | -0.23 | 0 |  | 0.4 | 0.34 | 0.23 | 55.04 | 1059.372 | 1.36
D | 4002 | 2022-10-30 | 15 | OFF | 38.09 | 12.77 | 1.16 | 0.04 | 0.09 | 0 | 0 | -0.04 | -0.1 | -0.23 | 0 |  | 0.4 | 0.34 | 0.23 | 52.75 | 1062.909 | 1.29
D | 4002 | 2022-10-30 | 16 | OFF | 34.8 | 12.77 | 1.16 | 0.04 | 0.08 | 0 | 0 | 0.01 | -0.15 | -0.23 | 0 |  | 0.4 | 0.34 | 0.23 | 49.45 | 1088.13 | 1.28
D | 4002 | 2022-10-30 | 17 | OFF | 50.54 | 12.77 | 1.16 | 0.04 | 0.13 | 0 | 0.17 | -0.06 | 0.23 | -0.23 | 0 |  | 0.4 | 0.34 | 0.23 | 65.72 | 1151.33 | 1.5
D | 4002 | 2022-10-30 | 18 | OFF | 66.33 | 12.77 | 1.16 | 0.04 | 0.33 | 0 | 0.04 | -0.01 | -0.42 | -0.23 | 0 |  | 0.4 | 0.34 | 0.23 | 80.98 | 1225.637 | 1.57
D | 4002 | 2022-10-30 | 19 | OFF | 65.03 | 12.77 | 1.16 | 0.04 | 0.32 | 0 | 0.01 | 0.02 | -0.45 | -0.23 | 0 |  | 0.4 | 0.34 | 0.23 | 79.64 | 1276.511 | 1.53
D | 4002 | 2022-10-30 | 20 | OFF | 53.21 | 12.77 | 1.16 | 0.04 | 0.16 | 0 | 0 | 0.02 | -0.35 | -0.23 | 0 |  | 0.4 | 0.34 | 0.23 | 67.75 | 1238.981 | 1.36
D | 4002 | 2022-10-30 | 21 | OFF | 46.12 | 12.77 | 1.16 | 0.04 | 0.08 | 0 | 0 | -0.03 | -0.35 | -0.23 | 0 |  | 0.4 | 0.34 | 0.23 | 60.53 | 1177.469 | 1.28
D | 4002 | 2022-10-30 | 22 | OFF | 41.87 | 12.77 | 1.16 | 0.04 | 0.17 | 0 | 0 | -0.01 | -0.26 | -0.23 | 0 |  | 0.4 | 0.34 | 0.23 | 56.48 | 1092.65 | 1.37
D | 4002 | 2022-10-30 | 23 | OFF | 38.04 | 12.77 | 1.16 | 0.04 | 0.16 | 0 | 0 | -0.03 | -0.2 | -0.23 | 0 |  | 0.4 | 0.34 | 0.23 | 52.68 | 1005.095 | 1.36
D | 4002 | 2022-10-30 | 24 | OFF | 33.95 | 12.77 | 1.16 | 0.04 | 0.12 | 0 | 0 | 0.04 | -0.18 | -0.23 | 0 |  | 0.4 | 0.34 | 0.23 | 48.64 | 934.879 | 1.32
D | 4002 | 2022-10-31 | 1 | OFF | 37.36 | 12.77 | 0.59 | 0.04 | 0.12 | 0 | 0 | -0.08 | -0.14 | -0.23 | 0 |  | 0.4 | 0.34 | 0.23 | 51.4 | 896.298 | 0.75
D | 4002 | 2022-10-31 | 2 | OFF | 41.44 | 12.77 | 0.59 | 0.04 | 0.19 | 0 | 0 | -0.01 | -0.09 | -0.23 | 0 |  | 0.4 | 0.34 | 0.23 | 55.67 | 876.433 | 0.82
D | 4002 | 2022-10-31 | 3 | OFF | 36.96 | 12.77 | 0.59 | 0.04 | 0.13 | 0 | 0 | 0 | -0.13 | -0.23 | 0 |  | 0.4 | 0.34 | 0.23 | 51.1 | 872.138 | 0.76
D | 4002 | 2022-10-31 | 4 | OFF | 40.5 | 12.77 | 0.59 | 0.04 | 0.12 | 0 | 0 | -0.1 | -0.13 | -0.23 | 0 |  | 0.4 | 0.34 | 0.23 | 54.53 | 884.558 | 0.75
D | 4002 | 2022-10-31 | 5 | OFF | 39.04 | 12.77 | 0.59 | 0.04 | 0.09 | 0 | 0 | 0.01 | -0.07 | -0.23 | 0 |  | 0.4 | 0.34 | 0.23 | 53.21 | 927.328 | 0.72
D | 4002 | 2022-10-31 | 6 | OFF | 42.85 | 12.77 | 0.59 | 0.04 | 0.13 | 0 | 0.02 | 0.07 | -0.04 | -0.23 | 0 |  | 0.4 | 0.34 | 0.23 | 57.17 | 1032.611 | 0.78
D | 4002 | 2022-10-31 | 7 | OFF | 61.1 | 12.77 | 0.59 | 0.04 | 0.57 | 0 | 0.02 | 0.14 | 0.04 | -0.23 | 0 |  | 0.4 | 0.34 | 0.23 | 76.01 | 1193.911 | 1.22
D | 4002 | 2022-10-31 | 8 | ON | 79.3 | 12.77 | 0.59 | 0.04 | 1.13 | 0.78 | 0.01 | -0.13 | -0.42 | -0.23 | 0 |  | 0.4 | 0.34 | 0.23 | 94.81 | 1294.966 | 2.55
D | 4002 | 2022-10-31 | 9 | ON | 56.2 | 12.77 | 0.59 | 0.04 | 0.37 | 0.78 | 0 | -0.09 | -0.3 | -0.23 | 0 |  | 0.4 | 0.34 | 0.23 | 71.1 | 1304.924 | 1.78
D | 4002 | 2022-10-31 | 10 | ON | 42.85 | 12.77 | 0.59 | 0.04 | 0.16 | 0.81 | 0 | 0.02 | -0.42 | -0.23 | 0 |  | 0.4 | 0.34 | 0.23 | 57.56 | 1275.64 | 1.6
D | 4002 | 2022-10-31 | 11 | ON | 40.41 | 12.77 | 0.59 | 0.04 | 0.12 | 0.83 | 0 | -0.01 | -0.4 | -0.23 | 0 |  | 0.4 | 0.34 | 0.23 | 55.09 | 1247.324 | 1.58
D | 4002 | 2022-10-31 | 12 | ON | 40.82 | 12.77 | 0.59 | 0.04 | 0.3 | 0.84 | 0 | -0.06 | -0.43 | -0.23 | 0 |  | 0.4 | 0.34 | 0.23 | 55.61 | 1228.259 | 1.77
D | 4002 | 2022-10-31 | 13 | ON | 42.84 | 12.77 | 0.59 | 0.04 | 0.31 | 0.84 | 0 | -0.01 | -0.33 | -0.23 | 0 |  | 0.4 | 0.34 | 0.23 | 57.79 | 1220.009 | 1.78
D | 4002 | 2022-10-31 | 14 | ON | 45.34 | 12.77 | 0.59 | 0.04 | 0.1 | 0.83 | 0 | -0.06 | -0.28 | -0.23 | 0 |  | 0.4 | 0.34 | 0.23 | 60.07 | 1234.175 | 1.56
D | 4002 | 2022-10-31 | 15 | ON | 46.41 | 12.77 | 0.59 | 0.04 | 0.16 | 0.83 | 0 | 0.01 | -0.28 | -0.23 | 0 |  | 0.4 | 0.34 | 0.23 | 61.27 | 1227.249 | 1.62
D | 4002 | 2022-10-31 | 16 | ON | 47.51 | 12.77 | 0.59 | 0.04 | 0.18 | 0.81 | 0 | 0.04 | -0.26 | -0.23 | 0 |  | 0.4 | 0.34 | 0.23 | 62.42 | 1237.793 | 1.62
D | 4002 | 2022-10-31 | 17 | ON | 67.44 | 12.77 | 0.59 | 0.04 | 0.23 | 0.78 | 0.01 | 0.1 | -0.35 | -0.23 | 0 |  | 0.4 | 0.34 | 0.23 | 82.35 | 1263.734 | 1.65
D | 4002 | 2022-10-31 | 18 | ON | 46.57 | 12.77 | 0.59 | 0.04 | 0.17 | 0.76 | 0 | 0.1 | -0.53 | -0.23 | 0 |  | 0.4 | 0.34 | 0.23 | 61.21 | 1292.575 | 1.56
D | 4002 | 2022-10-31 | 19 | ON | 46.33 | 12.77 | 0.59 | 0.04 | 0.3 | 0.76 | 0 | -0.05 | -0.5 | -0.23 | 0 |  | 0.4 | 0.34 | 0.23 | 60.98 | 1291.32 | 1.69
D | 4002 | 2022-10-31 | 20 | ON | 43.88 | 12.77 | 0.59 | 0.04 | 0.15 | 0.79 | 0 | -0.06 | -0.4 | -0.23 | 0 |  | 0.4 | 0.34 | 0.23 | 58.5 | 1257.297 | 1.57
D | 4002 | 2022-10-31 | 21 | ON | 46.39 | 12.77 | 0.59 | 0.04 | 0.11 | 0.81 | 0 | -0.02 | -0.38 | -0.23 | 0 |  | 0.4 | 0.34 | 0.23 | 61.05 | 1220.882 | 1.55
D | 4002 | 2022-10-31 | 22 | ON | 44.94 | 12.77 | 0.59 | 0.04 | 0.31 | 0.85 | 0 | 0 | -0.29 | -0.23 | 0 |  | 0.4 | 0.34 | 0.23 | 59.95 | 1144.941 | 1.79
D | 4002 | 2022-10-31 | 23 | ON | 44.28 | 12.77 | 0.59 | 0.04 | 0.2 | 0.92 | 0.1 | -0.07 | -0.24 | -0.23 | 0 |  | 0.4 | 0.34 | 0.23 | 59.33 | 1043.244 | 1.85
D | 4002 | 2022-10-31 | 24 | OFF | 43.15 | 12.77 | 0.59 | 0.04 | 0.26 | 0 | 0.16 | -0.04 | -0.07 | -0.23 | 0 |  | 0.4 | 0.34 | 0.23 | 57.6 | 960.724 | 1.05
T | 744 lines

## whlsecost_hourly_4002_202211
C | Hourly Wholesale Load Cost Report
C | Filename: whlsecost_hourly_4002_202211.csv
C | Report for: 11 2022
C | Report generated: 04/05/2023 13:14:12 EDT
H | Location ID | Local Date | Local Hour | OnOffPeak | RTLMP | Capacity | First Contingency | Second Contingency | Regulation | Forward Reserves | Real-Time Reserves | Inadvertent | Marginal Loss Rev Fund | Auction Rev Rights | Real-Time Demand Reduction Cost | Price Responsive Demand Cost | ISO Sched 2 | ISO Sched 3 | NEPOOL Exp | Total Cost | RTLO | Total Ancillary & NCPC
H | Number | Date | Number | String | Number | Number | Number | Number | Number | Number | Number | Number | Number | Number | Number | Number | Number | Number | Number | Number | Number
D | 4002 | 2022-11-01 | 1 | OFF | 35.81 | 12.23 | 0.95 | 0.09 | 0.11 | 0 | 0 | -0.04 | 0.18 | -0.26 | 0 |  | 0.4 | 0.35 | 0.23 | 50.05 | 908.668 | 1.15
D | 4002 | 2022-11-01 | 2 | OFF | 40.9 | 12.23 | 0.95 | 0.09 | 0.1 | 0 | 0.19 | -0.03 | 0.28 | -0.26 | 0 |  | 0.4 | 0.35 | 0.23 | 55.43 | 881.934 | 1.33
D | 4002 | 2022-11-01 | 3 | OFF | 42.76 | 12.23 | 0.95 | 0.09 | 0.08 | 0 | 0.42 | -0.06 | 0.35 | -0.26 | 0 |  | 0.4 | 0.35 | 0.23 | 57.54 | 867.252 | 1.54
D | 4002 | 2022-11-01 | 4 | OFF | 38.53 | 12.23 | 0.95 | 0.09 | 0.32 | 0 | 0.05 | -0.07 | 0.38 | -0.26 | 0 |  | 0.4 | 0.35 | 0.23 | 53.2 | 869.629 | 1.41
D | 4002 | 2022-11-01 | 5 | OFF | 40.28 | 12.23 | 0.95 | 0.09 | 0.13 | 0 | 0 | 0.04 | 0.45 | -0.26 | 0 |  | 0.4 | 0.35 | 0.23 | 54.89 | 900.859 | 1.17
D | 4002 | 2022-11-01 | 6 | OFF | 52.63 | 12.23 | 0.95 | 0.09 | 0.45 | 0 | 0.25 | 0.14 | 0.63 | -0.26 | 0 |  | 0.4 | 0.35 | 0.23 | 68.09 | 992.466 | 1.74
D | 4002 | 2022-11-01 | 7 | OFF | 47.98 | 12.23 | 0.95 | 0.09 | 0.42 | 0 | 0.21 | 0 | 0.56 | -0.26 | 0 |  | 0.4 | 0.35 | 0.23 | 63.16 | 1139.473 | 1.67
D | 4002 | 2022-11-01 | 8 | ON | 46.03 | 12.23 | 0.95 | 0.09 | 0.3 | 0.78 | 0 | 0.02 | -0.51 | -0.26 | 0 |  | 0.4 | 0.35 | 0.23 | 60.61 | 1238.431 | 2.12
D | 4002 | 2022-11-01 | 9 | ON | 54.55 | 12.23 | 0.95 | 0.09 | 0.19 | 0.75 | 0 | -0.04 | -0.69 | -0.26 | 0 |  | 0.4 | 0.35 | 0.23 | 68.75 | 1265.854 | 1.98
D | 4002 | 2022-11-01 | 10 | ON | 66.59 | 12.23 | 0.95 | 0.09 | 0.22 | 0.74 | 0 | -0.14 | -0.84 | -0.26 | 0 |  | 0.4 | 0.35 | 0.23 | 80.56 | 1278.766 | 2
D | 4002 | 2022-11-01 | 11 | ON | 72.85 | 12.23 | 0.95 | 0.09 | 0.27 | 0.73 | 0.1 | -0.02 | -1 | -0.26 | 0 |  | 0.4 | 0.35 | 0.23 | 86.92 | 1289.327 | 2.14
D | 4002 | 2022-11-01 | 12 | ON | 66.89 | 12.23 | 0.95 | 0.09 | 0.2 | 0.73 | 0.22 | -0.02 | -0.94 | -0.26 | 0 |  | 0.4 | 0.35 | 0.23 | 81.07 | 1289.16 | 2.19
D | 4002 | 2022-11-01 | 13 | ON | 67.76 | 12.23 | 0.95 | 0.09 | 0.17 | 0.73 | 0.48 | 0 | -1 | -0.26 | 0 |  | 0.4 | 0.35 | 0.23 | 82.13 | 1288.213 | 2.42
D | 4002 | 2022-11-01 | 14 | ON | 55.56 | 12.23 | 0.95 | 0.09 | 0.15 | 0.74 | 0 | -0.03 | -0.81 | -0.26 | 0 |  | 0.4 | 0.35 | 0.23 | 69.6 | 1280.509 | 1.93
D | 4002 | 2022-11-01 | 15 | ON | 47.62 | 12.23 | 0.95 | 0.09 | 0.12 | 0.77 | 0 | 0 | -0.81 | -0.26 | 0 |  | 0.4 | 0.35 | 0.23 | 61.69 | 1264.354 | 1.93
D | 4002 | 2022-11-01 | 16 | ON | 53.01 | 12.23 | 0.95 | 0.09 | 0.19 | 0.77 | 0.06 | 0.04 | -0.51 | -0.26 | 0 |  | 0.4 | 0.35 | 0.23 | 67.55 | 1257.562 | 2.06
D | 4002 | 2022-11-01 | 17 | ON | 53.25 | 12.23 | 0.95 | 0.09 | 0.08 | 0.75 | 0.01 | -0.03 | -0.64 | -0.26 | 0 |  | 0.4 | 0.35 | 0.23 | 67.41 | 1280.77 | 1.88
D | 4002 | 2022-11-01 | 18 | ON | 67.63 | 12.23 | 0.95 | 0.09 | 0.6 | 0.72 | 0 | -0.01 | -0.96 | -0.26 | 0 |  | 0.4 | 0.35 | 0.23 | 81.97 | 1350.059 | 2.36
D | 4002 | 2022-11-01 | 19 | ON | 66.51 | 12.23 | 0.95 | 0.09 | 0.32 | 0.7 | 0 | 0.06 | -1.03 | -0.26 | 0 |  | 0.4 | 0.35 | 0.23 | 80.55 | 1389.251 | 2.06
D | 4002 | 2022-11-01 | 20 | ON | 54.31 | 12.23 | 0.95 | 0.09 | 0.51 | 0.72 | 0 | -0.02 | -0.69 | -0.26 | 0 |  | 0.4 | 0.35 | 0.23 | 68.82 | 1335.699 | 2.27
D | 4002 | 2022-11-01 | 21 | ON | 44.65 | 12.23 | 0.95 | 0.09 | 0.17 | 0.76 | 0 | 0 | -0.62 | -0.26 | 0 |  | 0.4 | 0.35 | 0.23 | 58.95 | 1261.437 | 1.97
D | 4002 | 2022-11-01 | 22 | ON | 37.81 | 12.23 | 0.95 | 0.09 | 0.09 | 0.83 | 0 | -0.02 | -0.04 | -0.26 | 0 |  | 0.4 | 0.35 | 0.23 | 52.66 | 1163.868 | 1.96
D | 4002 | 2022-11-01 | 23 | ON | 36.66 | 12.23 | 0.95 | 0.09 | 0.2 | 0.9 | 0 | -0.04 | -0.04 | -0.26 | 0 |  | 0.4 | 0.35 | 0.23 | 51.67 | 1057.313 | 2.14
D | 4002 | 2022-11-01 | 24 | OFF | 35.17 | 12.23 | 0.95 | 0.09 | 0.2 | 0 | 0 | -0.05 | -0.33 | -0.26 | 0 |  | 0.4 | 0.35 | 0.23 | 48.98 | 970.309 | 1.24
D | 4002 | 2022-11-02 | 1 | OFF | 34.12 | 12.23 | 0.35 | 0.04 | 0.25 | 0 | 0 | -0.01 | -0.57 | -0.26 | 0 |  | 0.4 | 0.35 | 0.23 | 47.13 | 915.436 | 0.64
D | 4002 | 2022-11-02 | 2 | OFF | 35.2 | 12.23 | 0.35 | 0.04 | 0.11 | 0 | 0 | -0.08 | -0.57 | -0.26 | 0 |  | 0.4 | 0.35 | 0.23 | 48 | 884.965 | 0.5
D | 4002 | 2022-11-02 | 3 | OFF | 32.84 | 12.23 | 0.35 | 0.04 | 0.08 | 0 | 0 | 0.02 | -0.54 | -0.26 | 0 |  | 0.4 | 0.35 | 0.23 | 45.74 | 869.823 | 0.47
D | 4002 | 2022-11-02 | 4 | OFF | 30.29 | 12.23 | 0.35 | 0.04 | 0.13 | 0 | 0 | 0.05 | -0.4 | -0.26 | 0 |  | 0.4 | 0.35 | 0.23 | 43.41 | 869.169 | 0.52
D | 4002 | 2022-11-02 | 5 | OFF | 34.4 | 12.23 | 0.35 | 0.04 | 0.12 | 0 | 0 | 0 | -0.43 | -0.26 | 0 |  | 0.4 | 0.35 | 0.23 | 47.43 | 902.106 | 0.51
D | 4002 | 2022-11-02 | 6 | OFF | 38.26 | 12.23 | 0.35 | 0.04 | 0.23 | 0 | 0 | 0.1 | -0.47 | -0.26 | 0 |  | 0.4 | 0.35 | 0.23 | 51.46 | 995.46 | 0.62
D | 4002 | 2022-11-02 | 7 | OFF | 48.68 | 12.23 | 0.35 | 0.04 | 1.2 | 0 | 0 | -0.02 | -0.18 | -0.26 | 0 |  | 0.4 | 0.35 | 0.23 | 63.02 | 1146.212 | 1.59
D | 4002 | 2022-11-02 | 8 | ON | 57.95 | 12.23 | 0.35 | 0.04 | 0.62 | 0.8 | 0.24 | 0.02 | -0.44 | -0.26 | 0 |  | 0.4 | 0.35 | 0.23 | 72.53 | 1237.592 | 2.05
D | 4002 | 2022-11-02 | 9 | ON | 45.33 | 12.23 | 0.35 | 0.04 | 0.21 | 0.8 | 0.04 | 0.05 | -0.19 | -0.26 | 0 |  | 0.4 | 0.35 | 0.23 | 59.58 | 1242.912 | 1.44
D | 4002 | 2022-11-02 | 10 | ON | 35.76 | 12.23 | 0.35 | 0.04 | 0.11 | 0.83 | 0 | -0.04 | -0.27 | -0.26 | 0 |  | 0.4 | 0.35 | 0.23 | 49.73 | 1219.77 | 1.33
D | 4002 | 2022-11-02 | 11 | ON | 33.93 | 12.23 | 0.35 | 0.04 | 0.12 | 0.85 | 0 | -0.07 | -0.37 | -0.26 | 0 |  | 0.4 | 0.35 | 0.23 | 47.8 | 1208.491 | 1.36
D | 4002 | 2022-11-02 | 12 | ON | 35.55 | 12.23 | 0.35 | 0.04 | 0.12 | 0.87 | 0 | 0 | -0.37 | -0.26 | 0 |  | 0.4 | 0.35 | 0.23 | 49.51 | 1200.772 | 1.38
D | 4002 | 2022-11-02 | 13 | ON | 36.65 | 12.23 | 0.35 | 0.04 | 0.11 | 0.88 | 0 | 0 | -0.3 | -0.26 | 0 |  | 0.4 | 0.35 | 0.23 | 50.68 | 1187.428 | 1.38
D | 4002 | 2022-11-02 | 14 | ON | 35.51 | 12.23 | 0.35 | 0.04 | 0.11 | 0.87 | 0 | 0.01 | -0.35 | -0.26 | 0 |  | 0.4 | 0.35 | 0.23 | 49.49 | 1190.358 | 1.37
D | 4002 | 2022-11-02 | 15 | ON | 36.18 | 12.23 | 0.35 | 0.04 | 0.11 | 0.86 | 0 | -0.06 | -0.34 | -0.26 | 0 |  | 0.4 | 0.35 | 0.23 | 50.09 | 1186.841 | 1.36
D | 4002 | 2022-11-02 | 16 | ON | 40.7 | 12.23 | 0.35 | 0.04 | 0.12 | 0.83 | 0.01 | 0 | -0.1 | -0.26 | 0 |  | 0.4 | 0.35 | 0.23 | 54.9 | 1195.991 | 1.35
D | 4002 | 2022-11-02 | 17 | ON | 60.16 | 12.23 | 0.35 | 0.04 | 0.16 | 0.79 | 0.16 | 0.03 | 0.13 | -0.26 | 0 |  | 0.4 | 0.35 | 0.23 | 74.77 | 1234.72 | 1.5
D | 4002 | 2022-11-02 | 18 | ON | 70.34 | 12.23 | 0.35 | 0.04 | 0.19 | 0.75 | 0.16 | 0.01 | 0.15 | -0.26 | 0 |  | 0.4 | 0.35 | 0.23 | 84.94 | 1309.043 | 1.49
D | 4002 | 2022-11-02 | 19 | ON | 68.85 | 12.23 | 0.35 | 0.04 | 0.53 | 0.73 | 0 | 0.05 | -0.14 | -0.26 | 0 |  | 0.4 | 0.35 | 0.23 | 83.36 | 1352.905 | 1.65
D | 4002 | 2022-11-02 | 20 | ON | 57.18 | 12.23 | 0.35 | 0.04 | 0.35 | 0.75 | 0.02 | -0.02 | -0.16 | -0.26 | 0 |  | 0.4 | 0.35 | 0.23 | 71.46 | 1308.193 | 1.51
D | 4002 | 2022-11-02 | 21 | ON | 48.45 | 12.23 | 0.35 | 0.04 | 0.2 | 0.78 | 0.02 | 0.04 | -0.4 | -0.26 | 0 |  | 0.4 | 0.35 | 0.23 | 62.43 | 1238.819 | 1.39
D | 4002 | 2022-11-02 | 22 | ON | 40.4 | 12.23 | 0.35 | 0.04 | 0.18 | 0.83 | 0 | 0.02 | -0.31 | -0.26 | 0 |  | 0.4 | 0.35 | 0.23 | 54.46 | 1148.581 | 1.4
D | 4002 | 2022-11-02 | 23 | ON | 42.53 | 12.23 | 0.35 | 0.04 | 0.26 | 0.91 | 0.04 | -0.03 | -0.14 | -0.26 | 0 |  | 0.4 | 0.35 | 0.23 | 56.91 | 1047.983 | 1.6
D | 4002 | 2022-11-02 | 24 | OFF | 43.36 | 12.23 | 0.35 | 0.04 | 0.41 | 0 | 0 | -0.05 | 0.04 | -0.26 | 0 |  | 0.4 | 0.35 | 0.23 | 57.1 | 970.217 | 0.8
D | 4002 | 2022-11-03 | 1 | OFF | 36.91 | 12.23 | 0.49 | 0.09 | 0.13 | 0 | 0 | 0.03 | 0.02 | -0.26 | 0 |  | 0.4 | 0.35 | 0.23 | 50.62 | 915.35 | 0.71
D | 4002 | 2022-11-03 | 2 | OFF | 36.56 | 12.23 | 0.49 | 0.09 | 0.12 | 0 | 0 | -0.02 | 0.05 | -0.26 | 0 |  | 0.4 | 0.35 | 0.23 | 50.24 | 890.986 | 0.7
D | 4002 | 2022-11-03 | 3 | OFF | 36.47 | 12.23 | 0.49 | 0.09 | 0.12 | 0 | 0 | -0.04 | 0.04 | -0.26 | 0 |  | 0.4 | 0.35 | 0.23 | 50.12 | 882.646 | 0.7
D | 4002 | 2022-11-03 | 4 | OFF | 37.79 | 12.23 | 0.49 | 0.09 | 0.12 | 0 | 0 | -0.03 | 0.05 | -0.26 | 0 |  | 0.4 | 0.35 | 0.23 | 51.46 | 891.851 | 0.7
D | 4002 | 2022-11-03 | 5 | OFF | 36.69 | 12.23 | 0.49 | 0.09 | 0.09 | 0 | 0 | 0.1 | 0.07 | -0.26 | 0 |  | 0.4 | 0.35 | 0.23 | 50.48 | 929.656 | 0.67
D | 4002 | 2022-11-03 | 6 | OFF | 41.07 | 12.23 | 0.49 | 0.09 | 0.25 | 0 | 0 | 0.08 | 0.31 | -0.26 | 0 |  | 0.4 | 0.35 | 0.23 | 55.24 | 1039.309 | 0.83
D | 4002 | 2022-11-03 | 7 | OFF | 59.13 | 12.23 | 0.49 | 0.09 | 0.57 | 0 | 0 | 0.02 | 0.47 | -0.26 | 0 |  | 0.4 | 0.35 | 0.23 | 73.72 | 1199.574 | 1.15
D | 4002 | 2022-11-03 | 8 | ON | 82.58 | 12.23 | 0.49 | 0.09 | 1.01 | 0.78 | 0 | 0 | 0.24 | -0.26 | 0 |  | 0.4 | 0.35 | 0.23 | 98.14 | 1302.515 | 2.37
D | 4002 | 2022-11-03 | 9 | ON | 73.22 | 12.23 | 0.49 | 0.09 | 0.48 | 0.78 | 0.07 | 0.01 | 0.35 | -0.26 | 0 |  | 0.4 | 0.35 | 0.23 | 88.44 | 1310.63 | 1.91
D | 4002 | 2022-11-03 | 10 | ON | 47.76 | 12.23 | 0.49 | 0.09 | 0.13 | 0.81 | 0.11 | 0.13 | 0.27 | -0.26 | 0 |  | 0.4 | 0.35 | 0.23 | 62.74 | 1271.086 | 1.63
D | 4002 | 2022-11-03 | 11 | ON | 33.94 | 12.23 | 0.49 | 0.09 | 0.07 | 0.85 | 0 | 0.04 | -0.05 | -0.26 | 0 |  | 0.4 | 0.35 | 0.23 | 48.38 | 1237.18 | 1.5
D | 4002 | 2022-11-03 | 12 | ON | 36.49 | 12.23 | 0.49 | 0.09 | 0.09 | 0.87 | 0 | -0.02 | -0.14 | -0.26 | 0 |  | 0.4 | 0.35 | 0.23 | 50.82 | 1211.38 | 1.54
D | 4002 | 2022-11-03 | 13 | ON | 37.75 | 12.23 | 0.49 | 0.09 | 0.08 | 0.88 | 0 | 0.02 | -0.12 | -0.26 | 0 |  | 0.4 | 0.35 | 0.23 | 52.14 | 1193.177 | 1.54
D | 4002 | 2022-11-03 | 14 | ON | 37.3 | 12.23 | 0.49 | 0.09 | 0.09 | 0.88 | 0 | 0 | -0.13 | -0.26 | 0 |  | 0.4 | 0.35 | 0.23 | 51.67 | 1188.504 | 1.55
D | 4002 | 2022-11-03 | 15 | ON | 43.28 | 12.23 | 0.49 | 0.09 | 0.11 | 0.87 | 0.09 | -0.04 | -0.05 | -0.26 | 0 |  | 0.4 | 0.35 | 0.23 | 57.79 | 1182.883 | 1.65
D | 4002 | 2022-11-03 | 16 | ON | 48.84 | 12.23 | 0.49 | 0.09 | 0.21 | 0.84 | 0.04 | 0.03 | 0.07 | -0.26 | 0 |  | 0.4 | 0.35 | 0.23 | 63.56 | 1204.897 | 1.67
D | 4002 | 2022-11-03 | 17 | ON | 61.27 | 12.23 | 0.49 | 0.09 | 0.18 | 0.79 | 0.05 | 0.04 | 0.18 | -0.26 | 0 |  | 0.4 | 0.35 | 0.23 | 76.04 | 1246.382 | 1.6
D | 4002 | 2022-11-03 | 18 | ON | 71.73 | 12.23 | 0.49 | 0.09 | 0.5 | 0.75 | 0 | 0.07 | -0.06 | -0.26 | 0 |  | 0.4 | 0.35 | 0.23 | 86.52 | 1321.697 | 1.83
D | 4002 | 2022-11-03 | 19 | ON | 71.44 | 12.23 | 0.49 | 0.09 | 0.58 | 0.72 | 0.05 | 0.14 | -0.23 | -0.26 | 0 |  | 0.4 | 0.35 | 0.23 | 86.23 | 1370.21 | 1.93
D | 4002 | 2022-11-03 | 20 | ON | 58.93 | 12.23 | 0.49 | 0.09 | 0.28 | 0.74 | 0.02 | 0.01 | -0.29 | -0.26 | 0 |  | 0.4 | 0.35 | 0.23 | 73.22 | 1325.61 | 1.62
D | 4002 | 2022-11-03 | 21 | ON | 51.49 | 12.23 | 0.49 | 0.09 | 0.18 | 0.77 | 0.19 | 0.05 | -0.24 | -0.26 | 0 |  | 0.4 | 0.35 | 0.23 | 65.97 | 1254.884 | 1.72
D | 4002 | 2022-11-03 | 22 | ON | 41.6 | 12.23 | 0.49 | 0.09 | 0.24 | 0.83 | 0.02 | 0.02 | -0.29 | -0.26 | 0 |  | 0.4 | 0.35 | 0.23 | 55.95 | 1166.222 | 1.67
D | 4002 | 2022-11-03 | 23 | ON | 38.83 | 12.23 | 0.49 | 0.09 | 0.41 | 0.9 | 0.02 | 0.04 | -0.32 | -0.26 | 0 |  | 0.4 | 0.35 | 0.23 | 53.41 | 1063.387 | 1.91
D | 4002 | 2022-11-03 | 24 | OFF | 34.83 | 12.23 | 0.49 | 0.09 | 0.23 | 0 | 0 | -0.04 | -0.27 | -0.26 | 0 |  | 0.4 | 0.35 | 0.23 | 48.28 | 978.895 | 0.81
D | 4002 | 2022-11-04 | 1 | OFF | 32.02 | 12.23 | 0.56 | 0.09 | 0.12 | 0 | 0 | -0.03 | -0.4 | -0.26 | 0 |  | 0.4 | 0.35 | 0.23 | 45.31 | 926.67 | 0.77
D | 4002 | 2022-11-04 | 2 | OFF | 30.59 | 12.23 | 0.56 | 0.09 | 0.1 | 0 | 0 | 0.01 | -0.37 | -0.26 | 0 |  | 0.4 | 0.35 | 0.23 | 43.93 | 895.425 | 0.75
D | 4002 | 2022-11-04 | 3 | OFF | 31.75 | 12.23 | 0.56 | 0.09 | 0.1 | 0 | 0 | -0.02 | -0.32 | -0.26 | 0 |  | 0.4 | 0.35 | 0.23 | 45.11 | 882.881 | 0.75
D | 4002 | 2022-11-04 | 4 | OFF | 31.89 | 12.23 | 0.56 | 0.09 | 0.09 | 0 | 0 | -0.01 | -0.23 | -0.26 | 0 |  | 0.4 | 0.35 | 0.23 | 45.34 | 885.655 | 0.74
D | 4002 | 2022-11-04 | 5 | OFF | 33.18 | 12.23 | 0.56 | 0.09 | 0.65 | 0 | 0 | -0.01 | -0.11 | -0.26 | 0 |  | 0.4 | 0.35 | 0.23 | 47.31 | 919.439 | 1.3
D | 4002 | 2022-11-04 | 6 | OFF | 37.82 | 12.23 | 0.56 | 0.09 | 0.38 | 0 | 0 | -0.03 | 0.12 | -0.26 | 0 |  | 0.4 | 0.35 | 0.23 | 51.89 | 1010.835 | 1.03
D | 4002 | 2022-11-04 | 7 | OFF | 48.4 | 12.23 | 0.56 | 0.09 | 0.52 | 0 | 0.06 | 0.02 | 0.44 | -0.26 | 0 |  | 0.4 | 0.35 | 0.23 | 63.04 | 1160.852 | 1.23
D | 4002 | 2022-11-04 | 8 | ON | 76.7 | 12.23 | 0.56 | 0.09 | 1.98 | 0.8 | 0.27 | 0.05 | 0.44 | -0.26 | 0 |  | 0.4 | 0.35 | 0.23 | 93.84 | 1258.672 | 3.7
D | 4002 | 2022-11-04 | 9 | ON | 62.81 | 12.23 | 0.56 | 0.09 | 0.63 | 0.79 | 0.02 | 0.05 | 0.32 | -0.26 | 0 |  | 0.4 | 0.35 | 0.23 | 78.22 | 1271.511 | 2.09
D | 4002 | 2022-11-04 | 10 | ON | 55.4 | 12.23 | 0.56 | 0.09 | 0.28 | 0.82 | 0 | 0 | 0.29 | -0.26 | 0 |  | 0.4 | 0.35 | 0.23 | 70.39 | 1240.622 | 1.75
D | 4002 | 2022-11-04 | 11 | ON | 44.54 | 12.23 | 0.56 | 0.09 | 0.41 | 0.85 | 0 | -0.05 | 0.33 | -0.26 | 0 |  | 0.4 | 0.35 | 0.23 | 59.68 | 1215.853 | 1.91
D | 4002 | 2022-11-04 | 12 | ON | 27.96 | 12.23 | 0.56 | 0.09 | 0.19 | 0.87 | 0 | 0.05 | 0.08 | -0.26 | 0 |  | 0.4 | 0.35 | 0.23 | 42.75 | 1197.591 | 1.71
D | 4002 | 2022-11-04 | 13 | ON | 28.04 | 12.23 | 0.56 | 0.09 | 0.09 | 0.89 | 0 | 0.02 | 0.06 | -0.26 | 0 |  | 0.4 | 0.35 | 0.23 | 42.7 | 1183.331 | 1.63
D | 4002 | 2022-11-04 | 14 | ON | 30.08 | 12.23 | 0.56 | 0.09 | 0.1 | 0.89 | 0 | 0.03 | 0.11 | -0.26 | 0 |  | 0.4 | 0.35 | 0.23 | 44.81 | 1174.568 | 1.64
D | 4002 | 2022-11-04 | 15 | ON | 28.78 | 12.23 | 0.56 | 0.09 | 0.08 | 0.88 | 0 | 0.03 | 0.07 | -0.26 | 0 |  | 0.4 | 0.35 | 0.23 | 43.44 | 1169.913 | 1.61
D | 4002 | 2022-11-04 | 16 | ON | 30.54 | 12.23 | 0.56 | 0.09 | 0.07 | 0.92 | 0.02 | -0.07 | 0.18 | -0.26 | 0 |  | 0.4 | 0.35 | 0.23 | 45.26 | 1184.042 | 1.66
D | 4002 | 2022-11-04 | 17 | ON | 49.97 | 12.23 | 0.56 | 0.09 | 0.15 | 0.88 | 0.01 | 0.15 | 0.51 | -0.26 | 0 |  | 0.4 | 0.35 | 0.23 | 65.27 | 1221.187 | 1.69
D | 4002 | 2022-11-04 | 18 | ON | 63.05 | 12.23 | 0.56 | 0.09 | 0.52 | 0.84 | 0 | 0.07 | 0.37 | -0.26 | 0 |  | 0.4 | 0.35 | 0.23 | 78.45 | 1281.315 | 2.01
D | 4002 | 2022-11-04 | 19 | ON | 52.47 | 12.23 | 0.56 | 0.09 | 0.23 | 0.82 | 0 | 0.07 | 0.01 | -0.26 | 0 |  | 0.4 | 0.35 | 0.23 | 67.2 | 1306.096 | 1.7
D | 4002 | 2022-11-04 | 20 | ON | 41.35 | 12.23 | 0.56 | 0.09 | 0.16 | 0.84 | 0.03 | 0.05 | -0.12 | -0.26 | 0 |  | 0.4 | 0.35 | 0.23 | 55.91 | 1257.265 | 1.68
D | 4002 | 2022-11-04 | 21 | ON | 31.82 | 12.23 | 0.56 | 0.09 | 0.19 | 0.88 | 0 | 0.03 | -0.24 | -0.26 | 0 |  | 0.4 | 0.35 | 0.23 | 46.28 | 1197.244 | 1.72
D | 4002 | 2022-11-04 | 22 | ON | 27.56 | 12.23 | 0.56 | 0.09 | 0.11 | 0.93 | 0 | 0 | -0.29 | -0.26 | 0 |  | 0.4 | 0.35 | 0.23 | 41.91 | 1121.976 | 1.69
D | 4002 | 2022-11-04 | 23 | ON | 23.37 | 12.23 | 0.56 | 0.09 | 0.74 | 1 | 0 | 0.03 | -0.24 | -0.26 | 0 |  | 0.4 | 0.35 | 0.23 | 38.5 | 1032.242 | 2.39
D | 4002 | 2022-11-04 | 24 | OFF | 23.01 | 12.23 | 0.56 | 0.09 | 0.34 | 0 | 0 | -0.04 | -0.23 | -0.26 | 0 |  | 0.4 | 0.35 | 0.23 | 36.68 | 947.919 | 0.99
D | 4002 | 2022-11-05 | 1 | OFF | 18.95 | 12.23 | 0.32 | 0.06 | 0.13 | 0 | 0 | 0 | -0.28 | -0.26 | 0 |  | 0.4 | 0.35 | 0.23 | 32.13 | 893.512 | 0.51
D | 4002 | 2022-11-05 | 2 | OFF | 16.79 | 12.23 | 0.32 | 0.06 | 0.11 | 0 | 0 | 0 | -0.29 | -0.26 | 0 |  | 0.4 | 0.35 | 0.23 | 29.94 | 859.383 | 0.49
D | 4002 | 2022-11-05 | 3 | OFF | 13.39 | 12.23 | 0.32 | 0.06 | 0.07 | 0 | 0 | 0.03 | -0.27 | -0.26 | 0 |  | 0.4 | 0.35 | 0.23 | 26.55 | 841.536 | 0.45
D | 4002 | 2022-11-05 | 4 | OFF | 13.39 | 12.23 | 0.32 | 0.06 | 0.25 | 0 | 0 | -0.01 | -0.26 | -0.26 | 0 |  | 0.4 | 0.35 | 0.23 | 26.7 | 835.997 | 0.63
D | 4002 | 2022-11-05 | 5 | OFF | 12.23 | 12.23 | 0.32 | 0.06 | 0.09 | 0 | 0 | 0 | -0.22 | -0.26 | 0 |  | 0.4 | 0.35 | 0.23 | 25.43 | 847.601 | 0.47
D | 4002 | 2022-11-05 | 6 | OFF | 14.9 | 12.23 | 0.32 | 0.06 | 0.07 | 0 | 0 | 0.01 | -0.16 | -0.26 | 0 |  | 0.4 | 0.35 | 0.23 | 28.15 | 881.196 | 0.45
D | 4002 | 2022-11-05 | 7 | OFF | 17.48 | 12.23 | 0.32 | 0.06 | 0.33 | 0 | 0 | 0 | -0.19 | -0.26 | 0 |  | 0.4 | 0.35 | 0.23 | 30.95 | 945.923 | 0.71
D | 4002 | 2022-11-05 | 8 | OFF | 18.13 | 12.23 | 0.32 | 0.06 | 0.28 | 0 | 0 | 0.02 | -0.19 | -0.26 | 0 |  | 0.4 | 0.35 | 0.23 | 31.57 | 1019.917 | 0.66
D | 4002 | 2022-11-05 | 9 | OFF | 19.61 | 12.23 | 0.32 | 0.06 | 0.38 | 0 | 0 | 0.03 | -0.22 | -0.26 | 0 |  | 0.4 | 0.35 | 0.23 | 33.13 | 1084.481 | 0.76
D | 4002 | 2022-11-05 | 10 | OFF | 20.9 | 12.23 | 0.32 | 0.06 | 0.17 | 0 | 0 | 0.02 | -0.16 | -0.26 | 0 |  | 0.4 | 0.35 | 0.23 | 34.26 | 1111.293 | 0.55
D | 4002 | 2022-11-05 | 11 | OFF | 17.18 | 12.23 | 0.32 | 0.06 | 0.13 | 0 | 0 | 0.02 | -0.12 | -0.26 | 0 |  | 0.4 | 0.35 | 0.23 | 30.54 | 1116.645 | 0.51
D | 4002 | 2022-11-05 | 12 | OFF | 19.04 | 12.23 | 0.32 | 0.06 | 0.12 | 0 | 0 | 0.01 | -0.13 | -0.26 | 0 |  | 0.4 | 0.35 | 0.23 | 32.37 | 1121.238 | 0.5
D | 4002 | 2022-11-05 | 13 | OFF | 19.24 | 12.23 | 0.32 | 0.06 | 0.13 | 0 | 0 | 0.03 | -0.11 | -0.26 | 0 |  | 0.4 | 0.35 | 0.23 | 32.62 | 1125.087 | 0.51
D | 4002 | 2022-11-05 | 14 | OFF | 20.37 | 12.23 | 0.32 | 0.06 | 0.14 | 0 | 0 | -0.01 | -0.12 | -0.26 | 0 |  | 0.4 | 0.35 | 0.23 | 33.71 | 1114.965 | 0.52
D | 4002 | 2022-11-05 | 15 | OFF | 23.87 | 12.23 | 0.32 | 0.06 | 0.12 | 0 | 0 | 0.02 | -0.08 | -0.26 | 0 |  | 0.4 | 0.35 | 0.23 | 37.26 | 1108.006 | 0.5
D | 4002 | 2022-11-05 | 16 | OFF | 39.48 | 12.23 | 0.32 | 0.06 | 0.24 | 0 | 0 | -0.03 | 0 | -0.26 | 0 |  | 0.4 | 0.35 | 0.23 | 53.02 | 1131.435 | 0.62
D | 4002 | 2022-11-05 | 17 | OFF | 36.91 | 12.23 | 0.32 | 0.06 | 0.14 | 0 | 0 | 0.07 | -0.04 | -0.26 | 0 |  | 0.4 | 0.35 | 0.23 | 50.41 | 1168.511 | 0.52
D | 4002 | 2022-11-05 | 18 | OFF | 45.7 | 12.23 | 0.32 | 0.06 | 0.57 | 0 | 0 | 0.04 | -0.05 | -0.26 | 0 |  | 0.4 | 0.35 | 0.23 | 59.59 | 1228.684 | 0.95
D | 4002 | 2022-11-05 | 19 | OFF | 42.75 | 12.23 | 0.32 | 0.06 | 0.85 | 0 | 0 | 0.11 | -0.24 | -0.26 | 0 |  | 0.4 | 0.35 | 0.23 | 56.8 | 1259.672 | 1.23
D | 4002 | 2022-11-05 | 20 | OFF | 40.04 | 12.23 | 0.32 | 0.06 | 0.23 | 0 | 0.01 | 0.05 | -0.28 | -0.26 | 0 |  | 0.4 | 0.35 | 0.23 | 53.38 | 1211.276 | 0.62
D | 4002 | 2022-11-05 | 21 | OFF | 47.06 | 12.23 | 0.32 | 0.06 | 0.18 | 0 | 0 | -0.01 | -0.4 | -0.26 | 0 |  | 0.4 | 0.35 | 0.23 | 60.16 | 1157.603 | 0.56
D | 4002 | 2022-11-05 | 22 | OFF | 46.71 | 12.23 | 0.32 | 0.06 | 0.26 | 0 | 0.52 | 0.02 | -0.5 | -0.26 | 0 |  | 0.4 | 0.35 | 0.23 | 60.34 | 1089.015 | 1.16
D | 4002 | 2022-11-05 | 23 | OFF | 43.94 | 12.23 | 0.32 | 0.06 | 0.47 | 0 | 0.05 | -0.01 | -0.35 | -0.26 | 0 |  | 0.4 | 0.35 | 0.23 | 57.43 | 1013.687 | 0.9
D | 4002 | 2022-11-05 | 24 | OFF | 52.25 | 12.23 | 0.32 | 0.06 | 0.74 | 0 | 0.32 | -0.13 | -0.65 | -0.26 | 0 |  | 0.4 | 0.35 | 0.23 | 65.86 | 941.73 | 1.44
D | 4002 | 2022-11-06 | 1 | OFF | 26.62 | 12.23 | 0.47 | 0.17 | 0.31 | 0 | 0 | 0.03 | -0.22 | -0.26 | 0 |  | 0.4 | 0.35 | 0.23 | 40.33 | 888.541 | 0.95
D | 4002 | 2022-11-06 | 2 | OFF | 23.58 | 12.23 | 0.47 | 0.17 | 0.74 | 0 | 0 | 0.02 | -0.31 | -0.26 | 0 |  | 0.4 | 0.35 | 0.23 | 37.62 | 854.965 | 1.38
D | 4002 | 2022-11-06 | 02X | OFF | 18.13 | 12.23 | 0.47 | 0.17 | 0.22 | 0 | 0 | 0.02 | -0.41 | -0.26 | 0 |  | 0.4 | 0.35 | 0.23 | 31.55 | 834.136 | 0.86
D | 4002 | 2022-11-06 | 3 | OFF | 22.34 | 12.23 | 0.47 | 0.17 | 0.15 | 0 | 0 | -0.01 | -0.36 | -0.26 | 0 |  | 0.4 | 0.35 | 0.23 | 35.71 | 821.889 | 0.79
D | 4002 | 2022-11-06 | 4 | OFF | 23 | 12.23 | 0.47 | 0.17 | 0.17 | 0 | 0 | 0.01 | -0.38 | -0.26 | 0 |  | 0.4 | 0.35 | 0.23 | 36.39 | 818.945 | 0.81
D | 4002 | 2022-11-06 | 5 | OFF | 26.54 | 12.23 | 0.47 | 0.17 | 0.15 | 0 | 0 | -0.04 | -0.38 | -0.26 | 0 |  | 0.4 | 0.35 | 0.23 | 39.86 | 830.152 | 0.79
D | 4002 | 2022-11-06 | 6 | OFF | 27.97 | 12.23 | 0.47 | 0.17 | 0.22 | 0 | 0 | 0.07 | -0.39 | -0.26 | 0 |  | 0.4 | 0.35 | 0.23 | 41.46 | 865.36 | 0.86
D | 4002 | 2022-11-06 | 7 | OFF | 28.41 | 12.23 | 0.47 | 0.17 | 0.4 | 0 | 0 | 0.01 | -0.37 | -0.26 | 0 |  | 0.4 | 0.35 | 0.23 | 42.04 | 923.924 | 1.04
D | 4002 | 2022-11-06 | 8 | OFF | 19.65 | 12.23 | 0.47 | 0.17 | 0.33 | 0 | 0 | 0.05 | -0.25 | -0.26 | 0 |  | 0.4 | 0.35 | 0.23 | 33.37 | 1005.071 | 0.97
D | 4002 | 2022-11-06 | 9 | OFF | 24.46 | 12.23 | 0.47 | 0.17 | 0.31 | 0 | 0 | -0.01 | -0.31 | -0.26 | 0 |  | 0.4 | 0.35 | 0.23 | 38.04 | 1079.128 | 0.95
D | 4002 | 2022-11-06 | 10 | OFF | 25.19 | 12.23 | 0.47 | 0.17 | 0.23 | 0 | 0.04 | 0.04 | -0.36 | -0.26 | 0 |  | 0.4 | 0.35 | 0.23 | 38.73 | 1116.326 | 0.91
D | 4002 | 2022-11-06 | 11 | OFF | 24.69 | 12.23 | 0.47 | 0.17 | 0.89 | 0 | 0 | 0 | -0.33 | -0.26 | 0 |  | 0.4 | 0.35 | 0.23 | 38.84 | 1141.257 | 1.53
D | 4002 | 2022-11-06 | 12 | OFF | 39.2 | 12.23 | 0.47 | 0.17 | 0.3 | 0 | 0 | -0.05 | -0.43 | -0.26 | 0 |  | 0.4 | 0.35 | 0.23 | 52.61 | 1182.073 | 0.94
D | 4002 | 2022-11-06 | 13 | OFF | 47.42 | 12.23 | 0.47 | 0.17 | 0.22 | 0 | 0.04 | -0.07 | -0.4 | -0.26 | 0 |  | 0.4 | 0.35 | 0.23 | 60.8 | 1197.446 | 0.9
D | 4002 | 2022-11-06 | 14 | OFF | 43.14 | 12.23 | 0.47 | 0.17 | 0.57 | 0 | 0 | 0.04 | -0.35 | -0.26 | 0 |  | 0.4 | 0.35 | 0.23 | 56.99 | 1202.01 | 1.21
D | 4002 | 2022-11-06 | 15 | OFF | 45.93 | 12.23 | 0.47 | 0.17 | 0.38 | 0 | 0.01 | 0.09 | -0.36 | -0.26 | 0 |  | 0.4 | 0.35 | 0.23 | 59.64 | 1200.339 | 1.03
D | 4002 | 2022-11-06 | 16 | OFF | 43.79 | 12.23 | 0.47 | 0.17 | 0.26 | 0 | 0 | 0.02 | -0.26 | -0.26 | 0 |  | 0.4 | 0.35 | 0.23 | 57.4 | 1207.756 | 0.9
D | 4002 | 2022-11-06 | 17 | OFF | 49.16 | 12.23 | 0.47 | 0.17 | 0.76 | 0 | 0 | 0.01 | 0 | -0.26 | 0 |  | 0.4 | 0.35 | 0.23 | 63.52 | 1280.064 | 1.4
D | 4002 | 2022-11-06 | 18 | OFF | 64.49 | 12.23 | 0.47 | 0.17 | 0.41 | 0 | 0.01 | 0.14 | -0.38 | -0.26 | 0 |  | 0.4 | 0.35 | 0.23 | 78.26 | 1356.778 | 1.06
D | 4002 | 2022-11-06 | 19 | OFF | 68.46 | 12.23 | 0.47 | 0.17 | 0.47 | 0 | 0 | 0.02 | -0.29 | -0.26 | 0 |  | 0.4 | 0.35 | 0.23 | 82.25 | 1315.105 | 1.11
D | 4002 | 2022-11-06 | 20 | OFF | 60.84 | 12.23 | 0.47 | 0.17 | 0.18 | 0 | 0.02 | 0.06 | -0.24 | -0.26 | 0 |  | 0.4 | 0.35 | 0.23 | 74.45 | 1253.394 | 0.84
D | 4002 | 2022-11-06 | 21 | OFF | 49.75 | 12.23 | 0.47 | 0.17 | 0.14 | 0 | 0.28 | 0.06 | -0.14 | -0.26 | 0 |  | 0.4 | 0.35 | 0.23 | 63.68 | 1176.902 | 1.06
D | 4002 | 2022-11-06 | 22 | OFF | 69.29 | 12.23 | 0.47 | 0.17 | 0.14 | 0 | 0 | -0.19 | -0.56 | -0.26 | 0 |  | 0.4 | 0.35 | 0.23 | 82.27 | 1088.863 | 0.78
D | 4002 | 2022-11-06 | 23 | OFF | 59.84 | 12.23 | 0.47 | 0.17 | 0.65 | 0 | 0 | 0 | -0.1 | -0.26 | 0 |  | 0.4 | 0.35 | 0.23 | 73.98 | 1000.307 | 1.29
D | 4002 | 2022-11-06 | 24 | OFF | 63.37 | 12.23 | 0.47 | 0.17 | 1.26 | 0 | 0 | 0.05 | -0.78 | -0.26 | 0 |  | 0.4 | 0.35 | 0.23 | 77.49 | 934.896 | 1.9
D | 4002 | 2022-11-07 | 1 | OFF | 48.16 | 12.23 | 5.38 | 0.28 | 1.03 | 0 | 0 | 0 | -0.38 | -0.26 | 0 |  | 0.4 | 0.35 | 0.23 | 67.42 | 893.524 | 6.69
D | 4002 | 2022-11-07 | 2 | OFF | 31.04 | 12.23 | 5.38 | 0.28 | 0.68 | 0 | 0 | 0.01 | -0.39 | -0.26 | 0 |  | 0.4 | 0.35 | 0.23 | 49.95 | 870.816 | 6.34
D | 4002 | 2022-11-07 | 3 | OFF | 30.46 | 12.23 | 5.38 | 0.28 | 0.29 | 0 | 0 | 0 | -0.39 | -0.26 | 0 |  | 0.4 | 0.35 | 0.23 | 48.97 | 859.889 | 5.95
D | 4002 | 2022-11-07 | 4 | OFF | 34.04 | 12.23 | 5.38 | 0.28 | 0.78 | 0 | 0 | -0.03 | -0.37 | -0.26 | 0 |  | 0.4 | 0.35 | 0.23 | 53.03 | 867.274 | 6.44
D | 4002 | 2022-11-07 | 5 | OFF | 37.9 | 12.23 | 5.38 | 0.28 | 0.27 | 0 | 0 | -0.13 | -0.26 | -0.26 | 0 |  | 0.4 | 0.35 | 0.23 | 56.39 | 904.321 | 5.93
D | 4002 | 2022-11-07 | 6 | OFF | 39.67 | 12.23 | 5.38 | 0.28 | 0.36 | 0 | 0 | -0.07 | 0.04 | -0.26 | 0 |  | 0.4 | 0.35 | 0.23 | 58.61 | 1004.575 | 6.02
D | 4002 | 2022-11-07 | 7 | OFF | 59.66 | 12.23 | 5.38 | 0.28 | 1.07 | 0 | 0.29 | -0.02 | 0.54 | -0.26 | 0 |  | 0.4 | 0.35 | 0.23 | 80.15 | 1154.504 | 7.02
D | 4002 | 2022-11-07 | 8 | ON | 81.15 | 12.23 | 5.38 | 0.28 | 2.06 | 0.85 | 0.17 | 0.19 | 0.33 | -0.26 | 0 |  | 0.4 | 0.35 | 0.23 | 103.36 | 1237.665 | 8.74
D | 4002 | 2022-11-07 | 9 | ON | 34.56 | 12.23 | 5.38 | 0.28 | 0.43 | 0.84 | 0 | 0.11 | -0.04 | -0.26 | 0 |  | 0.4 | 0.35 | 0.23 | 54.51 | 1251.57 | 6.93
D | 4002 | 2022-11-07 | 10 | ON | 30.09 | 12.23 | 5.38 | 0.28 | 0.22 | 0.85 | 0 | -0.01 | -0.11 | -0.26 | 0 |  | 0.4 | 0.35 | 0.23 | 49.65 | 1239.851 | 6.73
D | 4002 | 2022-11-07 | 11 | ON | 30.6 | 12.23 | 5.38 | 0.28 | 0.15 | 0.85 | 0 | 0.04 | -0.27 | -0.26 | 0 |  | 0.4 | 0.35 | 0.23 | 49.98 | 1234.972 | 6.66
D | 4002 | 2022-11-07 | 12 | ON | 30.53 | 12.23 | 5.38 | 0.28 | 0.14 | 0.85 | 0 | 0 | -0.36 | -0.26 | 0 |  | 0.4 | 0.35 | 0.23 | 49.77 | 1239.139 | 6.65
D | 4002 | 2022-11-07 | 13 | ON | 37.2 | 12.23 | 5.38 | 0.28 | 0.49 | 0.85 | 0 | 0.01 | -0.45 | -0.26 | 0 |  | 0.4 | 0.35 | 0.23 | 56.71 | 1238.821 | 7
D | 4002 | 2022-11-07 | 14 | ON | 34.23 | 12.23 | 5.38 | 0.28 | 0.2 | 0.84 | 0 | 0.02 | -0.41 | -0.26 | 0 |  | 0.4 | 0.35 | 0.23 | 53.49 | 1249.643 | 6.7
D | 4002 | 2022-11-07 | 15 | ON | 40.35 | 12.23 | 5.38 | 0.28 | 0.31 | 0.82 | 0.05 | 0.02 | -0.42 | -0.26 | 0 |  | 0.4 | 0.35 | 0.23 | 59.74 | 1258.689 | 6.84
D | 4002 | 2022-11-07 | 16 | ON | 60.09 | 12.23 | 5.38 | 0.28 | 0.23 | 0.79 | 0.02 | -0.04 | -0.55 | -0.26 | 0 |  | 0.4 | 0.35 | 0.23 | 79.15 | 1278.906 | 6.7
D | 4002 | 2022-11-07 | 17 | ON | 66.13 | 12.23 | 5.38 | 0.28 | 0.45 | 0.77 | 0.04 | 0.02 | -0.6 | -0.26 | 0 |  | 0.4 | 0.35 | 0.23 | 85.42 | 1327.791 | 6.92
D | 4002 | 2022-11-07 | 18 | ON | 202.29 | 12.23 | 5.38 | 0.28 | 1.13 | 0.42 | 10.94 | 0.01 | -2.18 | -0.26 | 0 |  | 0.4 | 0.35 | 0.23 | 231.22 | 1397.531 | 18.15
D | 4002 | 2022-11-07 | 19 | ON | 85.25 | 12.23 | 5.38 | 0.28 | 0.55 | 0.7 | 3.46 | 0.11 | -0.55 | -0.26 | 0 |  | 0.4 | 0.35 | 0.23 | 108.13 | 1351.872 | 10.37
D | 4002 | 2022-11-07 | 20 | ON | 45.51 | 12.23 | 5.38 | 0.28 | 0.47 | 0.8 | 0 | -0.04 | -0.45 | -0.26 | 0 |  | 0.4 | 0.35 | 0.23 | 64.9 | 1286.037 | 6.93
D | 4002 | 2022-11-07 | 21 | ON | 31.02 | 12.23 | 5.38 | 0.28 | 0.34 | 0.85 | 0 | -0.01 | -0.38 | -0.26 | 0 |  | 0.4 | 0.35 | 0.23 | 50.43 | 1206.329 | 6.85
D | 4002 | 2022-11-07 | 22 | ON | 23.93 | 12.23 | 5.38 | 0.28 | 0.31 | 0.91 | 0 | -0.03 | -0.38 | -0.26 | 0 |  | 0.4 | 0.35 | 0.23 | 43.35 | 1107.661 | 6.88
D | 4002 | 2022-11-07 | 23 | ON | 19 | 12.23 | 5.38 | 0.28 | 0.45 | 0.99 | 0 | 0.03 | -0.31 | -0.26 | 0 |  | 0.4 | 0.35 | 0.23 | 38.77 | 1013.663 | 7.1
D | 4002 | 2022-11-07 | 24 | OFF | 13.8 | 12.23 | 5.38 | 0.28 | 0.94 | 0 | 0 | -0.02 | -0.35 | -0.26 | 0 |  | 0.4 | 0.35 | 0.23 | 32.98 | 940.202 | 6.6
D | 4002 | 2022-11-08 | 1 | OFF | 21.06 | 12.23 | 0.85 | 0.06 | 0.18 | 0 | 0 | 0.01 | -0.27 | -0.26 | 0 |  | 0.4 | 0.35 | 0.23 | 34.84 | 892.099 | 1.09
D | 4002 | 2022-11-08 | 2 | OFF | 21.31 | 12.23 | 0.85 | 0.06 | 0.16 | 0 | 0 | 0.04 | -0.29 | -0.26 | 0 |  | 0.4 | 0.35 | 0.23 | 35.08 | 868.416 | 1.07
D | 4002 | 2022-11-08 | 3 | OFF | 20.97 | 12.23 | 0.85 | 0.06 | 0.15 | 0 | 0 | -0.01 | -0.3 | -0.26 | 0 |  | 0.4 | 0.35 | 0.23 | 34.67 | 857.162 | 1.06
D | 4002 | 2022-11-08 | 4 | OFF | 19.56 | 12.23 | 0.85 | 0.06 | 0.61 | 0 | 0 | 0.04 | -0.29 | -0.26 | 0 |  | 0.4 | 0.35 | 0.23 | 33.78 | 863.423 | 1.52
D | 4002 | 2022-11-08 | 5 | OFF | 20.96 | 12.23 | 0.85 | 0.06 | 0.22 | 0 | 0 | 0.05 | -0.29 | -0.26 | 0 |  | 0.4 | 0.35 | 0.23 | 34.8 | 901.874 | 1.13
D | 4002 | 2022-11-08 | 6 | OFF | 19.53 | 12.23 | 0.85 | 0.06 | 0.19 | 0 | 0 | 0.01 | -0.25 | -0.26 | 0 |  | 0.4 | 0.35 | 0.23 | 33.34 | 1001.187 | 1.1
D | 4002 | 2022-11-08 | 7 | OFF | 20.5 | 12.23 | 0.85 | 0.06 | 0.84 | 0 | 0 | 0.03 | -0.35 | -0.26 | 0 |  | 0.4 | 0.35 | 0.23 | 34.88 | 1144.07 | 1.75
D | 4002 | 2022-11-08 | 8 | ON | 16.82 | 12.23 | 0.85 | 0.06 | 0.62 | 0.89 | 0 | 0.01 | -0.29 | -0.26 | 0 |  | 0.4 | 0.35 | 0.23 | 31.91 | 1216.41 | 2.42
D | 4002 | 2022-11-08 | 9 | ON | 4.47 | 12.23 | 0.85 | 0.06 | 0.46 | 0.92 | 0 | 0.01 | -0.21 | -0.26 | 0 |  | 0.4 | 0.35 | 0.23 | 19.51 | 1213.869 | 2.29
D | 4002 | 2022-11-08 | 10 | ON | 13.18 | 12.23 | 0.85 | 0.06 | 0.4 | 0.95 | 0 | 0 | -0.25 | -0.26 | 0 |  | 0.4 | 0.35 | 0.23 | 28.14 | 1193.312 | 2.26
D | 4002 | 2022-11-08 | 11 | ON | 27.4 | 12.23 | 0.85 | 0.06 | 0.23 | 0.96 | 0 | 0 | -0.23 | -0.26 | 0 |  | 0.4 | 0.35 | 0.23 | 42.22 | 1185.09 | 2.1
D | 4002 | 2022-11-08 | 12 | ON | 28.02 | 12.23 | 0.85 | 0.06 | 0.09 | 0.97 | 0 | -0.01 | -0.23 | -0.26 | 0 |  | 0.4 | 0.35 | 0.23 | 42.7 | 1180.265 | 1.97
D | 4002 | 2022-11-08 | 13 | ON | 27.47 | 12.23 | 0.85 | 0.06 | 0.36 | 0.97 | 0 | -0.01 | -0.21 | -0.26 | 0 |  | 0.4 | 0.35 | 0.23 | 42.44 | 1177.175 | 2.24
D | 4002 | 2022-11-08 | 14 | ON | 28.78 | 12.23 | 0.85 | 0.06 | 0.24 | 0.94 | 0 | -0.03 | -0.21 | -0.26 | 0 |  | 0.4 | 0.35 | 0.23 | 43.58 | 1193.623 | 2.09
D | 4002 | 2022-11-08 | 15 | ON | 32.39 | 12.23 | 0.85 | 0.06 | 0.13 | 0.9 | 0 | 0 | -0.24 | -0.26 | 0 |  | 0.4 | 0.35 | 0.23 | 47.04 | 1215.124 | 1.94
D | 4002 | 2022-11-08 | 16 | ON | 39.2 | 12.23 | 0.85 | 0.06 | 0.08 | 0.85 | 0 | -0.07 | -0.04 | -0.26 | 0 |  | 0.4 | 0.35 | 0.23 | 53.88 | 1251.876 | 1.84
D | 4002 | 2022-11-08 | 17 | ON | 54.6 | 12.23 | 0.85 | 0.06 | 0.15 | 0.79 | 0 | 0.05 | -0.28 | -0.26 | 0 |  | 0.4 | 0.35 | 0.23 | 69.17 | 1330.291 | 1.85
D | 4002 | 2022-11-08 | 18 | ON | 70.56 | 12.23 | 0.85 | 0.06 | 0.42 | 0.75 | 0.01 | 0.03 | -0.58 | -0.26 | 0 |  | 0.4 | 0.35 | 0.23 | 85.05 | 1418.866 | 2.09
D | 4002 | 2022-11-08 | 19 | ON | 67.99 | 12.23 | 0.85 | 0.06 | 0.28 | 0.75 | 0 | 0.08 | -0.4 | -0.26 | 0 |  | 0.4 | 0.35 | 0.23 | 82.56 | 1400.438 | 1.94
D | 4002 | 2022-11-08 | 20 | ON | 62.61 | 12.23 | 0.85 | 0.06 | 0.32 | 0.78 | 0.03 | -0.07 | -0.28 | -0.26 | 0 |  | 0.4 | 0.35 | 0.23 | 77.25 | 1352.515 | 2.04
D | 4002 | 2022-11-08 | 21 | ON | 49.53 | 12.23 | 0.85 | 0.06 | 0.82 | 0.81 | 0.03 | -0.01 | -0.16 | -0.26 | 0 |  | 0.4 | 0.35 | 0.23 | 64.88 | 1287.054 | 2.57
D | 4002 | 2022-11-08 | 22 | ON | 36.31 | 12.23 | 0.85 | 0.06 | 0.16 | 0.87 | 0.06 | -0.02 | -0.28 | -0.26 | 0 |  | 0.4 | 0.35 | 0.23 | 50.96 | 1192.736 | 2
D | 4002 | 2022-11-08 | 23 | ON | 30.59 | 12.23 | 0.85 | 0.06 | 0.21 | 0.94 | 0 | -0.01 | -0.14 | -0.26 | 0 |  | 0.4 | 0.35 | 0.23 | 45.45 | 1097.068 | 2.06
D | 4002 | 2022-11-08 | 24 | OFF | 29.96 | 12.23 | 0.85 | 0.06 | 0.16 | 0 | 0 | -0.04 | -0.16 | -0.26 | 0 |  | 0.4 | 0.35 | 0.23 | 43.78 | 1024.013 | 1.07
D | 4002 | 2022-11-09 | 1 | OFF | 31.02 | 12.23 | 0.42 | 0.07 | 0.11 | 0 | 0 | -0.02 | -0.17 | -0.26 | 0 |  | 0.4 | 0.35 | 0.23 | 44.38 | 978.154 | 0.6
D | 4002 | 2022-11-09 | 2 | OFF | 30.13 | 12.23 | 0.42 | 0.07 | 0.07 | 0 | 0 | 0.01 | -0.21 | -0.26 | 0 |  | 0.4 | 0.35 | 0.23 | 43.44 | 957.854 | 0.56
D | 4002 | 2022-11-09 | 3 | OFF | 30.32 | 12.23 | 0.42 | 0.07 | 0.12 | 0 | 0 | 0 | -0.2 | -0.26 | 0 |  | 0.4 | 0.35 | 0.23 | 43.68 | 949.733 | 0.61
D | 4002 | 2022-11-09 | 4 | OFF | 29.04 | 12.23 | 0.42 | 0.07 | 0.07 | 0 | 0 | 0.02 | -0.19 | -0.26 | 0 |  | 0.4 | 0.35 | 0.23 | 42.38 | 960.648 | 0.56
D | 4002 | 2022-11-09 | 5 | OFF | 27.68 | 12.23 | 0.42 | 0.07 | 0.1 | 0 | 0 | 0.02 | -0.18 | -0.26 | 0 |  | 0.4 | 0.35 | 0.23 | 41.06 | 1008.784 | 0.59
D | 4002 | 2022-11-09 | 6 | OFF | 30.89 | 12.23 | 0.42 | 0.07 | 0.18 | 0 | 0 | 0 | -0.16 | -0.26 | 0 |  | 0.4 | 0.35 | 0.23 | 44.35 | 1123.096 | 0.67
D | 4002 | 2022-11-09 | 7 | OFF | 49.65 | 12.23 | 0.42 | 0.07 | 0.94 | 0 | 0.08 | 0.08 | -0.18 | -0.26 | 0 |  | 0.4 | 0.35 | 0.23 | 64.01 | 1279.802 | 1.51
D | 4002 | 2022-11-09 | 8 | ON | 57.11 | 12.23 | 0.42 | 0.07 | 1.18 | 0.83 | 0 | 0.01 | -0.32 | -0.26 | 0 |  | 0.4 | 0.35 | 0.23 | 72.25 | 1336.488 | 2.5
D | 4002 | 2022-11-09 | 9 | ON | 42.09 | 12.23 | 0.42 | 0.07 | 1.28 | 0.87 | 0 | 0.01 | -0.02 | -0.26 | 0 |  | 0.4 | 0.35 | 0.23 | 57.67 | 1311.792 | 2.64
D | 4002 | 2022-11-09 | 10 | ON | 27.54 | 12.23 | 0.42 | 0.07 | 0.35 | 0.91 | 0 | 0.05 | -0.17 | -0.26 | 0 |  | 0.4 | 0.35 | 0.23 | 42.12 | 1265.64 | 1.75
D | 4002 | 2022-11-09 | 11 | ON | 29.61 | 12.23 | 0.42 | 0.07 | 0.17 | 0.94 | 0 | 0 | -0.22 | -0.26 | 0 |  | 0.4 | 0.35 | 0.23 | 43.94 | 1231.983 | 1.6
D | 4002 | 2022-11-09 | 12 | ON | 29.72 | 12.23 | 0.42 | 0.07 | 0.08 | 0.96 | 0 | 0.02 | -0.22 | -0.26 | 0 |  | 0.4 | 0.35 | 0.23 | 44 | 1214.224 | 1.53
D | 4002 | 2022-11-09 | 13 | ON | 29.63 | 12.23 | 0.42 | 0.07 | 0.08 | 0.96 | 0 | 0.02 | -0.24 | -0.26 | 0 |  | 0.4 | 0.35 | 0.23 | 43.89 | 1201.063 | 1.53
D | 4002 | 2022-11-09 | 14 | ON | 31.23 | 12.23 | 0.42 | 0.07 | 0.08 | 0.95 | 0 | 0.07 | -0.23 | -0.26 | 0 |  | 0.4 | 0.35 | 0.23 | 45.54 | 1207.391 | 1.52
D | 4002 | 2022-11-09 | 15 | ON | 37.11 | 12.23 | 0.42 | 0.07 | 0.12 | 0.91 | 0 | 0.02 | -0.11 | -0.26 | 0 |  | 0.4 | 0.35 | 0.23 | 51.49 | 1227.567 | 1.52
D | 4002 | 2022-11-09 | 16 | ON | 47.77 | 12.23 | 0.42 | 0.07 | 0.16 | 0.86 | 0.06 | 0.08 | 0.01 | -0.26 | 0 |  | 0.4 | 0.35 | 0.23 | 62.38 | 1269.234 | 1.57
D | 4002 | 2022-11-09 | 17 | ON | 50.81 | 12.23 | 0.42 | 0.07 | 0.19 | 0.8 | 0.01 | 0.08 | -0.05 | -0.26 | 0 |  | 0.4 | 0.35 | 0.23 | 65.28 | 1351.926 | 1.49
D | 4002 | 2022-11-09 | 18 | ON | 70.03 | 12.23 | 0.42 | 0.07 | 0.29 | 0.75 | 0.13 | 0.1 | -0.51 | -0.26 | 0 |  | 0.4 | 0.35 | 0.23 | 84.23 | 1448.387 | 1.66
D | 4002 | 2022-11-09 | 19 | ON | 62.07 | 12.23 | 0.42 | 0.07 | 0.54 | 0.76 | 0.03 | 0 | -0.3 | -0.26 | 0 |  | 0.4 | 0.35 | 0.23 | 76.54 | 1427.494 | 1.82
D | 4002 | 2022-11-09 | 20 | ON | 58.78 | 12.23 | 0.42 | 0.07 | 0.23 | 0.78 | 0.06 | -0.05 | -0.3 | -0.26 | 0 |  | 0.4 | 0.35 | 0.23 | 72.94 | 1375.95 | 1.56
D | 4002 | 2022-11-09 | 21 | ON | 46.54 | 12.23 | 0.42 | 0.07 | 0.1 | 0.82 | 0.01 | -0.01 | -0.15 | -0.26 | 0 |  | 0.4 | 0.35 | 0.23 | 60.75 | 1302.327 | 1.42
D | 4002 | 2022-11-09 | 22 | ON | 44.48 | 12.23 | 0.42 | 0.07 | 0.11 | 0.88 | 0.03 | 0.03 | -0.07 | -0.26 | 0 |  | 0.4 | 0.35 | 0.23 | 58.9 | 1205.594 | 1.51
D | 4002 | 2022-11-09 | 23 | ON | 36.7 | 12.23 | 0.42 | 0.07 | 1.77 | 0.95 | 0 | -0.05 | -0.14 | -0.26 | 0 |  | 0.4 | 0.35 | 0.23 | 52.67 | 1106.571 | 3.21
D | 4002 | 2022-11-09 | 24 | OFF | 32.62 | 12.23 | 0.42 | 0.07 | 1.25 | 0 | 0 | -0.01 | -0.1 | -0.26 | 0 |  | 0.4 | 0.35 | 0.23 | 47.2 | 1030.916 | 1.74
D | 4002 | 2022-11-10 | 1 | OFF | 25.85 | 12.23 | 0.29 | 0.18 | 0.24 | 0 | 0 | 0.03 | -0.22 | -0.26 | 0 |  | 0.4 | 0.35 | 0.23 | 39.32 | 990.238 | 0.71
D | 4002 | 2022-11-10 | 2 | OFF | 25.51 | 12.23 | 0.29 | 0.18 | 0.5 | 0 | 0 | 0.02 | -0.17 | -0.26 | 0 |  | 0.4 | 0.35 | 0.23 | 39.28 | 964.417 | 0.97
D | 4002 | 2022-11-10 | 3 | OFF | 25.56 | 12.23 | 0.29 | 0.18 | 0.13 | 0 | 0 | 0 | -0.17 | -0.26 | 0 |  | 0.4 | 0.35 | 0.23 | 38.94 | 953.669 | 0.6
D | 4002 | 2022-11-10 | 4 | OFF | 26.29 | 12.23 | 0.29 | 0.18 | 0.12 | 0 | 0 | 0.02 | -0.15 | -0.26 | 0 |  | 0.4 | 0.35 | 0.23 | 39.7 | 960.707 | 0.59
D | 4002 | 2022-11-10 | 5 | OFF | 26.39 | 12.23 | 0.29 | 0.18 | 0.12 | 0 | 0 | 0.02 | -0.15 | -0.26 | 0 |  | 0.4 | 0.35 | 0.23 | 39.8 | 1001.62 | 0.59
D | 4002 | 2022-11-10 | 6 | OFF | 34.76 | 12.23 | 0.29 | 0.18 | 0.29 | 0 | 0 | -0.02 | -0.03 | -0.26 | 0 |  | 0.4 | 0.35 | 0.23 | 48.42 | 1101.631 | 0.76
D | 4002 | 2022-11-10 | 7 | OFF | 38.07 | 12.23 | 0.29 | 0.18 | 0.26 | 0 | 0 | 0.04 | -0.17 | -0.26 | 0 |  | 0.4 | 0.35 | 0.23 | 51.62 | 1248.242 | 0.73
D | 4002 | 2022-11-10 | 8 | ON | 38.83 | 12.23 | 0.29 | 0.18 | 1.31 | 0.84 | 0 | 0.02 | -0.21 | -0.26 | 0 |  | 0.4 | 0.35 | 0.23 | 54.21 | 1310.01 | 2.62
D | 4002 | 2022-11-10 | 9 | ON | 31.91 | 12.23 | 0.29 | 0.18 | 1.05 | 0.87 | 0 | -0.02 | -0.14 | -0.26 | 0 |  | 0.4 | 0.35 | 0.23 | 47.09 | 1290.84 | 2.39
D | 4002 | 2022-11-10 | 10 | ON | 28.46 | 12.23 | 0.29 | 0.18 | 0.26 | 0.9 | 0 | -0.02 | -0.17 | -0.26 | 0 |  | 0.4 | 0.35 | 0.23 | 42.85 | 1254.555 | 1.63
D | 4002 | 2022-11-10 | 11 | ON | 25.44 | 12.23 | 0.29 | 0.18 | 0.08 | 0.93 | 0 | -0.02 | -0.18 | -0.26 | 0 |  | 0.4 | 0.35 | 0.23 | 39.67 | 1235.032 | 1.48
D | 4002 | 2022-11-10 | 12 | ON | 24.44 | 12.23 | 0.29 | 0.18 | 0.09 | 0.94 | 0 | 0.01 | -0.18 | -0.26 | 0 |  | 0.4 | 0.35 | 0.23 | 38.72 | 1217.824 | 1.5
D | 4002 | 2022-11-10 | 13 | ON | 24.67 | 12.23 | 0.29 | 0.18 | 0.07 | 0.94 | 0 | -0.01 | -0.15 | -0.26 | 0 |  | 0.4 | 0.35 | 0.23 | 38.94 | 1205.795 | 1.48
D | 4002 | 2022-11-10 | 14 | ON | 27.89 | 12.23 | 0.29 | 0.18 | 0.07 | 0.92 | 0 | 0.01 | -0.17 | -0.26 | 0 |  | 0.4 | 0.35 | 0.23 | 42.14 | 1212.961 | 1.46
D | 4002 | 2022-11-10 | 15 | ON | 32.45 | 12.23 | 0.29 | 0.18 | 0.06 | 0.89 | 0 | -0.01 | -0.19 | -0.26 | 0 |  | 0.4 | 0.35 | 0.23 | 46.62 | 1228.076 | 1.42
D | 4002 | 2022-11-10 | 16 | ON | 38.47 | 12.23 | 0.29 | 0.18 | 0.12 | 0.87 | 0.01 | 0.01 | -0.04 | -0.26 | 0 |  | 0.4 | 0.35 | 0.23 | 52.86 | 1253.285 | 1.47
D | 4002 | 2022-11-10 | 17 | ON | 45.28 | 12.23 | 0.29 | 0.18 | 0.24 | 0.82 | 0.09 | 0.03 | -0.2 | -0.26 | 0 |  | 0.4 | 0.35 | 0.23 | 59.68 | 1315.516 | 1.62
D | 4002 | 2022-11-10 | 18 | ON | 39.45 | 12.23 | 0.29 | 0.18 | 0.27 | 0.78 | 0.01 | -0.03 | -0.33 | -0.26 | 0 |  | 0.4 | 0.35 | 0.23 | 53.57 | 1391.606 | 1.53
D | 4002 | 2022-11-10 | 19 | ON | 47 | 12.23 | 0.29 | 0.18 | 0.34 | 0.8 | 0 | 0.01 | -0.14 | -0.26 | 0 |  | 0.4 | 0.35 | 0.23 | 61.43 | 1359.413 | 1.61
D | 4002 | 2022-11-10 | 20 | ON | 38.27 | 12.23 | 0.29 | 0.18 | 0.27 | 0.83 | 0 | 0.01 | -0.21 | -0.26 | 0 |  | 0.4 | 0.35 | 0.23 | 52.59 | 1298.894 | 1.57
D | 4002 | 2022-11-10 | 21 | ON | 33.55 | 12.23 | 0.29 | 0.18 | 0.24 | 0.87 | 0 | 0 | -0.15 | -0.26 | 0 |  | 0.4 | 0.35 | 0.23 | 47.93 | 1235.234 | 1.58
D | 4002 | 2022-11-10 | 22 | ON | 30.27 | 12.23 | 0.29 | 0.18 | 0.16 | 0.93 | 0 | 0 | -0.16 | -0.26 | 0 |  | 0.4 | 0.35 | 0.23 | 44.62 | 1146.525 | 1.56
D | 4002 | 2022-11-10 | 23 | ON | 26.08 | 12.23 | 0.29 | 0.18 | 0.19 | 1 | 0 | -0.02 | -0.11 | -0.26 | 0 |  | 0.4 | 0.35 | 0.23 | 40.56 | 1050.493 | 1.66
D | 4002 | 2022-11-10 | 24 | OFF | 23.55 | 12.23 | 0.29 | 0.18 | 0.32 | 0 | 0 | -0.01 | -0.12 | -0.26 | 0 |  | 0.4 | 0.35 | 0.23 | 37.16 | 975.137 | 0.79
D | 4002 | 2022-11-11 | 1 | OFF | 25.92 | 12.23 | 0.5 | 0.07 | 0.15 | 0 | 0 | -0.05 | -0.18 | -0.26 | 0 |  | 0.4 | 0.35 | 0.23 | 39.36 | 922.478 | 0.72
D | 4002 | 2022-11-11 | 2 | OFF | 29.03 | 12.23 | 0.5 | 0.07 | 0.11 | 0 | 0 | 0.01 | -0.18 | -0.26 | 0 |  | 0.4 | 0.35 | 0.23 | 42.49 | 892.146 | 0.68
D | 4002 | 2022-11-11 | 3 | OFF | 28.25 | 12.23 | 0.5 | 0.07 | 0.07 | 0 | 0 | -0.01 | -0.14 | -0.26 | 0 |  | 0.4 | 0.35 | 0.23 | 41.69 | 876.178 | 0.64
D | 4002 | 2022-11-11 | 4 | OFF | 27.95 | 12.23 | 0.5 | 0.07 | 0.07 | 0 | 0 | 0.01 | -0.15 | -0.26 | 0 |  | 0.4 | 0.35 | 0.23 | 41.4 | 877.532 | 0.64
D | 4002 | 2022-11-11 | 5 | OFF | 30.45 | 12.23 | 0.5 | 0.07 | 0.09 | 0 | 0 | 0.01 | -0.16 | -0.26 | 0 |  | 0.4 | 0.35 | 0.23 | 43.91 | 908.202 | 0.66
D | 4002 | 2022-11-11 | 6 | OFF | 41.95 | 12.23 | 0.5 | 0.07 | 0.18 | 0 | 0 | 0.01 | 0 | -0.26 | 0 |  | 0.4 | 0.35 | 0.23 | 55.66 | 982.461 | 0.75
D | 4002 | 2022-11-11 | 7 | OFF | 34.39 | 12.23 | 0.5 | 0.07 | 0.3 | 0 | 0 | 0.1 | -0.21 | -0.26 | 0 |  | 0.4 | 0.35 | 0.23 | 48.1 | 1091.226 | 0.87
D | 4002 | 2022-11-11 | 8 | ON | 36.06 | 12.23 | 0.5 | 0.07 | 0.19 | 0.92 | 0 | 0.09 | -0.2 | -0.26 | 0 |  | 0.4 | 0.35 | 0.23 | 50.58 | 1168.244 | 1.68
D | 4002 | 2022-11-11 | 9 | ON | 34.97 | 12.23 | 0.5 | 0.07 | 0.9 | 0.89 | 0 | -0.03 | -0.24 | -0.26 | 0 |  | 0.4 | 0.35 | 0.23 | 50.01 | 1210.521 | 2.36
D | 4002 | 2022-11-11 | 10 | ON | 33.2 | 12.23 | 0.5 | 0.07 | 0.22 | 0.87 | 0 | 0.03 | -0.28 | -0.26 | 0 |  | 0.4 | 0.35 | 0.23 | 47.56 | 1218.263 | 1.66
D | 4002 | 2022-11-11 | 11 | ON | 43.77 | 12.23 | 0.5 | 0.07 | 0.09 | 0.86 | 0.01 | 0.01 | -0.27 | -0.26 | 0 |  | 0.4 | 0.35 | 0.23 | 57.99 | 1225.58 | 1.53
D | 4002 | 2022-11-11 | 12 | ON | 42.67 | 12.23 | 0.5 | 0.07 | 0.22 | 0.85 | 0 | 0 | -0.28 | -0.26 | 0 |  | 0.4 | 0.35 | 0.23 | 56.98 | 1225.387 | 1.64
D | 4002 | 2022-11-11 | 13 | ON | 54.29 | 12.23 | 0.5 | 0.07 | 0.15 | 0.84 | 0.07 | -0.02 | -0.26 | -0.26 | 0 |  | 0.4 | 0.35 | 0.23 | 68.59 | 1234.347 | 1.63
D | 4002 | 2022-11-11 | 14 | ON | 68.9 | 12.23 | 0.5 | 0.07 | 0.41 | 0.83 | 0.01 | 0.1 | -0.32 | -0.26 | 0 |  | 0.4 | 0.35 | 0.23 | 83.45 | 1258.419 | 1.82
D | 4002 | 2022-11-11 | 15 | ON | 60.11 | 12.23 | 0.5 | 0.07 | 0.49 | 0.82 | 0.15 | -0.08 | -0.29 | -0.26 | 0 |  | 0.4 | 0.35 | 0.23 | 74.72 | 1263.053 | 2.03
D | 4002 | 2022-11-11 | 16 | ON | 57.08 | 12.23 | 0.5 | 0.07 | 0.18 | 0.81 | 0.01 | 0.08 | -0.28 | -0.26 | 0 |  | 0.4 | 0.35 | 0.23 | 71.4 | 1270.698 | 1.57
D | 4002 | 2022-11-11 | 17 | ON | 58.61 | 12.23 | 0.5 | 0.07 | 0.42 | 0.78 | 0 | 0.03 | -0.08 | -0.26 | 0 |  | 0.4 | 0.35 | 0.23 | 73.28 | 1324.156 | 1.77
D | 4002 | 2022-11-11 | 18 | ON | 62.92 | 12.23 | 0.5 | 0.07 | 0.75 | 0.77 | 0 | 0.01 | -0.33 | -0.26 | 0 |  | 0.4 | 0.35 | 0.23 | 77.64 | 1355.407 | 2.09
D | 4002 | 2022-11-11 | 19 | ON | 56.11 | 12.23 | 0.5 | 0.07 | 0.5 | 0.79 | 0 | 0.02 | -0.13 | -0.26 | 0 |  | 0.4 | 0.35 | 0.23 | 70.81 | 1313.213 | 1.86
D | 4002 | 2022-11-11 | 20 | ON | 44.26 | 12.23 | 0.5 | 0.07 | 0.33 | 0.82 | 0.01 | -0.01 | -0.03 | -0.26 | 0 |  | 0.4 | 0.35 | 0.23 | 58.9 | 1250.216 | 1.73
D | 4002 | 2022-11-11 | 21 | ON | 41.6 | 12.23 | 0.5 | 0.07 | 0.19 | 0.86 | 0.04 | -0.02 | -0.05 | -0.26 | 0 |  | 0.4 | 0.35 | 0.23 | 56.14 | 1195.921 | 1.66
D | 4002 | 2022-11-11 | 22 | ON | 41.57 | 12.23 | 0.5 | 0.07 | 0.28 | 0.9 | 0.04 | 0 | -0.09 | -0.26 | 0 |  | 0.4 | 0.35 | 0.23 | 56.22 | 1122.749 | 1.79
D | 4002 | 2022-11-11 | 23 | ON | 35.99 | 12.23 | 0.5 | 0.07 | 0.73 | 0.96 | 0.08 | 0 | 0.06 | -0.26 | 0 |  | 0.4 | 0.35 | 0.23 | 51.34 | 1039.095 | 2.34
D | 4002 | 2022-11-11 | 24 | OFF | 31.65 | 12.23 | 0.5 | 0.07 | 0.78 | 0 | 0 | 0.01 | -0.06 | -0.26 | 0 |  | 0.4 | 0.35 | 0.23 | 45.9 | 964.179 | 1.35
D | 4002 | 2022-11-12 | 1 | OFF | 36.66 | 12.23 | 0.2 | 0.05 | 0.24 | 0 | 0 | 0 | -0.08 | -0.26 | 0 |  | 0.4 | 0.35 | 0.23 | 50.02 | 913.951 | 0.49
D | 4002 | 2022-11-12 | 2 | OFF | 31.9 | 12.23 | 0.2 | 0.05 | 0.12 | 0 | 0 | 0.01 | -0.12 | -0.26 | 0 |  | 0.4 | 0.35 | 0.23 | 45.11 | 884.36 | 0.37
D | 4002 | 2022-11-12 | 3 | OFF | 30.78 | 12.23 | 0.2 | 0.05 | 0.1 | 0 | 0 | 0.01 | -0.13 | -0.26 | 0 |  | 0.4 | 0.35 | 0.23 | 43.96 | 866.145 | 0.35
D | 4002 | 2022-11-12 | 4 | OFF | 29.14 | 12.23 | 0.2 | 0.05 | 0.08 | 0 | 0 | 0.04 | -0.15 | -0.26 | 0 |  | 0.4 | 0.35 | 0.23 | 42.31 | 859.492 | 0.33
D | 4002 | 2022-11-12 | 5 | OFF | 29.67 | 12.23 | 0.2 | 0.05 | 0.07 | 0 | 0 | 0.02 | -0.16 | -0.26 | 0 |  | 0.4 | 0.35 | 0.23 | 42.8 | 869.786 | 0.32
D | 4002 | 2022-11-12 | 6 | OFF | 30.19 | 12.23 | 0.2 | 0.05 | 0.08 | 0 | 0 | 0.06 | -0.11 | -0.26 | 0 |  | 0.4 | 0.35 | 0.23 | 43.42 | 907.001 | 0.33
D | 4002 | 2022-11-12 | 7 | OFF | 32.09 | 12.23 | 0.2 | 0.05 | 0.15 | 0 | 0 | -0.05 | -0.13 | -0.26 | 0 |  | 0.4 | 0.35 | 0.23 | 45.26 | 971.029 | 0.4
D | 4002 | 2022-11-12 | 8 | OFF | 30.73 | 12.23 | 0.2 | 0.05 | 0.14 | 0 | 0 | 0.01 | -0.07 | -0.26 | 0 |  | 0.4 | 0.35 | 0.23 | 44.01 | 1052.537 | 0.39
D | 4002 | 2022-11-12 | 9 | OFF | 30.47 | 12.23 | 0.2 | 0.05 | 0.17 | 0 | 0 | 0.07 | -0.2 | -0.26 | 0 |  | 0.4 | 0.35 | 0.23 | 43.71 | 1140.531 | 0.42
D | 4002 | 2022-11-12 | 10 | OFF | 25.44 | 12.23 | 0.2 | 0.05 | 0.08 | 0 | 0 | 0.08 | -0.24 | -0.26 | 0 |  | 0.4 | 0.35 | 0.23 | 38.56 | 1176.547 | 0.33
D | 4002 | 2022-11-12 | 11 | OFF | 26.23 | 12.23 | 0.2 | 0.05 | 0.08 | 0 | 0 | 0.01 | -0.16 | -0.26 | 0 |  | 0.4 | 0.35 | 0.23 | 39.36 | 1163.929 | 0.33
D | 4002 | 2022-11-12 | 12 | OFF | 27.26 | 12.23 | 0.2 | 0.05 | 0.12 | 0 | 0 | -0.02 | -0.17 | -0.26 | 0 |  | 0.4 | 0.35 | 0.23 | 40.39 | 1175.182 | 0.37
D | 4002 | 2022-11-12 | 13 | OFF | 28.5 | 12.23 | 0.2 | 0.05 | 0.11 | 0 | 0 | -0.01 | -0.17 | -0.26 | 0 |  | 0.4 | 0.35 | 0.23 | 41.63 | 1180.717 | 0.36
D | 4002 | 2022-11-12 | 14 | OFF | 29.05 | 12.23 | 0.2 | 0.05 | 0.09 | 0 | 0 | 0 | -0.14 | -0.26 | 0 |  | 0.4 | 0.35 | 0.23 | 42.2 | 1174.332 | 0.34
D | 4002 | 2022-11-12 | 15 | OFF | 28.16 | 12.23 | 0.2 | 0.05 | 0.14 | 0 | 0 | 0.01 | -0.13 | -0.26 | 0 |  | 0.4 | 0.35 | 0.23 | 41.38 | 1160.334 | 0.39
D | 4002 | 2022-11-12 | 16 | OFF | 37.56 | 12.23 | 0.2 | 0.05 | 0.19 | 0 | 0 | -0.08 | -0.1 | -0.26 | 0 |  | 0.4 | 0.35 | 0.23 | 50.77 | 1165.001 | 0.44
D | 4002 | 2022-11-12 | 17 | OFF | 34.2 | 12.23 | 0.2 | 0.05 | 0.18 | 0 | 0 | 0.08 | -0.14 | -0.26 | 0 |  | 0.4 | 0.35 | 0.23 | 47.52 | 1218.314 | 0.43
D | 4002 | 2022-11-12 | 18 | OFF | 38.63 | 12.23 | 0.2 | 0.05 | 0.21 | 0 | 0.01 | -0.08 | -0.26 | -0.26 | 0 |  | 0.4 | 0.35 | 0.23 | 51.71 | 1270.638 | 0.47
D | 4002 | 2022-11-12 | 19 | OFF | 43.84 | 12.23 | 0.2 | 0.05 | 0.13 | 0 | 0 | 0.02 | -0.27 | -0.26 | 0 |  | 0.4 | 0.35 | 0.23 | 56.92 | 1225.655 | 0.38
D | 4002 | 2022-11-12 | 20 | OFF | 42.9 | 12.23 | 0.2 | 0.05 | 0.17 | 0 | 0 | 0 | -0.15 | -0.26 | 0 |  | 0.4 | 0.35 | 0.23 | 56.12 | 1166.145 | 0.42
D | 4002 | 2022-11-12 | 21 | OFF | 29.18 | 12.23 | 0.2 | 0.05 | 0.11 | 0 | 0 | -0.04 | -0.17 | -0.26 | 0 |  | 0.4 | 0.35 | 0.23 | 42.28 | 1111.217 | 0.36
D | 4002 | 2022-11-12 | 22 | OFF | 34.65 | 12.23 | 0.2 | 0.05 | 0.29 | 0 | 0.03 | 0.01 | -0.17 | -0.26 | 0 |  | 0.4 | 0.35 | 0.23 | 48.01 | 1040.802 | 0.57
D | 4002 | 2022-11-12 | 23 | OFF | 27.33 | 12.23 | 0.2 | 0.05 | 0.29 | 0 | 0 | 0.01 | -0.1 | -0.26 | 0 |  | 0.4 | 0.35 | 0.23 | 40.73 | 968.257 | 0.54
D | 4002 | 2022-11-12 | 24 | OFF | 20 | 12.23 | 0.2 | 0.05 | 0.57 | 0 | 0 | 0.01 | -0.14 | -0.26 | 0 |  | 0.4 | 0.35 | 0.23 | 33.64 | 902.859 | 0.82
D | 4002 | 2022-11-13 | 1 | OFF | 22.44 | 12.23 | 0.17 | 0.03 | 0.42 | 0 | 0 | 0.05 | -0.11 | -0.26 | 0 |  | 0.4 | 0.35 | 0.23 | 35.95 | 851.163 | 0.62
D | 4002 | 2022-11-13 | 2 | OFF | 23.92 | 12.23 | 0.17 | 0.03 | 0.27 | 0 | 0 | 0.05 | -0.09 | -0.26 | 0 |  | 0.4 | 0.35 | 0.23 | 37.3 | 822.362 | 0.47
D | 4002 | 2022-11-13 | 3 | OFF | 19.18 | 12.23 | 0.17 | 0.03 | 0.21 | 0 | 0 | 0.01 | -0.13 | -0.26 | 0 |  | 0.4 | 0.35 | 0.23 | 32.42 | 805.862 | 0.41
D | 4002 | 2022-11-13 | 4 | OFF | 17.68 | 12.23 | 0.17 | 0.03 | 0.26 | 0 | 0 | 0.03 | -0.12 | -0.26 | 0 |  | 0.4 | 0.35 | 0.23 | 31 | 800.46 | 0.46
D | 4002 | 2022-11-13 | 5 | OFF | 22.36 | 12.23 | 0.17 | 0.03 | 0.22 | 0 | 0 | 0.02 | -0.09 | -0.26 | 0 |  | 0.4 | 0.35 | 0.23 | 35.66 | 805.63 | 0.42
D | 4002 | 2022-11-13 | 6 | OFF | 16.1 | 12.23 | 0.17 | 0.03 | 0.3 | 0 | 0 | 0.02 | -0.17 | -0.26 | 0 |  | 0.4 | 0.35 | 0.23 | 29.4 | 834.92 | 0.5
D | 4002 | 2022-11-13 | 7 | OFF | 19.06 | 12.23 | 0.17 | 0.03 | 0.23 | 0 | 0 | 0 | -0.09 | -0.26 | 0 |  | 0.4 | 0.35 | 0.23 | 32.35 | 885.754 | 0.43
D | 4002 | 2022-11-13 | 8 | OFF | 23.22 | 12.23 | 0.17 | 0.03 | 0.15 | 0 | 0 | 0.05 | -0.22 | -0.26 | 0 |  | 0.4 | 0.35 | 0.23 | 36.35 | 961.699 | 0.35
D | 4002 | 2022-11-13 | 9 | OFF | 31.72 | 12.23 | 0.17 | 0.03 | 0.27 | 0 | 0 | -0.03 | -0.16 | -0.26 | 0 |  | 0.4 | 0.35 | 0.23 | 44.95 | 1052.052 | 0.47
D | 4002 | 2022-11-13 | 10 | OFF | 45.03 | 12.23 | 0.17 | 0.03 | 0.67 | 0 | 0.03 | 0.03 | -0.12 | -0.26 | 0 |  | 0.4 | 0.35 | 0.23 | 58.79 | 1127.667 | 0.9
D | 4002 | 2022-11-13 | 11 | OFF | 44.07 | 12.23 | 0.17 | 0.03 | 0.15 | 0 | 0 | -0.05 | -0.2 | -0.26 | 0 |  | 0.4 | 0.35 | 0.23 | 57.12 | 1175.642 | 0.35
D | 4002 | 2022-11-13 | 12 | OFF | 43.78 | 12.23 | 0.17 | 0.03 | 0.1 | 0 | 0.01 | 0 | -0.19 | -0.26 | 0 |  | 0.4 | 0.35 | 0.23 | 56.85 | 1205.635 | 0.31
D | 4002 | 2022-11-13 | 13 | OFF | 37.12 | 12.23 | 0.17 | 0.03 | 0.08 | 0 | 0 | 0.04 | -0.18 | -0.26 | 0 |  | 0.4 | 0.35 | 0.23 | 50.21 | 1221.073 | 0.28
D | 4002 | 2022-11-13 | 14 | OFF | 31.8 | 12.23 | 0.17 | 0.03 | 0.09 | 0 | 0 | 0.03 | -0.18 | -0.26 | 0 |  | 0.4 | 0.35 | 0.23 | 44.89 | 1211.524 | 0.29
D | 4002 | 2022-11-13 | 15 | OFF | 32.73 | 12.23 | 0.17 | 0.03 | 0.1 | 0 | 0 | -0.02 | -0.18 | -0.26 | 0 |  | 0.4 | 0.35 | 0.23 | 45.78 | 1209.113 | 0.3
D | 4002 | 2022-11-13 | 16 | OFF | 34.02 | 12.23 | 0.17 | 0.03 | 0.08 | 0 | 0 | -0.01 | -0.18 | -0.26 | 0 |  | 0.4 | 0.35 | 0.23 | 47.06 | 1229.683 | 0.28
D | 4002 | 2022-11-13 | 17 | OFF | 39.66 | 12.23 | 0.17 | 0.03 | 0.09 | 0 | 0 | -0.03 | -0.12 | -0.26 | 0 |  | 0.4 | 0.35 | 0.23 | 52.75 | 1299.681 | 0.29
D | 4002 | 2022-11-13 | 18 | OFF | 55.93 | 12.23 | 0.17 | 0.03 | 0.24 | 0 | 0.01 | -0.03 | -0.43 | -0.26 | 0 |  | 0.4 | 0.35 | 0.23 | 68.87 | 1362.191 | 0.45
D | 4002 | 2022-11-13 | 19 | OFF | 48.51 | 12.23 | 0.17 | 0.03 | 0.4 | 0 | 0 | -0.04 | -0.22 | -0.26 | 0 |  | 0.4 | 0.35 | 0.23 | 61.8 | 1324.997 | 0.6
D | 4002 | 2022-11-13 | 20 | OFF | 35.68 | 12.23 | 0.17 | 0.03 | 0.16 | 0 | 0 | -0.01 | -0.19 | -0.26 | 0 |  | 0.4 | 0.35 | 0.23 | 48.79 | 1267.56 | 0.36
D | 4002 | 2022-11-13 | 21 | OFF | 30.78 | 12.23 | 0.17 | 0.03 | 0.07 | 0 | 0 | 0.02 | -0.21 | -0.26 | 0 |  | 0.4 | 0.35 | 0.23 | 43.81 | 1200.91 | 0.27
D | 4002 | 2022-11-13 | 22 | OFF | 30.52 | 12.23 | 0.17 | 0.03 | 0.07 | 0 | 0 | 0.05 | -0.22 | -0.26 | 0 |  | 0.4 | 0.35 | 0.23 | 43.57 | 1121.091 | 0.27
D | 4002 | 2022-11-13 | 23 | OFF | 31.68 | 12.23 | 0.17 | 0.03 | 0.22 | 0 | 0 | -0.01 | -0.22 | -0.26 | 0 |  | 0.4 | 0.35 | 0.23 | 44.82 | 1039.422 | 0.42
D | 4002 | 2022-11-13 | 24 | OFF | 28.03 | 12.23 | 0.17 | 0.03 | 0.28 | 0 | 0 | -0.08 | -0.18 | -0.26 | 0 |  | 0.4 | 0.35 | 0.23 | 41.2 | 978.006 | 0.48
D | 4002 | 2022-11-14 | 1 | OFF | 22.57 | 12.23 | 0.73 | 0.11 | 0.15 | 0 | 0 | 0.03 | -0.26 | -0.26 | 0 |  | 0.4 | 0.35 | 0.23 | 36.28 | 937.294 | 0.99
D | 4002 | 2022-11-14 | 2 | OFF | 26.93 | 12.23 | 0.73 | 0.11 | 0.11 | 0 | 0 | -0.02 | -0.21 | -0.26 | 0 |  | 0.4 | 0.35 | 0.23 | 40.6 | 921.448 | 0.95
D | 4002 | 2022-11-14 | 3 | OFF | 25.21 | 12.23 | 0.73 | 0.11 | 0.15 | 0 | 0 | 0.02 | -0.18 | -0.26 | 0 |  | 0.4 | 0.35 | 0.23 | 38.99 | 917.551 | 0.99
D | 4002 | 2022-11-14 | 4 | OFF | 20.25 | 12.23 | 0.73 | 0.11 | 0.62 | 0 | 0 | -0.09 | -0.22 | -0.26 | 0 |  | 0.4 | 0.35 | 0.23 | 34.35 | 937.302 | 1.46
D | 4002 | 2022-11-14 | 5 | OFF | 21.11 | 12.23 | 0.73 | 0.11 | 0.76 | 0 | 0 | -0.04 | -0.2 | -0.26 | 0 |  | 0.4 | 0.35 | 0.23 | 35.42 | 983.625 | 1.6
D | 4002 | 2022-11-14 | 6 | OFF | 25.03 | 12.23 | 0.73 | 0.11 | 0.29 | 0 | 0 | 0.06 | -0.35 | -0.26 | 0 |  | 0.4 | 0.35 | 0.23 | 38.82 | 1095.116 | 1.13
D | 4002 | 2022-11-14 | 7 | OFF | 49.31 | 12.23 | 0.73 | 0.11 | 0.4 | 0 | 0.04 | -0.01 | -0.19 | -0.26 | 0 |  | 0.4 | 0.35 | 0.23 | 63.34 | 1256.861 | 1.28
D | 4002 | 2022-11-14 | 8 | ON | 55.13 | 12.23 | 0.73 | 0.11 | 0.67 | 0.81 | 0 | -0.03 | -0.58 | -0.26 | 0 |  | 0.4 | 0.35 | 0.23 | 69.79 | 1342.036 | 2.32
D | 4002 | 2022-11-14 | 9 | ON | 32.14 | 12.23 | 0.73 | 0.11 | 0.24 | 0.82 | 0 | -0.02 | -0.34 | -0.26 | 0 |  | 0.4 | 0.35 | 0.23 | 46.63 | 1351.436 | 1.9
D | 4002 | 2022-11-14 | 10 | ON | 22.33 | 12.23 | 0.73 | 0.11 | 0.16 | 0.85 | 0 | -0.01 | -0.2 | -0.26 | 0 |  | 0.4 | 0.35 | 0.23 | 36.92 | 1336.602 | 1.85
D | 4002 | 2022-11-14 | 11 | ON | 28.98 | 12.23 | 0.73 | 0.11 | 0.69 | 0.87 | 0 | -0.01 | -0.24 | -0.26 | 0 |  | 0.4 | 0.35 | 0.23 | 44.08 | 1322.283 | 2.4
D | 4002 | 2022-11-14 | 12 | ON | 16.06 | 12.23 | 0.73 | 0.11 | 0.18 | 0.89 | 0 | 0.01 | -0.24 | -0.26 | 0 |  | 0.4 | 0.35 | 0.23 | 30.69 | 1299.569 | 1.91
D | 4002 | 2022-11-14 | 13 | ON | 8.63 | 12.23 | 0.73 | 0.11 | 0.53 | 0.89 | 0 | 0.01 | -0.18 | -0.26 | 0 |  | 0.4 | 0.35 | 0.23 | 23.67 | 1290.983 | 2.26
D | 4002 | 2022-11-14 | 14 | ON | 31.26 | 12.23 | 0.73 | 0.11 | 0.16 | 0.87 | 0 | 0 | -0.2 | -0.26 | 0 |  | 0.4 | 0.35 | 0.23 | 45.88 | 1293.346 | 1.87
D | 4002 | 2022-11-14 | 15 | ON | 34.87 | 12.23 | 0.73 | 0.11 | 0.1 | 0.84 | 0 | 0 | -0.24 | -0.26 | 0 |  | 0.4 | 0.35 | 0.23 | 49.36 | 1309.115 | 1.78
D | 4002 | 2022-11-14 | 16 | ON | 57.84 | 12.23 | 0.73 | 0.11 | 0.14 | 0.8 | 0 | 0 | -0.08 | -0.26 | 0 |  | 0.4 | 0.35 | 0.23 | 72.49 | 1354.156 | 1.78
D | 4002 | 2022-11-14 | 17 | ON | 84.94 | 12.23 | 0.73 | 0.11 | 0.28 | 0.74 | 0.01 | 0.03 | -0.35 | -0.26 | 0 |  | 0.4 | 0.35 | 0.23 | 99.44 | 1450.669 | 1.87
D | 4002 | 2022-11-14 | 18 | ON | 152.28 | 12.23 | 0.73 | 0.11 | 1.36 | 0.7 | 0.75 | 0.11 | -0.93 | -0.26 | 0 |  | 0.4 | 0.35 | 0.23 | 168.06 | 1544.347 | 3.65
D | 4002 | 2022-11-14 | 19 | ON | 130.79 | 12.23 | 0.73 | 0.11 | 1.12 | 0.7 | 0.45 | 0.04 | -0.82 | -0.26 | 0 |  | 0.4 | 0.35 | 0.23 | 146.07 | 1530.603 | 3.11
D | 4002 | 2022-11-14 | 20 | ON | 106.26 | 12.23 | 0.73 | 0.11 | 0.6 | 0.74 | 0.01 | -0.02 | -0.6 | -0.26 | 0 |  | 0.4 | 0.35 | 0.23 | 120.78 | 1474.304 | 2.19
D | 4002 | 2022-11-14 | 21 | ON | 73.91 | 12.23 | 0.73 | 0.11 | 0.46 | 0.77 | 0.02 | -0.14 | -0.47 | -0.26 | 0 |  | 0.4 | 0.35 | 0.23 | 88.34 | 1410.18 | 2.09
D | 4002 | 2022-11-14 | 22 | ON | 77.12 | 12.23 | 0.73 | 0.11 | 0.31 | 0.81 | 0 | -0.11 | -0.66 | -0.26 | 0 |  | 0.4 | 0.35 | 0.23 | 91.26 | 1311.717 | 1.96
D | 4002 | 2022-11-14 | 23 | ON | 62.18 | 12.23 | 0.73 | 0.11 | 0.53 | 0.88 | 0 | 0 | -0.27 | -0.26 | 0 |  | 0.4 | 0.35 | 0.23 | 77.11 | 1206.578 | 2.25
D | 4002 | 2022-11-14 | 24 | OFF | 45.68 | 12.23 | 0.73 | 0.11 | 0.72 | 0 | 0 | -0.01 | -0.33 | -0.26 | 0 |  | 0.4 | 0.35 | 0.23 | 59.85 | 1124.677 | 1.56
D | 4002 | 2022-11-15 | 1 | OFF | 51.59 | 12.23 | 2.59 | 0.13 | 0.18 | 0 | 0 | 0 | -0.38 | -0.26 | 0 |  | 0.4 | 0.35 | 0.23 | 67.06 | 1076.116 | 2.9
D | 4002 | 2022-11-15 | 2 | OFF | 51.41 | 12.23 | 2.59 | 0.13 | 0.12 | 0 | 0 | 0.05 | -0.4 | -0.26 | 0 |  | 0.4 | 0.35 | 0.23 | 66.85 | 1054.993 | 2.84
D | 4002 | 2022-11-15 | 3 | OFF | 51.66 | 12.23 | 2.59 | 0.13 | 0.09 | 0 | 0 | -0.06 | -0.39 | -0.26 | 0 |  | 0.4 | 0.35 | 0.23 | 66.97 | 1049.416 | 2.81
D | 4002 | 2022-11-15 | 4 | OFF | 52.46 | 12.23 | 2.59 | 0.13 | 0.1 | 0 | 0 | 0.07 | -0.37 | -0.26 | 0 |  | 0.4 | 0.35 | 0.23 | 67.93 | 1059.423 | 2.82
D | 4002 | 2022-11-15 | 5 | OFF | 57.67 | 12.23 | 2.59 | 0.13 | 0.16 | 0 | 0 | 0.08 | -0.36 | -0.26 | 0 |  | 0.4 | 0.35 | 0.23 | 73.22 | 1106.214 | 2.88
D | 4002 | 2022-11-15 | 6 | OFF | 78.29 | 12.23 | 2.59 | 0.13 | 0.59 | 0 | 0.08 | 0.2 | -0.07 | -0.26 | 0 |  | 0.4 | 0.35 | 0.23 | 94.76 | 1216.247 | 3.39
D | 4002 | 2022-11-15 | 7 | OFF | 113.81 | 12.23 | 2.59 | 0.13 | 0.9 | 0 | 0.04 | -0.03 | -0.2 | -0.26 | 0 |  | 0.4 | 0.35 | 0.23 | 130.19 | 1368.466 | 3.66
D | 4002 | 2022-11-15 | 8 | ON | 123.32 | 12.23 | 2.59 | 0.13 | 1.49 | 0.77 | 0.22 | 0.05 | -0.53 | -0.26 | 0 |  | 0.4 | 0.35 | 0.23 | 140.99 | 1434.997 | 5.2
D | 4002 | 2022-11-15 | 9 | ON | 73.78 | 12.23 | 2.59 | 0.13 | 1.01 | 0.8 | 0 | 0.05 | -0.21 | -0.26 | 0 |  | 0.4 | 0.35 | 0.23 | 91.1 | 1414.695 | 4.53
D | 4002 | 2022-11-15 | 10 | ON | 45.88 | 12.23 | 2.59 | 0.13 | 0.2 | 0.84 | 0 | 0.15 | -0.35 | -0.26 | 0 |  | 0.4 | 0.35 | 0.23 | 62.39 | 1366.106 | 3.76
D | 4002 | 2022-11-15 | 11 | ON | 49.87 | 12.23 | 2.59 | 0.13 | 0.07 | 0.86 | 0 | -0.71 | 0.81 | -0.26 | 0 |  | 0.4 | 0.35 | 0.23 | 66.57 | 1335.803 | 3.65
D | 4002 | 2022-11-15 | 12 | ON | 52.31 | 12.23 | 2.59 | 0.13 | 0.05 | 0.85 | 0 | -0.18 | -0.18 | -0.26 | 0 |  | 0.4 | 0.35 | 0.23 | 68.52 | 1322.501 | 3.62
D | 4002 | 2022-11-15 | 13 | ON | 53.17 | 12.23 | 2.59 | 0.13 | 0.08 | 0.84 | 0 | -0.03 | -0.33 | -0.26 | 0 |  | 0.4 | 0.35 | 0.23 | 69.4 | 1335.68 | 3.64
D | 4002 | 2022-11-15 | 14 | ON | 58.78 | 12.23 | 2.59 | 0.13 | 0.09 | 0.82 | 0 | -0.01 | -0.3 | -0.26 | 0 |  | 0.4 | 0.35 | 0.23 | 75.05 | 1346.567 | 3.63
D | 4002 | 2022-11-15 | 15 | ON | 80.74 | 12.23 | 2.59 | 0.13 | 0.17 | 0.8 | 0.22 | 0 | -0.13 | -0.26 | 0 |  | 0.4 | 0.35 | 0.23 | 97.47 | 1370.772 | 3.91
D | 4002 | 2022-11-15 | 16 | ON | 96.31 | 12.23 | 2.59 | 0.13 | 0.38 | 0.77 | 0.05 | 0.07 | -0.55 | -0.26 | 0 |  | 0.4 | 0.35 | 0.23 | 112.7 | 1396.347 | 3.92
D | 4002 | 2022-11-15 | 17 | ON | 124.93 | 12.23 | 2.59 | 0.13 | 0.51 | 0.73 | 0.2 | -0.06 | -0.28 | -0.26 | 0 |  | 0.4 | 0.35 | 0.23 | 141.7 | 1467.583 | 4.16
D | 4002 | 2022-11-15 | 18 | ON | 141.2 | 12.23 | 2.59 | 0.13 | 0.71 | 0.68 | 0.22 | 0.06 | -0.73 | -0.26 | 0 |  | 0.4 | 0.35 | 0.23 | 157.81 | 1542.432 | 4.33
D | 4002 | 2022-11-15 | 19 | ON | 85.3 | 12.23 | 2.59 | 0.13 | 0.35 | 0.69 | 0 | -0.06 | -0.59 | -0.26 | 0 |  | 0.4 | 0.35 | 0.23 | 101.36 | 1518.459 | 3.76
D | 4002 | 2022-11-15 | 20 | ON | 99.87 | 12.23 | 2.59 | 0.13 | 0.32 | 0.71 | 0.09 | 0 | -0.46 | -0.26 | 0 |  | 0.4 | 0.35 | 0.23 | 116.2 | 1460.422 | 3.84
D | 4002 | 2022-11-15 | 21 | ON | 80.62 | 12.23 | 2.59 | 0.13 | 0.15 | 0.74 | 0 | -0.07 | -0.35 | -0.26 | 0 |  | 0.4 | 0.35 | 0.23 | 96.76 | 1387.008 | 3.61
D | 4002 | 2022-11-15 | 22 | ON | 64.01 | 12.23 | 2.59 | 0.13 | 0.1 | 0.79 | 0 | -0.01 | -0.32 | -0.26 | 0 |  | 0.4 | 0.35 | 0.23 | 80.24 | 1282.515 | 3.61
D | 4002 | 2022-11-15 | 23 | ON | 59.96 | 12.23 | 2.59 | 0.13 | 0.2 | 0.88 | 0.08 | -0.04 | -0.2 | -0.26 | 0 |  | 0.4 | 0.35 | 0.23 | 76.55 | 1183.953 | 3.88
D | 4002 | 2022-11-15 | 24 | OFF | 57.61 | 12.23 | 2.59 | 0.13 | 0.26 | 0 | 0 | -0.02 | -0.13 | -0.26 | 0 |  | 0.4 | 0.35 | 0.23 | 73.39 | 1106.145 | 2.98
D | 4002 | 2022-11-16 | 1 | OFF | 53.37 | 12.23 | 0.95 | 0.17 | 0.12 | 0 | 0 | 0.01 | -0.01 | -0.26 | 0 |  | 0.4 | 0.35 | 0.23 | 67.56 | 1056.018 | 1.24
D | 4002 | 2022-11-16 | 2 | OFF | 54.6 | 12.23 | 0.95 | 0.17 | 0.1 | 0 | 0 | 0.02 | -0.02 | -0.26 | 0 |  | 0.4 | 0.35 | 0.23 | 68.77 | 1032.923 | 1.22
D | 4002 | 2022-11-16 | 3 | OFF | 50.3 | 12.23 | 0.95 | 0.17 | 0.09 | 0 | 0 | -0.02 | -0.07 | -0.26 | 0 |  | 0.4 | 0.35 | 0.23 | 64.37 | 1020.724 | 1.21
D | 4002 | 2022-11-16 | 4 | OFF | 48.37 | 12.23 | 0.95 | 0.17 | 0.09 | 0 | 0 | -0.03 | -0.11 | -0.26 | 0 |  | 0.4 | 0.35 | 0.23 | 62.39 | 1024.518 | 1.21
D | 4002 | 2022-11-16 | 5 | OFF | 50.44 | 12.23 | 0.95 | 0.17 | 0.07 | 0 | 0 | -0.01 | -0.11 | -0.26 | 0 |  | 0.4 | 0.35 | 0.23 | 64.46 | 1061.406 | 1.19
D | 4002 | 2022-11-16 | 6 | OFF | 53.02 | 12.23 | 0.95 | 0.17 | 0.19 | 0 | 0 | -0.02 | -0.08 | -0.26 | 0 |  | 0.4 | 0.35 | 0.23 | 67.18 | 1150.849 | 1.31
D | 4002 | 2022-11-16 | 7 | OFF | 64.47 | 12.23 | 0.95 | 0.17 | 0.34 | 0 | 0 | 0.12 | 0.03 | -0.26 | 0 |  | 0.4 | 0.35 | 0.23 | 79.03 | 1287.782 | 1.46
D | 4002 | 2022-11-16 | 8 | ON | 88.52 | 12.23 | 0.95 | 0.17 | 0.56 | 0.79 | 0.01 | -0.01 | -0.33 | -0.26 | 0 |  | 0.4 | 0.35 | 0.23 | 103.61 | 1369.035 | 2.48
D | 4002 | 2022-11-16 | 9 | ON | 90.74 | 12.23 | 0.95 | 0.17 | 0.34 | 0.77 | 0 | -0.06 | -0.38 | -0.26 | 0 |  | 0.4 | 0.35 | 0.23 | 105.48 | 1411.538 | 2.23
D | 4002 | 2022-11-16 | 10 | ON | 102.73 | 12.23 | 0.95 | 0.17 | 0.33 | 0.76 | 0 | -0.14 | -0.41 | -0.26 | 0 |  | 0.4 | 0.35 | 0.23 | 117.34 | 1429.451 | 2.21
D | 4002 | 2022-11-16 | 11 | ON | 105.68 | 12.23 | 0.95 | 0.17 | 0.26 | 0.77 | 0 | -0.02 | -0.32 | -0.26 | 0 |  | 0.4 | 0.35 | 0.23 | 120.44 | 1435.734 | 2.15
D | 4002 | 2022-11-16 | 12 | ON | 88.42 | 12.23 | 0.95 | 0.17 | 0.24 | 0.78 | 0.02 | -0.13 | -0.35 | -0.26 | 0 |  | 0.4 | 0.35 | 0.23 | 103.05 | 1434.466 | 2.16
D | 4002 | 2022-11-16 | 13 | ON | 82.02 | 12.23 | 0.95 | 0.17 | 0.22 | 0.78 | 0.06 | -0.04 | -0.26 | -0.26 | 0 |  | 0.4 | 0.35 | 0.23 | 96.85 | 1434.108 | 2.18
D | 4002 | 2022-11-16 | 14 | ON | 72.38 | 12.23 | 0.95 | 0.17 | 0.11 | 0.79 | 0 | -0.11 | -0.36 | -0.26 | 0 |  | 0.4 | 0.35 | 0.23 | 86.88 | 1424.091 | 2.02
D | 4002 | 2022-11-16 | 15 | ON | 60.95 | 12.23 | 0.95 | 0.17 | 0.08 | 0.8 | 0 | 0 | -0.3 | -0.26 | 0 |  | 0.4 | 0.35 | 0.23 | 75.6 | 1398.537 | 2
D | 4002 | 2022-11-16 | 16 | ON | 70.64 | 12.23 | 0.95 | 0.17 | 0.06 | 0.79 | 0 | -0.16 | -0.13 | -0.26 | 0 |  | 0.4 | 0.35 | 0.23 | 85.27 | 1393.544 | 1.97
D | 4002 | 2022-11-16 | 17 | ON | 95.16 | 12.23 | 0.95 | 0.17 | 0.25 | 0.74 | 0 | 0.05 | -0.19 | -0.26 | 0 |  | 0.4 | 0.35 | 0.23 | 110.08 | 1458.792 | 2.11
D | 4002 | 2022-11-16 | 18 | ON | 123.52 | 12.23 | 0.95 | 0.17 | 0.58 | 0.72 | 0 | -0.02 | -0.64 | -0.26 | 0 |  | 0.4 | 0.35 | 0.23 | 138.23 | 1524.984 | 2.42
D | 4002 | 2022-11-16 | 19 | ON | 96.98 | 12.23 | 0.95 | 0.17 | 0.33 | 0.73 | 0.05 | -0.07 | -0.41 | -0.26 | 0 |  | 0.4 | 0.35 | 0.23 | 111.68 | 1501.74 | 2.23
D | 4002 | 2022-11-16 | 20 | ON | 72.19 | 12.23 | 0.95 | 0.17 | 0.12 | 0.75 | 0.05 | -0.08 | -0.37 | -0.26 | 0 |  | 0.4 | 0.35 | 0.23 | 86.73 | 1445.275 | 2.04
D | 4002 | 2022-11-16 | 21 | ON | 62.56 | 12.23 | 0.95 | 0.17 | 0.08 | 0.78 | 0 | -0.06 | -0.23 | -0.26 | 0 |  | 0.4 | 0.35 | 0.23 | 77.2 | 1373.598 | 1.98
D | 4002 | 2022-11-16 | 22 | ON | 95.76 | 12.23 | 0.95 | 0.17 | 0.56 | 0.83 | 0.12 | -0.37 | 0.15 | -0.26 | 0 |  | 0.4 | 0.35 | 0.23 | 111.12 | 1278.088 | 2.63
D | 4002 | 2022-11-16 | 23 | ON | 55.09 | 12.23 | 0.95 | 0.17 | 0.41 | 0.9 | 0 | 0 | -0.32 | -0.26 | 0 |  | 0.4 | 0.35 | 0.23 | 70.15 | 1172.005 | 2.43
D | 4002 | 2022-11-16 | 24 | OFF | 50.46 | 12.23 | 0.95 | 0.17 | 0.27 | 0 | 0 | 0.03 | -0.23 | -0.26 | 0 |  | 0.4 | 0.35 | 0.23 | 64.6 | 1086.387 | 1.39
D | 4002 | 2022-11-17 | 1 | OFF | 48.33 | 12.23 | 1.48 | 0.24 | 0.08 | 0 | 0 | 0.02 | -0.22 | -0.26 | 0 |  | 0.4 | 0.35 | 0.23 | 62.88 | 1035.174 | 1.8
D | 4002 | 2022-11-17 | 2 | OFF | 47.52 | 12.23 | 1.48 | 0.24 | 0.07 | 0 | 0 | 0 | -0.24 | -0.26 | 0 |  | 0.4 | 0.35 | 0.23 | 62.02 | 1009.189 | 1.79
D | 4002 | 2022-11-17 | 3 | OFF | 45.43 | 12.23 | 1.48 | 0.24 | 0.1 | 0 | 0 | 0.01 | -0.23 | -0.26 | 0 |  | 0.4 | 0.35 | 0.23 | 59.98 | 998.313 | 1.82
D | 4002 | 2022-11-17 | 4 | OFF | 47.37 | 12.23 | 1.48 | 0.24 | 0.08 | 0 | 0 | 0.01 | -0.24 | -0.26 | 0 |  | 0.4 | 0.35 | 0.23 | 61.89 | 1007.299 | 1.8
D | 4002 | 2022-11-17 | 5 | OFF | 48 | 12.23 | 1.48 | 0.24 | 0.09 | 0 | 0 | 0.05 | -0.24 | -0.26 | 0 |  | 0.4 | 0.35 | 0.23 | 62.57 | 1048.609 | 1.81
D | 4002 | 2022-11-17 | 6 | OFF | 74.75 | 12.23 | 1.48 | 0.24 | 0.36 | 0 | 0.03 | -0.02 | 0.58 | -0.26 | 0 |  | 0.4 | 0.35 | 0.23 | 90.37 | 1153.49 | 2.11
D | 4002 | 2022-11-17 | 7 | OFF | 97.98 | 12.23 | 1.48 | 0.24 | 0.93 | 0 | 0 | -0.02 | -0.56 | -0.26 | 0 |  | 0.4 | 0.35 | 0.23 | 113 | 1308.303 | 2.65
D | 4002 | 2022-11-17 | 8 | ON | 105.44 | 12.23 | 1.48 | 0.24 | 1.5 | 0.72 | 0.02 | 0.04 | -0.67 | -0.26 | 0 |  | 0.4 | 0.35 | 0.23 | 121.72 | 1378.562 | 3.96
D | 4002 | 2022-11-17 | 9 | ON | 76.71 | 12.23 | 1.48 | 0.24 | 1.07 | 0.8 | 0.01 | 0.1 | -0.04 | -0.26 | 0 |  | 0.4 | 0.35 | 0.23 | 93.32 | 1394.738 | 3.6
D | 4002 | 2022-11-17 | 10 | ON | 52.26 | 12.23 | 1.48 | 0.24 | 0.13 | 0.82 | 0 | 0.01 | -0.23 | -0.26 | 0 |  | 0.4 | 0.35 | 0.23 | 67.66 | 1371.502 | 2.67
D | 4002 | 2022-11-17 | 11 | ON | 65.24 | 12.23 | 1.48 | 0.24 | 0.11 | 0.83 | 0 | -0.17 | -0.16 | -0.26 | 0 |  | 0.4 | 0.35 | 0.23 | 80.52 | 1362.429 | 2.66
D | 4002 | 2022-11-17 | 12 | ON | 73.53 | 12.23 | 1.48 | 0.24 | 0.13 | 0.82 | 0 | -0.09 | -0.11 | -0.26 | 0 |  | 0.4 | 0.35 | 0.23 | 88.95 | 1367.961 | 2.67
D | 4002 | 2022-11-17 | 13 | ON | 62.4 | 12.23 | 1.48 | 0.24 | 0.06 | 0.82 | 0 | -0.01 | -0.22 | -0.26 | 0 |  | 0.4 | 0.35 | 0.23 | 77.72 | 1348.808 | 2.6
D | 4002 | 2022-11-17 | 14 | ON | 87.42 | 12.23 | 1.48 | 0.24 | 0.23 | 0.82 | 0 | 0.14 | -0.39 | -0.26 | 0 |  | 0.4 | 0.35 | 0.23 | 102.89 | 1356.644 | 2.77
D | 4002 | 2022-11-17 | 15 | ON | 73.94 | 12.23 | 1.48 | 0.24 | 0.12 | 0.81 | 0 | 0.01 | -0.34 | -0.26 | 0 |  | 0.4 | 0.35 | 0.23 | 89.21 | 1366.519 | 2.65
D | 4002 | 2022-11-17 | 16 | ON | 85.61 | 12.23 | 1.48 | 0.24 | 0.17 | 0.79 | 0 | 0.03 | -0.33 | -0.26 | 0 |  | 0.4 | 0.35 | 0.23 | 100.94 | 1398.135 | 2.68
D | 4002 | 2022-11-17 | 17 | ON | 104 | 12.23 | 1.48 | 0.24 | 0.23 | 0.74 | 0 | -0.21 | -0.26 | -0.26 | 0 |  | 0.4 | 0.35 | 0.23 | 119.17 | 1482.436 | 2.69
D | 4002 | 2022-11-17 | 18 | ON | 169.28 | 12.23 | 1.48 | 0.24 | 1.17 | 0.71 | 0 | 0.12 | -0.78 | -0.26 | 0 |  | 0.4 | 0.35 | 0.23 | 185.17 | 1551.78 | 3.6
D | 4002 | 2022-11-17 | 19 | ON | 108.77 | 12.23 | 1.48 | 0.24 | 1.36 | 0.71 | 0.02 | -0.06 | -0.38 | -0.26 | 0 |  | 0.4 | 0.35 | 0.23 | 125.09 | 1530.602 | 3.81
D | 4002 | 2022-11-17 | 20 | ON | 127.54 | 12.23 | 1.48 | 0.24 | 1.07 | 0.73 | 0 | -0.06 | -0.35 | -0.26 | 0 |  | 0.4 | 0.35 | 0.23 | 143.6 | 1487.194 | 3.52
D | 4002 | 2022-11-17 | 21 | ON | 113.53 | 12.23 | 1.48 | 0.24 | 0.44 | 0.76 | 0 | -0.23 | -0.65 | -0.26 | 0 |  | 0.4 | 0.35 | 0.23 | 128.52 | 1432.531 | 2.92
D | 4002 | 2022-11-17 | 22 | ON | 94.39 | 12.23 | 1.48 | 0.24 | 0.95 | 0.8 | 0 | -0.29 | -0.21 | -0.26 | 0 |  | 0.4 | 0.35 | 0.23 | 110.31 | 1335.284 | 3.47
D | 4002 | 2022-11-17 | 23 | ON | 82.78 | 12.23 | 1.48 | 0.24 | 0.7 | 0.86 | 0.03 | -0.1 | -0.45 | -0.26 | 0 |  | 0.4 | 0.35 | 0.23 | 98.49 | 1231.813 | 3.31
D | 4002 | 2022-11-17 | 24 | OFF | 67.54 | 12.23 | 1.48 | 0.24 | 0.41 | 0 | 0 | 0.02 | -0.42 | -0.26 | 0 |  | 0.4 | 0.35 | 0.23 | 82.22 | 1148.48 | 2.13
D | 4002 | 2022-11-18 | 1 | OFF | 59.97 | 12.23 | 0.34 | 0.19 | 0.14 | 0 | 0 | -0.07 | -3.61 | -0.26 | 0 |  | 0.4 | 0.35 | 0.23 | 69.91 | 1056.752 | 0.67
D | 4002 | 2022-11-18 | 2 | OFF | 55.12 | 12.23 | 0.34 | 0.19 | 0.24 | 0 | 0 | -0.16 | -3.58 | -0.26 | 0 |  | 0.4 | 0.35 | 0.23 | 65.1 | 984.26 | 0.77
D | 4002 | 2022-11-18 | 3 | OFF | 54.04 | 12.23 | 0.34 | 0.19 | 0.1 | 0 | 0 | -0.22 | -3.58 | -0.26 | 0 |  | 0.4 | 0.35 | 0.23 | 63.82 | 948.245 | 0.63
D | 4002 | 2022-11-18 | 4 | OFF | 72.11 | 12.23 | 0.34 | 0.19 | 0.17 | 0 | 0 | -0.66 | -4.26 | -0.26 | 0 |  | 0.4 | 0.35 | 0.23 | 80.84 | 942.144 | 0.7
D | 4002 | 2022-11-18 | 5 | OFF | 68.27 | 12.23 | 0.34 | 0.19 | 0.12 | 0 | 0 | -0.17 | -4.18 | -0.26 | 0 |  | 0.4 | 0.35 | 0.23 | 77.52 | 972.994 | 0.65
D | 4002 | 2022-11-18 | 6 | OFF | 88.46 | 12.23 | 0.34 | 0.19 | 0.55 | 0 | 0 | 0.26 | -4.8 | -0.26 | 0 |  | 0.4 | 0.35 | 0.23 | 97.95 | 1044.381 | 1.08
D | 4002 | 2022-11-18 | 7 | OFF | 65.54 | 12.23 | 0.34 | 0.19 | 0.33 | 0 | 0 | 0.2 | -3.64 | -0.26 | 0 |  | 0.4 | 0.35 | 0.23 | 75.91 | 1193.723 | 0.86
D | 4002 | 2022-11-18 | 8 | ON | 64.64 | 12.23 | 0.34 | 0.19 | 0.21 | 0.78 | 0 | 0.13 | -4.05 | -0.26 | 0 |  | 0.4 | 0.35 | 0.23 | 75.19 | 1273.875 | 1.52
D | 4002 | 2022-11-18 | 9 | ON | 70.33 | 12.23 | 0.34 | 0.19 | 0.25 | 0.79 | 0 | 0 | -4.35 | -0.26 | 0 |  | 0.4 | 0.35 | 0.23 | 80.5 | 1239.015 | 1.57
D | 4002 | 2022-11-18 | 10 | ON | 59.78 | 12.23 | 0.34 | 0.19 | 0.09 | 0.83 | 0 | -0.02 | -3.48 | -0.26 | 0 |  | 0.4 | 0.35 | 0.23 | 70.68 | 1132.088 | 1.45
D | 4002 | 2022-11-18 | 11 | ON | 63.17 | 12.23 | 0.34 | 0.19 | 0.07 | 0.86 | 0 | -0.05 | -2.88 | -0.26 | 0 |  | 0.4 | 0.35 | 0.23 | 74.65 | 1166.96 | 1.46
D | 4002 | 2022-11-18 | 12 | ON | 58.05 | 12.23 | 0.34 | 0.19 | 0.07 | 0.87 | 0 | -0.04 | -1 | -0.26 | 0 |  | 0.4 | 0.35 | 0.23 | 71.43 | 1153.663 | 1.47
D | 4002 | 2022-11-18 | 13 | ON | 57.67 | 12.23 | 0.34 | 0.19 | 0.07 | 0.88 | 0 | -0.03 | -0.85 | -0.26 | 0 |  | 0.4 | 0.35 | 0.23 | 71.22 | 1162.242 | 1.48
D | 4002 | 2022-11-18 | 14 | ON | 62.11 | 12.23 | 0.34 | 0.19 | 0.06 | 0.87 | 0 | -0.11 | -1.31 | -0.26 | 0 |  | 0.4 | 0.35 | 0.23 | 75.1 | 1143.873 | 1.46
D | 4002 | 2022-11-18 | 15 | ON | 68.14 | 12.23 | 0.34 | 0.19 | 0.26 | 0.84 | 0 | -0.12 | -1.85 | -0.26 | 0 |  | 0.4 | 0.35 | 0.23 | 80.75 | 1145.617 | 1.63
D | 4002 | 2022-11-18 | 16 | ON | 81.25 | 12.23 | 0.34 | 0.19 | 0.35 | 0.82 | 0 | -0.02 | -2.32 | -0.26 | 0 |  | 0.4 | 0.35 | 0.23 | 93.56 | 1113.022 | 1.7
D | 4002 | 2022-11-18 | 17 | ON | 102.71 | 12.23 | 0.34 | 0.19 | 0.16 | 0.77 | 0 | -0.28 | -4.12 | -0.26 | 0 |  | 0.4 | 0.35 | 0.23 | 112.72 | 1177.037 | 1.46
D | 4002 | 2022-11-18 | 18 | ON | 113.8 | 12.23 | 0.34 | 0.19 | 0.44 | 0.74 | 0.05 | -0.11 | -6.21 | -0.26 | 0 |  | 0.4 | 0.35 | 0.23 | 122.19 | 1237.297 | 1.76
D | 4002 | 2022-11-18 | 19 | ON | 120.56 | 12.23 | 0.34 | 0.19 | 0.53 | 0.74 | 0 | 0.14 | -6.75 | -0.26 | 0 |  | 0.4 | 0.35 | 0.23 | 128.7 | 1271.951 | 1.8
D | 4002 | 2022-11-18 | 20 | ON | 95.98 | 12.23 | 0.34 | 0.19 | 0.28 | 0.76 | 0 | 0.09 | -5.27 | -0.26 | 0 |  | 0.4 | 0.35 | 0.23 | 105.32 | 1245.922 | 1.57
D | 4002 | 2022-11-18 | 21 | ON | 82.5 | 12.23 | 0.34 | 0.19 | 0.17 | 0.79 | 0 | -0.03 | -4.75 | -0.26 | 0 |  | 0.4 | 0.35 | 0.23 | 92.16 | 1205.701 | 1.49
D | 4002 | 2022-11-18 | 22 | ON | 82.39 | 12.23 | 0.34 | 0.19 | 0.21 | 0.82 | 0 | 0.13 | -2.56 | -0.26 | 0 |  | 0.4 | 0.35 | 0.23 | 94.47 | 1165.664 | 1.56
D | 4002 | 2022-11-18 | 23 | ON | 80.71 | 12.23 | 0.34 | 0.19 | 0.63 | 0.87 | 0 | 0.25 | -2.64 | -0.26 | 0 |  | 0.4 | 0.35 | 0.23 | 93.3 | 1087.685 | 2.03
D | 4002 | 2022-11-18 | 24 | OFF | 68.54 | 12.23 | 0.34 | 0.19 | 1.16 | 0 | 0 | 0.4 | -3.12 | -0.26 | 0 |  | 0.4 | 0.35 | 0.23 | 80.46 | 995.606 | 1.69
D | 4002 | 2022-11-19 | 1 | OFF | 77.05 | 12.23 | 0.35 | 0.18 | 0.29 | 0 | 0 | 0.38 | -4.19 | -0.26 | 0 |  | 0.4 | 0.35 | 0.23 | 87.01 | 971.321 | 0.82
D | 4002 | 2022-11-19 | 2 | OFF | 80.22 | 12.23 | 0.35 | 0.18 | 0.49 | 0 | 0 | 0.2 | -4.54 | -0.26 | 0 |  | 0.4 | 0.35 | 0.23 | 89.85 | 932.891 | 1.02
D | 4002 | 2022-11-19 | 3 | OFF | 85.77 | 12.23 | 0.35 | 0.18 | 0.18 | 0 | 0 | -0.07 | -4.69 | -0.26 | 0 |  | 0.4 | 0.35 | 0.23 | 94.67 | 911.514 | 0.71
D | 4002 | 2022-11-19 | 4 | OFF | 86.57 | 12.23 | 0.35 | 0.18 | 0.36 | 0 | 0 | 0.03 | -4.87 | -0.26 | 0 |  | 0.4 | 0.35 | 0.23 | 95.57 | 897.557 | 0.89
D | 4002 | 2022-11-19 | 5 | OFF | 77.38 | 12.23 | 0.35 | 0.18 | 0.2 | 0 | 0 | -0.15 | -4.72 | -0.26 | 0 |  | 0.4 | 0.35 | 0.23 | 86.19 | 924.712 | 0.73
D | 4002 | 2022-11-19 | 6 | OFF | 80.17 | 12.23 | 0.35 | 0.18 | 0.11 | 0 | 0.25 | -0.16 | -4.72 | -0.26 | 0 |  | 0.4 | 0.35 | 0.23 | 89.13 | 944.083 | 0.89
D | 4002 | 2022-11-19 | 7 | OFF | 106.84 | 12.23 | 0.35 | 0.18 | 0.63 | 0 | 0.3 | 0.21 | -4.26 | -0.26 | 0 |  | 0.4 | 0.35 | 0.23 | 117.2 | 956.428 | 1.46
D | 4002 | 2022-11-19 | 8 | OFF | 119.23 | 12.23 | 0.35 | 0.18 | 0.33 | 0 | 0 | 0.33 | -6.38 | -0.26 | 0 |  | 0.4 | 0.35 | 0.23 | 126.99 | 963.337 | 0.86
D | 4002 | 2022-11-19 | 9 | OFF | 76.45 | 12.23 | 0.35 | 0.18 | 0.65 | 0 | 0 | 0.13 | -4.48 | -0.26 | 0 |  | 0.4 | 0.35 | 0.23 | 86.23 | 856.792 | 1.18
D | 4002 | 2022-11-19 | 10 | OFF | 75.64 | 12.23 | 0.35 | 0.18 | 0.46 | 0 | 0 | 0.27 | -4.11 | -0.26 | 0 |  | 0.4 | 0.35 | 0.23 | 85.74 | 866.301 | 0.99
D | 4002 | 2022-11-19 | 11 | OFF | 76.18 | 12.23 | 0.35 | 0.18 | 0.28 | 0 | 0 | 0.2 | -3.99 | -0.26 | 0 |  | 0.4 | 0.35 | 0.23 | 86.15 | 931.367 | 0.81
D | 4002 | 2022-11-19 | 12 | OFF | 46.82 | 12.23 | 0.35 | 0.18 | 0.39 | 0 | 0 | 0.03 | -1.72 | -0.26 | 0 |  | 0.4 | 0.35 | 0.23 | 59 | 902.678 | 0.92
D | 4002 | 2022-11-19 | 13 | OFF | 67.66 | 12.23 | 0.35 | 0.18 | 0.09 | 0 | 0 | -0.32 | -2.06 | -0.26 | 0 |  | 0.4 | 0.35 | 0.23 | 78.85 | 882.974 | 0.62
D | 4002 | 2022-11-19 | 14 | OFF | 73.44 | 12.23 | 0.35 | 0.18 | 0.11 | 0 | 0 | -0.36 | -2.12 | -0.26 | 0 |  | 0.4 | 0.35 | 0.23 | 84.55 | 938.518 | 0.64
D | 4002 | 2022-11-19 | 15 | OFF | 81.08 | 12.23 | 0.35 | 0.18 | 0.15 | 0 | 0 | -0.11 | -2.54 | -0.26 | 0 |  | 0.4 | 0.35 | 0.23 | 92.06 | 888.635 | 0.68
D | 4002 | 2022-11-19 | 16 | OFF | 86.25 | 12.23 | 0.35 | 0.18 | 0.16 | 0 | 0 | 0.07 | -2.12 | -0.26 | 0 |  | 0.4 | 0.35 | 0.23 | 97.84 | 969.24 | 0.69
D | 4002 | 2022-11-19 | 17 | OFF | 162.02 | 12.23 | 0.35 | 0.18 | 0.47 | 0 | 0 | 0.5 | -2.52 | -0.26 | 0 |  | 0.4 | 0.35 | 0.23 | 173.95 | 1088.019 | 1
D | 4002 | 2022-11-19 | 18 | OFF | 182.28 | 12.23 | 0.35 | 0.18 | 0.62 | 0 | 0 | 1.04 | -5.63 | -0.26 | 0 |  | 0.4 | 0.35 | 0.23 | 191.79 | 1171.011 | 1.15
D | 4002 | 2022-11-19 | 19 | OFF | 132.14 | 12.23 | 0.35 | 0.18 | 0.65 | 0 | 0 | 0.21 | -5.64 | -0.26 | 0 |  | 0.4 | 0.35 | 0.23 | 140.84 | 1150.594 | 1.18
D | 4002 | 2022-11-19 | 20 | OFF | 145.96 | 12.23 | 0.35 | 0.18 | 0.71 | 0 | 0.24 | 0.21 | -7.31 | -0.26 | 0 |  | 0.4 | 0.35 | 0.23 | 153.29 | 1083.301 | 1.48
D | 4002 | 2022-11-19 | 21 | OFF | 128.33 | 12.23 | 0.35 | 0.18 | 0.91 | 0 | 0.16 | -0.18 | -6.65 | -0.26 | 0 |  | 0.4 | 0.35 | 0.23 | 136.05 | 993.422 | 1.6
D | 4002 | 2022-11-19 | 22 | OFF | 110.87 | 12.23 | 0.35 | 0.18 | 0.46 | 0 | 0 | 0.08 | -5.17 | -0.26 | 0 |  | 0.4 | 0.35 | 0.23 | 119.72 | 1013.648 | 0.99
D | 4002 | 2022-11-19 | 23 | OFF | 111.53 | 12.23 | 0.35 | 0.18 | 0.71 | 0 | 0 | 0.16 | -4.5 | -0.26 | 0 |  | 0.4 | 0.35 | 0.23 | 121.38 | 888.753 | 1.24
D | 4002 | 2022-11-19 | 24 | OFF | 152.43 | 12.23 | 0.35 | 0.18 | 1.46 | 0 | 0.5 | 0.07 | -1.63 | -0.26 | 0 |  | 0.4 | 0.35 | 0.23 | 166.31 | 724.685 | 2.49
D | 4002 | 2022-11-20 | 1 | OFF | 152.03 | 12.23 | 0.52 | 0.27 | 0.41 | 0 | 0.01 | 0.63 | -5.33 | -0.26 | 0 |  | 0.4 | 0.35 | 0.23 | 161.49 | 821.566 | 1.21
D | 4002 | 2022-11-20 | 2 | OFF | 147.19 | 12.23 | 0.52 | 0.27 | 0.13 | 0 | 0 | 0.25 | -5.12 | -0.26 | 0 |  | 0.4 | 0.35 | 0.23 | 156.19 | 899.805 | 0.92
D | 4002 | 2022-11-20 | 3 | OFF | 146 | 12.23 | 0.52 | 0.27 | 0.14 | 0 | 0 | 0.58 | -4.3 | -0.26 | 0 |  | 0.4 | 0.35 | 0.23 | 156.16 | 911.665 | 0.93
D | 4002 | 2022-11-20 | 4 | OFF | 147.34 | 12.23 | 0.52 | 0.27 | 0.12 | 0 | 0 | 0.52 | -4.76 | -0.26 | 0 |  | 0.4 | 0.35 | 0.23 | 156.96 | 918.944 | 0.91
D | 4002 | 2022-11-20 | 5 | OFF | 135.11 | 12.23 | 0.52 | 0.27 | 0.24 | 0 | 0 | 0.63 | -3.79 | -0.26 | 0 |  | 0.4 | 0.35 | 0.23 | 145.93 | 940.406 | 1.03
D | 4002 | 2022-11-20 | 6 | OFF | 113.24 | 12.23 | 0.52 | 0.27 | 0.28 | 0 | 0 | 0.36 | -3.51 | -0.26 | 0 |  | 0.4 | 0.35 | 0.23 | 124.11 | 966.616 | 1.07
D | 4002 | 2022-11-20 | 7 | OFF | 108.33 | 12.23 | 0.52 | 0.27 | 0.46 | 0 | 0 | -0.11 | -3.05 | -0.26 | 0 |  | 0.4 | 0.35 | 0.23 | 119.37 | 1007.705 | 1.25
D | 4002 | 2022-11-20 | 8 | OFF | 100.44 | 12.23 | 0.52 | 0.27 | 0.64 | 0 | 0 | 0.1 | -1.29 | -0.26 | 0 |  | 0.4 | 0.35 | 0.23 | 113.63 | 1066.365 | 1.43
D | 4002 | 2022-11-20 | 9 | OFF | 92.5 | 12.23 | 0.52 | 0.27 | 0.46 | 0 | 0 | 0.31 | -1.56 | -0.26 | 0 |  | 0.4 | 0.35 | 0.23 | 105.45 | 1110.526 | 1.25
D | 4002 | 2022-11-20 | 10 | OFF | 102.09 | 12.23 | 0.52 | 0.27 | 0.41 | 0 | 0 | 0.02 | -1.99 | -0.26 | 0 |  | 0.4 | 0.35 | 0.23 | 114.27 | 994.113 | 1.2
D | 4002 | 2022-11-20 | 11 | OFF | 99.4 | 12.23 | 0.52 | 0.27 | 0.06 | 0 | 0 | -0.13 | -0.98 | -0.26 | 0 |  | 0.4 | 0.35 | 0.23 | 112.09 | 985.455 | 0.85
D | 4002 | 2022-11-20 | 12 | OFF | 106.43 | 12.23 | 0.52 | 0.27 | 0.3 | 0 | 0 | 0.09 | -1.1 | -0.26 | 0 |  | 0.4 | 0.35 | 0.23 | 119.46 | 1001.995 | 1.09
D | 4002 | 2022-11-20 | 13 | OFF | 142.72 | 12.23 | 0.52 | 0.27 | 0.59 | 0 | 0 | -0.08 | -2.34 | -0.26 | 0 |  | 0.4 | 0.35 | 0.23 | 154.63 | 997.591 | 1.38
D | 4002 | 2022-11-20 | 14 | OFF | 172.19 | 12.23 | 0.52 | 0.27 | 1.08 | 0 | 0.02 | 0.22 | -2.33 | -0.26 | 0 |  | 0.4 | 0.35 | 0.23 | 184.92 | 1023.133 | 1.89
D | 4002 | 2022-11-20 | 15 | OFF | 193.2 | 12.23 | 0.52 | 0.27 | 0.94 | 0 | 0 | 0.44 | -1 | -0.26 | 0 |  | 0.4 | 0.35 | 0.23 | 207.32 | 1104.907 | 1.73
D | 4002 | 2022-11-20 | 16 | OFF | 191.58 | 12.23 | 0.52 | 0.27 | 0.47 | 0 | 0 | -0.24 | -1.56 | -0.26 | 0 |  | 0.4 | 0.35 | 0.23 | 203.99 | 1187.126 | 1.26
D | 4002 | 2022-11-20 | 17 | OFF | 254.4 | 12.23 | 0.52 | 0.27 | 0.58 | 0 | 0.08 | 0.23 | 0.1 | -0.26 | 0 |  | 0.4 | 0.35 | 0.23 | 269.13 | 1258.242 | 1.45
D | 4002 | 2022-11-20 | 18 | OFF | 385.27 | 12.23 | 0.52 | 0.27 | 1.55 | 0 | 0 | -0.26 | -0.27 | -0.26 | 0 |  | 0.4 | 0.35 | 0.23 | 400.03 | 1443.043 | 2.34
D | 4002 | 2022-11-20 | 19 | OFF | 347.46 | 12.23 | 0.52 | 0.27 | 1.16 | 0 | 0.11 | -0.03 | -1.5 | -0.26 | 0 |  | 0.4 | 0.35 | 0.23 | 360.94 | 1448.821 | 2.06
D | 4002 | 2022-11-20 | 20 | OFF | 353.83 | 12.23 | 0.52 | 0.27 | 1.2 | 0 | 0 | 0 | -1.01 | -0.26 | 0 |  | 0.4 | 0.35 | 0.23 | 367.76 | 1357.624 | 1.99
D | 4002 | 2022-11-20 | 21 | OFF | 283.66 | 12.23 | 0.52 | 0.27 | 0.51 | 0 | 0 | -0.16 | -2.95 | -0.26 | 0 |  | 0.4 | 0.35 | 0.23 | 294.8 | 1286.686 | 1.3
D | 4002 | 2022-11-20 | 22 | OFF | 378.63 | 12.23 | 0.52 | 0.27 | 1.39 | 0 | 0.33 | 1.67 | 7.6 | -0.26 | 0 |  | 0.4 | 0.35 | 0.23 | 403.36 | 1186.741 | 2.51
D | 4002 | 2022-11-20 | 23 | OFF | 285.07 | 12.23 | 0.52 | 0.27 | 3.86 | 0 | 0.82 | 0.16 | 2.98 | -0.26 | 0 |  | 0.4 | 0.35 | 0.23 | 306.63 | 1145.315 | 5.47
D | 4002 | 2022-11-20 | 24 | OFF | 150.88 | 12.23 | 0.52 | 0.27 | 3.95 | 0 | 0 | -0.3 | -1.46 | -0.26 | 0 |  | 0.4 | 0.35 | 0.23 | 166.81 | 1107.864 | 4.74
D | 4002 | 2022-11-21 | 1 | OFF | 169.59 | 12.23 | 0.44 | 0.26 | 1.16 | 0 | 0 | -0.23 | 7.05 | -0.26 | 0 |  | 0.4 | 0.35 | 0.23 | 191.22 | 1357.56 | 1.86
D | 4002 | 2022-11-21 | 2 | OFF | 186.4 | 12.23 | 0.44 | 0.26 | 0.76 | 0 | 0 | -0.4 | 5.87 | -0.26 | 0 |  | 0.4 | 0.35 | 0.23 | 206.28 | 1300.161 | 1.46
D | 4002 | 2022-11-21 | 3 | OFF | 213.42 | 12.23 | 0.44 | 0.26 | 0.47 | 0 | 0 | -0.35 | 7.48 | -0.26 | 0 |  | 0.4 | 0.35 | 0.23 | 234.67 | 1282.232 | 1.17
D | 4002 | 2022-11-21 | 4 | OFF | 198.86 | 12.23 | 0.44 | 0.26 | 0.29 | 0 | 0 | -0.4 | 6.29 | -0.26 | 0 |  | 0.4 | 0.35 | 0.23 | 218.69 | 1276.684 | 0.99
D | 4002 | 2022-11-21 | 5 | OFF | 210.81 | 12.23 | 0.44 | 0.26 | 0.42 | 0 | 0 | -0.56 | 7.06 | -0.26 | 0 |  | 0.4 | 0.35 | 0.23 | 231.38 | 1286.725 | 1.12
D | 4002 | 2022-11-21 | 6 | OFF | 259.47 | 12.23 | 0.44 | 0.26 | 1.33 | 0 | 0 | -0.88 | 6.32 | -0.26 | 0 |  | 0.4 | 0.35 | 0.23 | 279.89 | 1339.582 | 2.03
D | 4002 | 2022-11-21 | 7 | OFF | 411.4 | 12.23 | 0.44 | 0.26 | 6.02 | 0 | 0 | -0.75 | 7.78 | -0.26 | 0 |  | 0.4 | 0.35 | 0.23 | 438.1 | 1421.6 | 6.72
D | 4002 | 2022-11-21 | 8 | ON | 313.9 | 12.23 | 0.44 | 0.26 | 3.44 | 0.74 | 0.36 | -1.08 | 5.97 | -0.26 | 0 |  | 0.4 | 0.35 | 0.23 | 336.98 | 1491.267 | 5.24
D | 4002 | 2022-11-21 | 9 | ON | 205.4 | 12.23 | 0.44 | 0.26 | 1.24 | 0.75 | 0 | -0.47 | 4.86 | -0.26 | 0 |  | 0.4 | 0.35 | 0.23 | 225.43 | 1443.078 | 2.69
D | 4002 | 2022-11-21 | 10 | ON | 157.39 | 12.23 | 0.44 | 0.26 | 0.44 | 0.78 | 0 | -0.42 | 6.69 | -0.26 | 0 |  | 0.4 | 0.35 | 0.23 | 178.53 | 1324.934 | 1.92
D | 4002 | 2022-11-21 | 11 | ON | 147.77 | 12.23 | 0.44 | 0.26 | 0.27 | 0.8 | 0 | -0.26 | 6.65 | -0.26 | 0 |  | 0.4 | 0.35 | 0.23 | 168.88 | 1224.115 | 1.77
D | 4002 | 2022-11-21 | 12 | ON | 146.61 | 12.23 | 0.44 | 0.26 | 0.14 | 0.82 | 0 | -0.05 | 6.6 | -0.26 | 0 |  | 0.4 | 0.35 | 0.23 | 167.77 | 1159.602 | 1.66
D | 4002 | 2022-11-21 | 13 | ON | 152.66 | 12.23 | 0.44 | 0.26 | 0.26 | 0.82 | 0 | 0.54 | 7.16 | -0.26 | 0 |  | 0.4 | 0.35 | 0.23 | 175.09 | 1123.82 | 1.78
D | 4002 | 2022-11-21 | 14 | ON | 148.92 | 12.23 | 0.44 | 0.26 | 0.17 | 0.81 | 0 | 0.53 | 5.46 | -0.26 | 0 |  | 0.4 | 0.35 | 0.23 | 169.54 | 1134.777 | 1.68
D | 4002 | 2022-11-21 | 15 | ON | 162.4 | 12.23 | 0.44 | 0.26 | 0.22 | 0.79 | 0 | 0.05 | 6.03 | -0.26 | 0 |  | 0.4 | 0.35 | 0.23 | 183.14 | 1272.784 | 1.71
D | 4002 | 2022-11-21 | 16 | ON | 195.75 | 12.23 | 0.44 | 0.26 | 0.59 | 0.76 | 0 | -0.31 | 4.79 | -0.26 | 0 |  | 0.4 | 0.35 | 0.23 | 215.23 | 1377.207 | 2.05
D | 4002 | 2022-11-21 | 17 | ON | 223.91 | 12.23 | 0.44 | 0.26 | 0.67 | 0.71 | 0 | -0.08 | 2.14 | -0.26 | 0 |  | 0.4 | 0.35 | 0.23 | 241 | 1533.906 | 2.08
D | 4002 | 2022-11-21 | 18 | ON | 221.51 | 12.23 | 0.44 | 0.26 | 0.46 | 0.67 | 0 | -0.17 | 0.99 | -0.26 | 0 |  | 0.4 | 0.35 | 0.23 | 237.11 | 1694.51 | 1.83
D | 4002 | 2022-11-21 | 19 | ON | 257.92 | 12.23 | 0.44 | 0.26 | 0.77 | 0.68 | 0 | -0.25 | 1.51 | -0.26 | 0 |  | 0.4 | 0.35 | 0.23 | 274.28 | 1698.394 | 2.15
D | 4002 | 2022-11-21 | 20 | ON | 274.27 | 12.23 | 0.44 | 0.26 | 1.22 | 0.7 | 0.08 | -0.11 | 1.92 | -0.26 | 0 |  | 0.4 | 0.35 | 0.23 | 291.73 | 1664.708 | 2.7
D | 4002 | 2022-11-21 | 21 | ON | 234.07 | 12.23 | 0.44 | 0.26 | 1.84 | 0.74 | 0 | 0.92 | 1.15 | -0.26 | 0 |  | 0.4 | 0.35 | 0.23 | 252.37 | 1516.54 | 3.28
D | 4002 | 2022-11-21 | 22 | ON | 320.74 | 12.23 | 0.44 | 0.26 | 1.7 | 0.79 | 0.03 | -0.98 | 3.32 | -0.26 | 0 |  | 0.4 | 0.35 | 0.23 | 339.25 | 1429.291 | 3.22
D | 4002 | 2022-11-21 | 23 | ON | 229.27 | 12.23 | 0.44 | 0.26 | 2.6 | 0.85 | 0.08 | -0.12 | 7.31 | -0.26 | 0 |  | 0.4 | 0.35 | 0.23 | 253.64 | 1434.921 | 4.23
D | 4002 | 2022-11-21 | 24 | OFF | 96.67 | 12.23 | 0.44 | 0.26 | 1.35 | 0 | 0 | -0.04 | 4.43 | -0.26 | 0 |  | 0.4 | 0.35 | 0.23 | 116.06 | 1364.544 | 2.05
D | 4002 | 2022-11-22 | 1 | OFF | 87.99 | 12.23 | 0.31 | 0.08 | 0.42 | 0 | 0 | 0.11 | -0.62 | -0.26 | 0 |  | 0.4 | 0.35 | 0.23 | 101.24 | 1121.62 | 0.81
D | 4002 | 2022-11-22 | 2 | OFF | 113.91 | 12.23 | 0.31 | 0.08 | 0.28 | 0 | 0 | 0.61 | -0.94 | -0.26 | 0 |  | 0.4 | 0.35 | 0.23 | 127.2 | 1085.661 | 0.67
D | 4002 | 2022-11-22 | 3 | OFF | 114.61 | 12.23 | 0.31 | 0.08 | 0.38 | 0 | 0 | 0.09 | -1.08 | -0.26 | 0 |  | 0.4 | 0.35 | 0.23 | 127.34 | 1067.806 | 0.77
D | 4002 | 2022-11-22 | 4 | OFF | 104.43 | 12.23 | 0.31 | 0.08 | 1.03 | 0 | 0 | 0.04 | -1.07 | -0.26 | 0 |  | 0.4 | 0.35 | 0.23 | 117.77 | 1060.763 | 1.42
D | 4002 | 2022-11-22 | 5 | OFF | 94.32 | 12.23 | 0.31 | 0.08 | 0.46 | 0 | 0 | -0.03 | -0.9 | -0.26 | 0 |  | 0.4 | 0.35 | 0.23 | 107.19 | 1101.226 | 0.85
D | 4002 | 2022-11-22 | 6 | OFF | 99.91 | 12.23 | 0.31 | 0.08 | 0.51 | 0 | 0 | 0.11 | -0.99 | -0.26 | 0 |  | 0.4 | 0.35 | 0.23 | 112.88 | 1198.655 | 0.9
D | 4002 | 2022-11-22 | 7 | OFF | 183.84 | 12.23 | 0.31 | 0.08 | 1.06 | 0 | 0 | -0.01 | -1.71 | -0.26 | 0 |  | 0.4 | 0.35 | 0.23 | 196.52 | 1345.686 | 1.45
D | 4002 | 2022-11-22 | 8 | ON | 172.31 | 12.23 | 0.31 | 0.08 | 0.97 | 0.76 | 0.06 | 0.11 | -1.62 | -0.26 | 0 |  | 0.4 | 0.35 | 0.23 | 185.93 | 1420.029 | 2.18
D | 4002 | 2022-11-22 | 9 | ON | 106.56 | 12.23 | 0.31 | 0.08 | 0.59 | 0.79 | 0 | -0.02 | -0.75 | -0.26 | 0 |  | 0.4 | 0.35 | 0.23 | 120.51 | 1402.596 | 1.77
D | 4002 | 2022-11-22 | 10 | ON | 72.3 | 12.23 | 0.31 | 0.08 | 0.15 | 0.83 | 0 | -0.03 | -0.46 | -0.26 | 0 |  | 0.4 | 0.35 | 0.23 | 86.13 | 1360.017 | 1.37
D | 4002 | 2022-11-22 | 11 | ON | 76.42 | 12.23 | 0.31 | 0.08 | 0.09 | 0.86 | 0 | -0.08 | -0.51 | -0.26 | -0.16 |  | 0.4 | 0.35 | 0.23 | 89.96 | 1329.002 | 1.18
D | 4002 | 2022-11-22 | 12 | ON | 78.18 | 12.23 | 0.31 | 0.08 | 0.09 | 0.88 | 0 | -0.06 | -0.48 | -0.26 | -0.13 |  | 0.4 | 0.35 | 0.23 | 91.82 | 1303.55 | 1.23
D | 4002 | 2022-11-22 | 13 | ON | 73.52 | 12.23 | 0.31 | 0.08 | 0.1 | 0.89 | 0 | -0.01 | -0.47 | -0.26 | 0 |  | 0.4 | 0.35 | 0.23 | 87.37 | 1287.352 | 1.38
D | 4002 | 2022-11-22 | 14 | ON | 73.63 | 12.23 | 0.31 | 0.08 | 0.12 | 0.88 | 0 | -0.06 | -0.41 | -0.26 | 0 |  | 0.4 | 0.35 | 0.23 | 87.5 | 1294.598 | 1.39
D | 4002 | 2022-11-22 | 15 | ON | 75.11 | 12.23 | 0.31 | 0.08 | 0.14 | 0.85 | 0 | 0 | -0.33 | -0.26 | 0 |  | 0.4 | 0.35 | 0.23 | 89.11 | 1311.584 | 1.38
D | 4002 | 2022-11-22 | 16 | ON | 96.35 | 12.23 | 0.31 | 0.08 | 0.2 | 0.8 | 0.03 | -0.02 | -0.2 | -0.26 | 0 |  | 0.4 | 0.35 | 0.23 | 110.5 | 1353.746 | 1.42
D | 4002 | 2022-11-22 | 17 | ON | 112.08 | 12.23 | 0.31 | 0.08 | 0.24 | 0.75 | 0.04 | 0.2 | -0.54 | -0.26 | 0 |  | 0.4 | 0.35 | 0.23 | 126.11 | 1446.93 | 1.42
D | 4002 | 2022-11-22 | 18 | ON | 138.33 | 12.23 | 0.31 | 0.08 | 0.35 | 0.71 | 0.48 | 0.01 | -1.04 | -0.26 | 0 |  | 0.4 | 0.35 | 0.23 | 152.18 | 1528.404 | 1.93
D | 4002 | 2022-11-22 | 19 | ON | 102.56 | 12.23 | 0.31 | 0.08 | 0.27 | 0.72 | 0 | -0.16 | -0.74 | -0.26 | 0 |  | 0.4 | 0.35 | 0.23 | 115.99 | 1513.791 | 1.38
D | 4002 | 2022-11-22 | 20 | ON | 106.67 | 12.23 | 0.31 | 0.08 | 0.38 | 0.74 | 0.16 | -0.05 | -0.49 | -0.26 | 0 |  | 0.4 | 0.35 | 0.23 | 120.75 | 1468.92 | 1.67
D | 4002 | 2022-11-22 | 21 | ON | 89.36 | 12.23 | 0.31 | 0.08 | 0.16 | 0.76 | 0 | 0.01 | -0.43 | -0.26 | 0 |  | 0.4 | 0.35 | 0.23 | 103.2 | 1409.647 | 1.31
D | 4002 | 2022-11-22 | 22 | ON | 100.55 | 12.23 | 0.31 | 0.08 | 0.22 | 0.81 | 0.29 | -0.09 | -0.46 | -0.26 | 0 |  | 0.4 | 0.35 | 0.23 | 114.66 | 1321.616 | 1.71
D | 4002 | 2022-11-22 | 23 | ON | 86.61 | 12.23 | 0.31 | 0.08 | 0.4 | 0.87 | 0.14 | -0.09 | -0.24 | -0.26 | 0 |  | 0.4 | 0.35 | 0.23 | 101.03 | 1220.559 | 1.8
D | 4002 | 2022-11-22 | 24 | OFF | 60.93 | 12.23 | 0.31 | 0.08 | 0.61 | 0 | 0 | -0.06 | -0.32 | -0.26 | 0 |  | 0.4 | 0.35 | 0.23 | 74.5 | 1139.986 | 1
D | 4002 | 2022-11-23 | 1 | OFF | 57.35 | 12.23 | 0.66 | 0.08 | 0.1 | 0 | 0 | 0.01 | -0.4 | -0.26 | 0 |  | 0.4 | 0.35 | 0.23 | 70.75 | 1085.598 | 0.84
D | 4002 | 2022-11-23 | 2 | OFF | 58.56 | 12.23 | 0.66 | 0.08 | 0.11 | 0 | 0 | -0.03 | -0.42 | -0.26 | 0 |  | 0.4 | 0.35 | 0.23 | 71.91 | 1054.129 | 0.85
D | 4002 | 2022-11-23 | 3 | OFF | 58.18 | 12.23 | 0.66 | 0.08 | 0.14 | 0 | 0 | 0.02 | -0.44 | -0.26 | 0 |  | 0.4 | 0.35 | 0.23 | 71.59 | 1040.544 | 0.88
D | 4002 | 2022-11-23 | 4 | OFF | 56.25 | 12.23 | 0.66 | 0.08 | 0.17 | 0 | 0 | 0.06 | -0.48 | -0.26 | 0 |  | 0.4 | 0.35 | 0.23 | 69.69 | 1043.131 | 0.91
D | 4002 | 2022-11-23 | 5 | OFF | 53.84 | 12.23 | 0.66 | 0.08 | 0.13 | 0 | 0 | 0.03 | -0.51 | -0.26 | 0 |  | 0.4 | 0.35 | 0.23 | 67.18 | 1079.378 | 0.87
D | 4002 | 2022-11-23 | 6 | OFF | 67.09 | 12.23 | 0.66 | 0.08 | 0.62 | 0 | 0 | 0.09 | -0.33 | -0.26 | 0 |  | 0.4 | 0.35 | 0.23 | 81.16 | 1169.555 | 1.36
D | 4002 | 2022-11-23 | 7 | OFF | 103.23 | 12.23 | 0.66 | 0.08 | 0.87 | 0 | 0 | -0.01 | -0.32 | -0.26 | 0 |  | 0.4 | 0.35 | 0.23 | 117.46 | 1293.51 | 1.61
D | 4002 | 2022-11-23 | 8 | ON | 111.2 | 12.23 | 0.66 | 0.08 | 1.26 | 0.79 | 0 | 0.01 | -0.7 | -0.26 | 0 |  | 0.4 | 0.35 | 0.23 | 126.25 | 1380.965 | 2.79
D | 4002 | 2022-11-23 | 9 | ON | 103.85 | 12.23 | 0.66 | 0.08 | 0.6 | 0.79 | 0 | 0 | -0.72 | -0.26 | 0 |  | 0.4 | 0.35 | 0.23 | 118.21 | 1418.716 | 2.13
D | 4002 | 2022-11-23 | 10 | ON | 98.02 | 12.23 | 0.66 | 0.08 | 0.3 | 0.81 | 0 | -0.01 | -0.2 | -0.26 | 0 |  | 0.4 | 0.35 | 0.23 | 112.61 | 1419.732 | 1.85
D | 4002 | 2022-11-23 | 11 | ON | 69.2 | 12.23 | 0.66 | 0.08 | 0.16 | 0.84 | 0 | -0.01 | -0.31 | -0.26 | 0 |  | 0.4 | 0.35 | 0.23 | 83.57 | 1407.826 | 1.74
D | 4002 | 2022-11-23 | 12 | ON | 65.01 | 12.23 | 0.66 | 0.08 | 0.11 | 0.85 | 0 | -0.01 | -0.41 | -0.26 | 0 |  | 0.4 | 0.35 | 0.23 | 79.24 | 1385.907 | 1.7
D | 4002 | 2022-11-23 | 13 | ON | 63.96 | 12.23 | 0.66 | 0.08 | 0.1 | 0.86 | 0 | 0 | -0.35 | -0.26 | 0 |  | 0.4 | 0.35 | 0.23 | 78.26 | 1362.269 | 1.7
D | 4002 | 2022-11-23 | 14 | ON | 64.78 | 12.23 | 0.66 | 0.08 | 0.11 | 0.85 | 0 | 0.02 | -0.39 | -0.26 | 0 |  | 0.4 | 0.35 | 0.23 | 79.06 | 1381.646 | 1.7
D | 4002 | 2022-11-23 | 15 | ON | 82.94 | 12.23 | 0.66 | 0.08 | 0.3 | 0.83 | 0 | 0.06 | -0.08 | -0.26 | 0 |  | 0.4 | 0.35 | 0.23 | 97.74 | 1392.27 | 1.87
D | 4002 | 2022-11-23 | 16 | ON | 84.67 | 12.23 | 0.66 | 0.08 | 0.28 | 0.8 | 0.04 | 0.04 | -0.17 | -0.26 | 0 |  | 0.4 | 0.35 | 0.23 | 99.35 | 1404.451 | 1.86
D | 4002 | 2022-11-23 | 17 | ON | 89.12 | 12.23 | 0.66 | 0.08 | 0.19 | 0.76 | 0.03 | 0.07 | 0 | -0.26 | 0 |  | 0.4 | 0.35 | 0.23 | 103.86 | 1462.883 | 1.72
D | 4002 | 2022-11-23 | 18 | ON | 87.61 | 12.23 | 0.66 | 0.08 | 0.09 | 0.73 | 0.03 | -0.03 | -0.46 | -0.26 | 0 |  | 0.4 | 0.35 | 0.23 | 101.66 | 1506.467 | 1.59
D | 4002 | 2022-11-23 | 19 | ON | 79.87 | 12.23 | 0.66 | 0.08 | 0.07 | 0.74 | 0.01 | -0.11 | -0.37 | -0.26 | 0 |  | 0.4 | 0.35 | 0.23 | 93.9 | 1477.811 | 1.56
D | 4002 | 2022-11-23 | 20 | ON | 79.37 | 12.23 | 0.66 | 0.08 | 0.09 | 0.76 | 0.01 | -0.15 | -0.26 | -0.26 | 0 |  | 0.4 | 0.35 | 0.23 | 93.51 | 1428.042 | 1.6
D | 4002 | 2022-11-23 | 21 | ON | 78.94 | 12.23 | 0.66 | 0.08 | 0.08 | 0.79 | 0.02 | -0.07 | -0.37 | -0.26 | 0 |  | 0.4 | 0.35 | 0.23 | 93.08 | 1371.919 | 1.63
D | 4002 | 2022-11-23 | 22 | ON | 128.58 | 12.23 | 0.66 | 0.08 | 0.38 | 0.83 | 0.74 | -0.06 | -0.25 | -0.26 | 0 |  | 0.4 | 0.35 | 0.23 | 143.91 | 1287.184 | 2.69
D | 4002 | 2022-11-23 | 23 | ON | 107.4 | 12.23 | 0.66 | 0.08 | 1.35 | 0.88 | 0.8 | 0 | 0.09 | -0.26 | 0 |  | 0.4 | 0.35 | 0.23 | 124.21 | 1187.187 | 3.77
D | 4002 | 2022-11-23 | 24 | OFF | 76.04 | 12.23 | 0.66 | 0.08 | 1.83 | 0 | 0 | 0 | 0.06 | -0.26 | 0 |  | 0.4 | 0.35 | 0.23 | 91.62 | 1102.169 | 2.57
D | 4002 | 2022-11-24 | 1 | OFF | 55.26 | 12.23 | 0.22 | 0.06 | 0.59 | 0 | 0 | 0 | -0.19 | -0.26 | 0 |  | 0.4 | 0.35 | 0.23 | 68.89 | 1045.621 | 0.87
D | 4002 | 2022-11-24 | 2 | OFF | 54.14 | 12.23 | 0.22 | 0.06 | 0.22 | 0 | 0 | 0 | -0.19 | -0.26 | 0 |  | 0.4 | 0.35 | 0.23 | 67.4 | 1019.265 | 0.5
D | 4002 | 2022-11-24 | 3 | OFF | 55.16 | 12.23 | 0.22 | 0.06 | 0.12 | 0 | 0 | 0.05 | -0.14 | -0.26 | 0 |  | 0.4 | 0.35 | 0.23 | 68.42 | 1009.553 | 0.4
D | 4002 | 2022-11-24 | 4 | OFF | 55.52 | 12.23 | 0.22 | 0.06 | 0.07 | 0 | 0 | -0.02 | -0.14 | -0.26 | 0 |  | 0.4 | 0.35 | 0.23 | 68.66 | 1010.132 | 0.35
D | 4002 | 2022-11-24 | 5 | OFF | 58.51 | 12.23 | 0.22 | 0.06 | 0.08 | 0 | 0 | 0.12 | -0.2 | -0.26 | 0 |  | 0.4 | 0.35 | 0.23 | 71.74 | 1029.95 | 0.36
D | 4002 | 2022-11-24 | 6 | OFF | 70.86 | 12.23 | 0.22 | 0.06 | 0.1 | 0 | 0.17 | -0.05 | -0.18 | -0.26 | 0 |  | 0.4 | 0.35 | 0.23 | 84.13 | 1076.448 | 0.55
D | 4002 | 2022-11-24 | 7 | OFF | 93.31 | 12.23 | 0.22 | 0.06 | 0.33 | 0 | 0.29 | -0.01 | -0.08 | -0.26 | 0 |  | 0.4 | 0.35 | 0.23 | 107.07 | 1152.808 | 0.9
D | 4002 | 2022-11-24 | 8 | OFF | 116.7 | 12.23 | 0.22 | 0.06 | 0.52 | 0 | 0.01 | 0.19 | -0.21 | -0.26 | 0 |  | 0.4 | 0.35 | 0.23 | 130.44 | 1246.174 | 0.81
D | 4002 | 2022-11-24 | 9 | OFF | 73.81 | 12.23 | 0.22 | 0.06 | 0.2 | 0 | 0.01 | 0.15 | -0.32 | -0.26 | 0 |  | 0.4 | 0.35 | 0.23 | 87.08 | 1309.545 | 0.49
D | 4002 | 2022-11-24 | 10 | OFF | 62.82 | 12.23 | 0.22 | 0.06 | 0.08 | 0 | 0 | -0.03 | -0.47 | -0.26 | 0 |  | 0.4 | 0.35 | 0.23 | 75.63 | 1341.046 | 0.36
D | 4002 | 2022-11-24 | 11 | OFF | 59.6 | 12.23 | 0.22 | 0.06 | 0.11 | 0 | 0 | 0.02 | -0.51 | -0.26 | 0 |  | 0.4 | 0.35 | 0.23 | 72.45 | 1344.527 | 0.39
D | 4002 | 2022-11-24 | 12 | OFF | 59.47 | 12.23 | 0.22 | 0.06 | 0.82 | 0 | 0 | 0.04 | -0.52 | -0.26 | 0 |  | 0.4 | 0.35 | 0.23 | 73.04 | 1315.523 | 1.1
D | 4002 | 2022-11-24 | 13 | OFF | 59.2 | 12.23 | 0.22 | 0.06 | 0.29 | 0 | 0 | 0.1 | -0.43 | -0.26 | 0 |  | 0.4 | 0.35 | 0.23 | 72.39 | 1264.554 | 0.57
D | 4002 | 2022-11-24 | 14 | OFF | 58.8 | 12.23 | 0.22 | 0.06 | 0.13 | 0 | 0 | -0.06 | -0.29 | -0.26 | 0 |  | 0.4 | 0.35 | 0.23 | 71.81 | 1205.231 | 0.41
D | 4002 | 2022-11-24 | 15 | OFF | 64.01 | 12.23 | 0.22 | 0.06 | 0.2 | 0 | 0 | 0.22 | -0.43 | -0.26 | 0 |  | 0.4 | 0.35 | 0.23 | 77.23 | 1165.912 | 0.48
D | 4002 | 2022-11-24 | 16 | OFF | 86.07 | 12.23 | 0.22 | 0.06 | 0.36 | 0 | 0.17 | -0.02 | -0.07 | -0.26 | 0 |  | 0.4 | 0.35 | 0.23 | 99.74 | 1160.574 | 0.81
D | 4002 | 2022-11-24 | 17 | OFF | 83.38 | 12.23 | 0.22 | 0.06 | 0.27 | 0 | 0 | -0.04 | -0.12 | -0.26 | 0 |  | 0.4 | 0.35 | 0.23 | 96.72 | 1202.392 | 0.55
D | 4002 | 2022-11-24 | 18 | OFF | 68 | 12.23 | 0.22 | 0.06 | 0.24 | 0 | 0 | 0.09 | -0.24 | -0.26 | 0 |  | 0.4 | 0.35 | 0.23 | 81.32 | 1223.652 | 0.52
D | 4002 | 2022-11-24 | 19 | OFF | 61.52 | 12.23 | 0.22 | 0.06 | 0.13 | 0 | 0 | -0.08 | -0.3 | -0.26 | 0 |  | 0.4 | 0.35 | 0.23 | 74.5 | 1219.922 | 0.41
D | 4002 | 2022-11-24 | 20 | OFF | 62.59 | 12.23 | 0.22 | 0.06 | 0.08 | 0 | 0 | -0.06 | -0.25 | -0.26 | 0 |  | 0.4 | 0.35 | 0.23 | 75.59 | 1215.662 | 0.36
D | 4002 | 2022-11-24 | 21 | OFF | 65.22 | 12.23 | 0.22 | 0.06 | 0.25 | 0 | 0 | -0.1 | -0.24 | -0.26 | 0 |  | 0.4 | 0.35 | 0.23 | 78.36 | 1198.001 | 0.53
D | 4002 | 2022-11-24 | 22 | OFF | 63.69 | 12.23 | 0.22 | 0.06 | 0.17 | 0 | 0 | -0.03 | -0.22 | -0.26 | 0 |  | 0.4 | 0.35 | 0.23 | 76.84 | 1153.386 | 0.45
D | 4002 | 2022-11-24 | 23 | OFF | 99.02 | 12.23 | 0.22 | 0.06 | 0.7 | 0 | 0.87 | -0.19 | -0.08 | -0.26 | 0 |  | 0.4 | 0.35 | 0.23 | 113.55 | 1090.476 | 1.85
D | 4002 | 2022-11-24 | 24 | OFF | 90.98 | 12.23 | 0.22 | 0.06 | 0.97 | 0 | 0.68 | -0.07 | 0.22 | -0.26 | 0 |  | 0.4 | 0.35 | 0.23 | 106.01 | 1031.894 | 1.93
D | 4002 | 2022-11-25 | 1 | OFF | 70.13 | 12.23 | 0.98 | 0.13 | 0.23 | 0 | 0 | 0.06 | -0.11 | -0.26 | 0 |  | 0.4 | 0.35 | 0.23 | 84.37 | 981.603 | 1.34
D | 4002 | 2022-11-25 | 2 | OFF | 65.19 | 12.23 | 0.98 | 0.13 | 0.11 | 0 | 0 | 0 | -0.16 | -0.26 | 0 |  | 0.4 | 0.35 | 0.23 | 79.2 | 953.484 | 1.22
D | 4002 | 2022-11-25 | 3 | OFF | 86.82 | 12.23 | 0.98 | 0.13 | 0.16 | 0 | 0 | 0.02 | -0.05 | -0.26 | 0 |  | 0.4 | 0.35 | 0.23 | 101.01 | 941.905 | 1.27
D | 4002 | 2022-11-25 | 4 | OFF | 88.32 | 12.23 | 0.98 | 0.13 | 0.14 | 0 | 0 | 0.01 | -0.06 | -0.26 | 0 |  | 0.4 | 0.35 | 0.23 | 102.47 | 946.358 | 1.25
D | 4002 | 2022-11-25 | 5 | OFF | 79.97 | 12.23 | 0.98 | 0.13 | 0.08 | 0 | 0 | 0.03 | -0.11 | -0.26 | 0 |  | 0.4 | 0.35 | 0.23 | 94.03 | 970.055 | 1.19
D | 4002 | 2022-11-25 | 6 | OFF | 89.12 | 12.23 | 0.98 | 0.13 | 0.81 | 0 | 0 | 0.03 | -0.18 | -0.26 | 0 |  | 0.4 | 0.35 | 0.23 | 103.84 | 1022.66 | 1.92
D | 4002 | 2022-11-25 | 7 | OFF | 57.81 | 12.23 | 0.98 | 0.13 | 0.82 | 0 | 0 | 0 | -0.13 | -0.26 | 0 |  | 0.4 | 0.35 | 0.23 | 72.56 | 1090.57 | 1.93
D | 4002 | 2022-11-25 | 8 | ON | 67.07 | 12.23 | 0.98 | 0.13 | 0.38 | 0.94 | 0.1 | 0.02 | -0.09 | -0.26 | 0 |  | 0.4 | 0.35 | 0.23 | 82.48 | 1163.135 | 2.53
D | 4002 | 2022-11-25 | 9 | ON | 84.39 | 12.23 | 0.98 | 0.13 | 1.05 | 0.89 | 0.34 | -0.06 | 0.03 | -0.26 | 0 |  | 0.4 | 0.35 | 0.23 | 100.7 | 1228.765 | 3.39
D | 4002 | 2022-11-25 | 10 | ON | 103.36 | 12.23 | 0.98 | 0.13 | 0.37 | 0.86 | 0.1 | -0.01 | -0.02 | -0.26 | 0 |  | 0.4 | 0.35 | 0.23 | 118.72 | 1273.836 | 2.44
D | 4002 | 2022-11-25 | 11 | ON | 116.13 | 12.23 | 0.98 | 0.13 | 0.23 | 0.84 | 0.05 | -0.07 | 0.03 | -0.26 | 0 |  | 0.4 | 0.35 | 0.23 | 131.27 | 1307.76 | 2.23
D | 4002 | 2022-11-25 | 12 | ON | 124.86 | 12.23 | 0.98 | 0.13 | 0.48 | 0.83 | 0.13 | -0.08 | 0.04 | -0.26 | 0 |  | 0.4 | 0.35 | 0.23 | 140.32 | 1322.989 | 2.55
D | 4002 | 2022-11-25 | 13 | ON | 122.78 | 12.23 | 0.98 | 0.13 | 0.37 | 0.82 | 0.24 | -0.04 | 0.11 | -0.26 | 0 |  | 0.4 | 0.35 | 0.23 | 138.34 | 1318.863 | 2.54
D | 4002 | 2022-11-25 | 14 | ON | 92.63 | 12.23 | 0.98 | 0.13 | 0.38 | 0.83 | 0.01 | 0.07 | 0.03 | -0.26 | 0 |  | 0.4 | 0.35 | 0.23 | 108.01 | 1297.021 | 2.33
D | 4002 | 2022-11-25 | 15 | ON | 75.03 | 12.23 | 0.98 | 0.13 | 0.18 | 0.85 | 0 | 0.01 | -0.05 | -0.26 | 0 |  | 0.4 | 0.35 | 0.23 | 90.08 | 1277.023 | 2.14
D | 4002 | 2022-11-25 | 16 | ON | 68.69 | 12.23 | 0.98 | 0.13 | 0.11 | 0.85 | 0 | 0.06 | -0.06 | -0.26 | 0 |  | 0.4 | 0.35 | 0.23 | 83.71 | 1278.536 | 2.07
D | 4002 | 2022-11-25 | 17 | ON | 95.2 | 12.23 | 0.98 | 0.13 | 0.12 | 0.81 | 0.15 | -0.02 | 0.24 | -0.26 | 0 |  | 0.4 | 0.35 | 0.23 | 110.56 | 1340.808 | 2.19
D | 4002 | 2022-11-25 | 18 | ON | 102.08 | 12.23 | 0.98 | 0.13 | 0.29 | 0.79 | 0.01 | 0.06 | -0.03 | -0.26 | 0 |  | 0.4 | 0.35 | 0.23 | 117.26 | 1376.277 | 2.2
D | 4002 | 2022-11-25 | 19 | ON | 97.58 | 12.23 | 0.98 | 0.13 | 0.58 | 0.8 | 0.4 | -0.02 | 0 | -0.26 | 0 |  | 0.4 | 0.35 | 0.23 | 113.4 | 1347.371 | 2.89
D | 4002 | 2022-11-25 | 20 | ON | 89.15 | 12.23 | 0.98 | 0.13 | 0.37 | 0.82 | 0.23 | 0.04 | 0.09 | -0.26 | 0 |  | 0.4 | 0.35 | 0.23 | 104.76 | 1302.644 | 2.53
D | 4002 | 2022-11-25 | 21 | ON | 57.18 | 12.23 | 0.98 | 0.13 | 0.1 | 0.85 | 0 | 0.03 | -0.15 | -0.26 | 0 |  | 0.4 | 0.35 | 0.23 | 72.07 | 1255.564 | 2.06
D | 4002 | 2022-11-25 | 22 | ON | 59.91 | 12.23 | 0.98 | 0.13 | 0.08 | 0.89 | 0 | -0.02 | -0.16 | -0.26 | 0 |  | 0.4 | 0.35 | 0.23 | 74.76 | 1186.856 | 2.08
D | 4002 | 2022-11-25 | 23 | ON | 56.52 | 12.23 | 0.98 | 0.13 | 0.15 | 0.94 | 0 | -0.01 | -0.22 | -0.26 | 0 |  | 0.4 | 0.35 | 0.23 | 71.44 | 1108.975 | 2.2
D | 4002 | 2022-11-25 | 24 | OFF | 64.5 | 12.23 | 0.98 | 0.13 | 0.27 | 0 | 0 | 0 | -0.17 | -0.26 | 0 |  | 0.4 | 0.35 | 0.23 | 78.66 | 1036.951 | 1.38
D | 4002 | 2022-11-26 | 1 | OFF | 60.55 | 12.23 | 0.33 | 0.08 | 0.1 | 0 | 0 | 0.03 | -0.28 | -0.26 | 0 |  | 0.4 | 0.35 | 0.23 | 73.76 | 986.125 | 0.51
D | 4002 | 2022-11-26 | 2 | OFF | 57.56 | 12.23 | 0.33 | 0.08 | 0.08 | 0 | 0 | 0.13 | -0.35 | -0.26 | 0 |  | 0.4 | 0.35 | 0.23 | 70.78 | 957.166 | 0.49
D | 4002 | 2022-11-26 | 3 | OFF | 54.54 | 12.23 | 0.33 | 0.08 | 0.22 | 0 | 0 | 0.06 | -0.28 | -0.26 | 0 |  | 0.4 | 0.35 | 0.23 | 67.9 | 943.514 | 0.63
D | 4002 | 2022-11-26 | 4 | OFF | 54.58 | 12.23 | 0.33 | 0.08 | 0.08 | 0 | 0 | 0.09 | -0.31 | -0.26 | 0 |  | 0.4 | 0.35 | 0.23 | 67.8 | 943.211 | 0.49
D | 4002 | 2022-11-26 | 5 | OFF | 58.5 | 12.23 | 0.33 | 0.08 | 0.29 | 0 | 0 | -0.05 | -0.27 | -0.26 | 0 |  | 0.4 | 0.35 | 0.23 | 71.83 | 955.398 | 0.7
D | 4002 | 2022-11-26 | 6 | OFF | 53.93 | 12.23 | 0.33 | 0.08 | 0.11 | 0 | 0 | 0.12 | -0.35 | -0.26 | 0 |  | 0.4 | 0.35 | 0.23 | 67.17 | 995.53 | 0.52
D | 4002 | 2022-11-26 | 7 | OFF | 53.82 | 12.23 | 0.33 | 0.08 | 0.14 | 0 | 0 | 0 | -0.22 | -0.26 | 0 |  | 0.4 | 0.35 | 0.23 | 67.1 | 1060.139 | 0.55
D | 4002 | 2022-11-26 | 8 | OFF | 52.5 | 12.23 | 0.33 | 0.08 | 0.78 | 0 | 0 | 0 | -0.19 | -0.26 | 0 |  | 0.4 | 0.35 | 0.23 | 66.45 | 1133.082 | 1.19
D | 4002 | 2022-11-26 | 9 | OFF | 46.81 | 12.23 | 0.33 | 0.08 | 0.23 | 0 | 0 | -0.03 | -0.19 | -0.26 | 0 |  | 0.4 | 0.35 | 0.23 | 60.18 | 1190.333 | 0.64
D | 4002 | 2022-11-26 | 10 | OFF | 42.02 | 12.23 | 0.33 | 0.08 | 0.2 | 0 | 0 | 0 | -0.18 | -0.26 | 0 |  | 0.4 | 0.35 | 0.23 | 55.4 | 1196.312 | 0.61
D | 4002 | 2022-11-26 | 11 | OFF | 45.3 | 12.23 | 0.33 | 0.08 | 0.11 | 0 | 0 | -0.04 | -0.25 | -0.26 | 0 |  | 0.4 | 0.35 | 0.23 | 58.48 | 1179.885 | 0.52
D | 4002 | 2022-11-26 | 12 | OFF | 44.04 | 12.23 | 0.33 | 0.08 | 0.15 | 0 | 0 | -0.03 | -0.19 | -0.26 | 0 |  | 0.4 | 0.35 | 0.23 | 57.33 | 1162.719 | 0.56
D | 4002 | 2022-11-26 | 13 | OFF | 43.14 | 12.23 | 0.33 | 0.08 | 0.76 | 0 | 0 | -0.02 | -0.19 | -0.26 | 0 |  | 0.4 | 0.35 | 0.23 | 57.05 | 1145.512 | 1.17
D | 4002 | 2022-11-26 | 14 | OFF | 45.59 | 12.23 | 0.33 | 0.08 | 0.22 | 0 | 0 | -0.01 | -0.14 | -0.26 | 0 |  | 0.4 | 0.35 | 0.23 | 59.02 | 1143.824 | 0.63
D | 4002 | 2022-11-26 | 15 | OFF | 48.95 | 12.23 | 0.33 | 0.08 | 0.17 | 0 | 0 | 0.02 | -0.02 | -0.26 | 0 |  | 0.4 | 0.35 | 0.23 | 62.48 | 1155.149 | 0.58
D | 4002 | 2022-11-26 | 16 | OFF | 61.66 | 12.23 | 0.33 | 0.08 | 0.12 | 0 | 0.26 | 0.02 | 0.21 | -0.26 | 0 |  | 0.4 | 0.35 | 0.23 | 75.63 | 1196.585 | 0.79
D | 4002 | 2022-11-26 | 17 | OFF | 94.05 | 12.23 | 0.33 | 0.08 | 0.55 | 0 | 0.03 | 0.01 | 0.46 | -0.26 | 0 |  | 0.4 | 0.35 | 0.23 | 108.46 | 1289.382 | 0.99
D | 4002 | 2022-11-26 | 18 | OFF | 113.4 | 12.23 | 0.33 | 0.08 | 0.4 | 0 | 0.05 | 0.03 | -0.17 | -0.26 | 0 |  | 0.4 | 0.35 | 0.23 | 127.07 | 1352.788 | 0.86
D | 4002 | 2022-11-26 | 19 | OFF | 106.42 | 12.23 | 0.33 | 0.08 | 0.3 | 0 | 0 | -0.01 | -0.02 | -0.26 | 0 |  | 0.4 | 0.35 | 0.23 | 120.05 | 1327.524 | 0.71
D | 4002 | 2022-11-26 | 20 | OFF | 90.94 | 12.23 | 0.33 | 0.08 | 0.33 | 0 | 0.26 | -0.02 | 0 | -0.26 | 0 |  | 0.4 | 0.35 | 0.23 | 104.87 | 1289.336 | 1
D | 4002 | 2022-11-26 | 21 | OFF | 79.68 | 12.23 | 0.33 | 0.08 | 0.37 | 0 | 0.16 | -0.02 | -0.01 | -0.26 | 0 |  | 0.4 | 0.35 | 0.23 | 93.54 | 1242.69 | 0.94
D | 4002 | 2022-11-26 | 22 | OFF | 62.54 | 12.23 | 0.33 | 0.08 | 0.14 | 0 | 0 | -0.04 | 0.06 | -0.26 | 0 |  | 0.4 | 0.35 | 0.23 | 76.06 | 1175.621 | 0.55
D | 4002 | 2022-11-26 | 23 | OFF | 54.41 | 12.23 | 0.33 | 0.08 | 0.22 | 0 | 0 | -0.03 | 0 | -0.26 | 0 |  | 0.4 | 0.35 | 0.23 | 67.96 | 1095.332 | 0.63
D | 4002 | 2022-11-26 | 24 | OFF | 48.08 | 12.23 | 0.33 | 0.08 | 0.43 | 0 | 0 | 0 | -0.1 | -0.26 | 0 |  | 0.4 | 0.35 | 0.23 | 61.77 | 1023.532 | 0.84
D | 4002 | 2022-11-27 | 1 | OFF | 49.1 | 12.23 | 0.49 | 0.05 | 0.38 | 0 | 0 | -0.11 | -0.13 | -0.26 | 0 |  | 0.4 | 0.35 | 0.23 | 62.73 | 973.095 | 0.92
D | 4002 | 2022-11-27 | 2 | OFF | 49.13 | 12.23 | 0.49 | 0.05 | 0.11 | 0 | 0 | -0.09 | -0.11 | -0.26 | 0 |  | 0.4 | 0.35 | 0.23 | 62.53 | 942.953 | 0.65
D | 4002 | 2022-11-27 | 3 | OFF | 58.01 | 12.23 | 0.49 | 0.05 | 0.14 | 0 | 0 | -0.04 | -0.16 | -0.26 | 0 |  | 0.4 | 0.35 | 0.23 | 71.44 | 930.567 | 0.68
D | 4002 | 2022-11-27 | 4 | OFF | 56.08 | 12.23 | 0.49 | 0.05 | 0.07 | 0 | 0 | 0.1 | -0.11 | -0.26 | 0 |  | 0.4 | 0.35 | 0.23 | 69.63 | 930.918 | 0.61
D | 4002 | 2022-11-27 | 5 | OFF | 50.67 | 12.23 | 0.49 | 0.05 | 0.14 | 0 | 0 | 0.03 | -0.13 | -0.26 | 0 |  | 0.4 | 0.35 | 0.23 | 64.2 | 944.474 | 0.68
D | 4002 | 2022-11-27 | 6 | OFF | 63.79 | 12.23 | 0.49 | 0.05 | 0.12 | 0 | 0 | 0.02 | -0.11 | -0.26 | 0 |  | 0.4 | 0.35 | 0.23 | 77.31 | 980.975 | 0.66
D | 4002 | 2022-11-27 | 7 | OFF | 54.73 | 12.23 | 0.49 | 0.05 | 0.37 | 0 | 0 | 0.01 | 0 | -0.26 | 0 |  | 0.4 | 0.35 | 0.23 | 68.6 | 1033.91 | 0.91
D | 4002 | 2022-11-27 | 8 | OFF | 57.94 | 12.23 | 0.49 | 0.05 | 0.32 | 0 | 0 | 0 | 0 | -0.26 | 0 |  | 0.4 | 0.35 | 0.23 | 71.75 | 1102.934 | 0.86
D | 4002 | 2022-11-27 | 9 | OFF | 57.01 | 12.23 | 0.49 | 0.05 | 0.13 | 0 | 0 | -0.04 | -0.01 | -0.26 | 0 |  | 0.4 | 0.35 | 0.23 | 70.58 | 1159.826 | 0.67
D | 4002 | 2022-11-27 | 10 | OFF | 61.07 | 12.23 | 0.49 | 0.05 | 0.08 | 0 | 0 | -0.01 | -0.05 | -0.26 | 0 |  | 0.4 | 0.35 | 0.23 | 74.58 | 1187.717 | 0.62
D | 4002 | 2022-11-27 | 11 | OFF | 61.34 | 12.23 | 0.49 | 0.05 | 0.09 | 0 | 0 | 0.02 | -0.08 | -0.26 | 0 |  | 0.4 | 0.35 | 0.23 | 74.86 | 1207.087 | 0.63
D | 4002 | 2022-11-27 | 12 | OFF | 60.03 | 12.23 | 0.49 | 0.05 | 0.08 | 0 | 0 | -0.06 | -0.06 | -0.26 | 0 |  | 0.4 | 0.35 | 0.23 | 73.48 | 1209.907 | 0.62
D | 4002 | 2022-11-27 | 13 | OFF | 67.12 | 12.23 | 0.49 | 0.05 | 0.08 | 0 | 0.04 | -0.06 | -0.14 | -0.26 | 0 |  | 0.4 | 0.35 | 0.23 | 80.53 | 1224.982 | 0.66
D | 4002 | 2022-11-27 | 14 | OFF | 84.14 | 12.23 | 0.49 | 0.05 | 0.08 | 0 | 0.13 | -0.08 | -0.12 | -0.26 | 0 |  | 0.4 | 0.35 | 0.23 | 97.64 | 1242.106 | 0.75
D | 4002 | 2022-11-27 | 15 | OFF | 102.13 | 12.23 | 0.49 | 0.05 | 0.27 | 0 | 0.16 | -0.04 | -0.05 | -0.26 | 0 |  | 0.4 | 0.35 | 0.23 | 115.96 | 1256.803 | 0.97
D | 4002 | 2022-11-27 | 16 | OFF | 113.68 | 12.23 | 0.49 | 0.05 | 0.72 | 0 | 0.01 | 0.07 | 0.08 | -0.26 | 0 |  | 0.4 | 0.35 | 0.23 | 128.05 | 1295.545 | 1.27
D | 4002 | 2022-11-27 | 17 | OFF | 105.67 | 12.23 | 0.49 | 0.05 | 0.73 | 0 | 0.01 | 0.2 | 0.12 | -0.26 | 0 |  | 0.4 | 0.35 | 0.23 | 120.22 | 1382.317 | 1.28
D | 4002 | 2022-11-27 | 18 | OFF | 79.71 | 12.23 | 0.49 | 0.05 | 0.27 | 0 | 0 | 0.06 | -0.16 | -0.26 | 0 |  | 0.4 | 0.35 | 0.23 | 93.37 | 1423.811 | 0.81
D | 4002 | 2022-11-27 | 19 | OFF | 97.48 | 12.23 | 0.49 | 0.05 | 0.26 | 0 | 0.1 | 0.02 | 0.05 | -0.26 | 0 |  | 0.4 | 0.35 | 0.23 | 111.4 | 1388.18 | 0.9
D | 4002 | 2022-11-27 | 20 | OFF | 93.57 | 12.23 | 0.49 | 0.05 | 0.35 | 0 | 0.14 | -0.06 | 0.24 | -0.26 | 0 |  | 0.4 | 0.35 | 0.23 | 107.73 | 1326.387 | 1.03
D | 4002 | 2022-11-27 | 21 | OFF | 64.53 | 12.23 | 0.49 | 0.05 | 0.27 | 0 | 0.04 | -0.04 | 0.13 | -0.26 | 0 |  | 0.4 | 0.35 | 0.23 | 78.42 | 1246.884 | 0.85
D | 4002 | 2022-11-27 | 22 | OFF | 59.08 | 12.23 | 0.49 | 0.05 | 0.14 | 0 | 0 | -0.06 | 0.04 | -0.26 | 0 |  | 0.4 | 0.35 | 0.23 | 72.69 | 1158.39 | 0.68
D | 4002 | 2022-11-27 | 23 | OFF | 58.06 | 12.23 | 0.49 | 0.05 | 0.26 | 0 | 0 | -0.01 | 0.12 | -0.26 | 0 |  | 0.4 | 0.35 | 0.23 | 71.92 | 1055.66 | 0.8
D | 4002 | 2022-11-27 | 24 | OFF | 52.79 | 12.23 | 0.49 | 0.05 | 0.21 | 0 | 0 | -0.07 | 0.01 | -0.26 | 0 |  | 0.4 | 0.35 | 0.23 | 66.43 | 977.878 | 0.75
D | 4002 | 2022-11-28 | 1 | OFF | 54.2 | 12.23 | 0.62 | 0.06 | 0.12 | 0 | 0 | 0.02 | 0.03 | -0.26 | 0 |  | 0.4 | 0.35 | 0.23 | 68 | 932.532 | 0.8
D | 4002 | 2022-11-28 | 2 | OFF | 53.4 | 12.23 | 0.62 | 0.06 | 0.08 | 0 | 0 | -0.05 | -0.02 | -0.26 | 0 |  | 0.4 | 0.35 | 0.23 | 67.04 | 910.824 | 0.76
D | 4002 | 2022-11-28 | 3 | OFF | 55.58 | 12.23 | 0.62 | 0.06 | 0.09 | 0 | 0 | 0.02 | -0.03 | -0.26 | 0 |  | 0.4 | 0.35 | 0.23 | 69.29 | 902.525 | 0.77
D | 4002 | 2022-11-28 | 4 | OFF | 56.15 | 12.23 | 0.62 | 0.06 | 0.1 | 0 | 0 | 0.06 | -0.04 | -0.26 | 0 |  | 0.4 | 0.35 | 0.23 | 69.9 | 910.236 | 0.78
D | 4002 | 2022-11-28 | 5 | OFF | 57.67 | 12.23 | 0.62 | 0.06 | 0.1 | 0 | 0 | 0.02 | -0.12 | -0.26 | 0 |  | 0.4 | 0.35 | 0.23 | 71.3 | 947.644 | 0.78
D | 4002 | 2022-11-28 | 6 | OFF | 58.08 | 12.23 | 0.62 | 0.06 | 0.22 | 0 | 0 | 0.06 | -0.13 | -0.26 | 0 |  | 0.4 | 0.35 | 0.23 | 71.86 | 1046.7 | 0.9
D | 4002 | 2022-11-28 | 7 | OFF | 57.86 | 12.23 | 0.62 | 0.06 | 0.31 | 0 | 0 | 0.03 | -0.07 | -0.26 | 0 |  | 0.4 | 0.35 | 0.23 | 71.76 | 1192.56 | 0.99
D | 4002 | 2022-11-28 | 8 | ON | 71.64 | 12.23 | 0.62 | 0.06 | 0.31 | 0.86 | 0 | 0.01 | -0.39 | -0.26 | 0 |  | 0.4 | 0.35 | 0.23 | 86.06 | 1285.988 | 1.85
D | 4002 | 2022-11-28 | 9 | ON | 70.02 | 12.23 | 0.62 | 0.06 | 0.21 | 0.85 | 0 | -0.15 | -0.28 | -0.26 | 0 |  | 0.4 | 0.35 | 0.23 | 84.28 | 1308.179 | 1.74
D | 4002 | 2022-11-28 | 10 | ON | 66.05 | 12.23 | 0.62 | 0.06 | 0.08 | 0.85 | 0.13 | -0.03 | -0.18 | -0.26 | 0 |  | 0.4 | 0.35 | 0.23 | 80.53 | 1300.117 | 1.74
D | 4002 | 2022-11-28 | 11 | ON | 57.98 | 12.23 | 0.62 | 0.06 | 0.09 | 0.86 | 0 | 0.04 | -0.25 | -0.26 | 0 |  | 0.4 | 0.35 | 0.23 | 72.35 | 1304.072 | 1.63
D | 4002 | 2022-11-28 | 12 | ON | 54.77 | 12.23 | 0.62 | 0.06 | 0.23 | 0.87 | 0 | -0.05 | -0.18 | -0.26 | 0 |  | 0.4 | 0.35 | 0.23 | 69.27 | 1314.181 | 1.78
D | 4002 | 2022-11-28 | 13 | ON | 54.25 | 12.23 | 0.62 | 0.06 | 0.07 | 0.8 | 0 | -0.06 | -0.3 | -0.26 | 0 |  | 0.4 | 0.35 | 0.23 | 68.39 | 1322.757 | 1.55
D | 4002 | 2022-11-28 | 14 | ON | 54.49 | 12.23 | 0.62 | 0.06 | 0.06 | 0.86 | 0 | -0.02 | -0.29 | -0.26 | 0 |  | 0.4 | 0.35 | 0.23 | 68.73 | 1316.585 | 1.6
D | 4002 | 2022-11-28 | 15 | ON | 53.67 | 12.23 | 0.62 | 0.06 | 0.13 | 0.85 | 0 | -0.01 | -0.26 | -0.26 | 0 |  | 0.4 | 0.35 | 0.23 | 68.01 | 1318.717 | 1.66
D | 4002 | 2022-11-28 | 16 | ON | 71.09 | 12.23 | 0.62 | 0.06 | 0.13 | 0.82 | 0.03 | -0.19 | -0.05 | -0.26 | 0 |  | 0.4 | 0.35 | 0.23 | 85.46 | 1351.112 | 1.66
D | 4002 | 2022-11-28 | 17 | ON | 76.86 | 12.23 | 0.62 | 0.06 | 0.08 | 0.77 | 0.02 | -0.11 | 0.05 | -0.26 | 0 |  | 0.4 | 0.35 | 0.23 | 91.3 | 1444.761 | 1.55
D | 4002 | 2022-11-28 | 18 | ON | 101.05 | 12.23 | 0.62 | 0.06 | 1.12 | 0.73 | 0 | 0.1 | -0.16 | -0.26 | 0 |  | 0.4 | 0.35 | 0.23 | 116.47 | 1527.502 | 2.53
D | 4002 | 2022-11-28 | 19 | ON | 83.73 | 12.23 | 0.62 | 0.06 | 1.15 | 0.74 | 0 | -0.04 | -0.23 | -0.26 | 0 |  | 0.4 | 0.35 | 0.23 | 98.98 | 1507.649 | 2.57
D | 4002 | 2022-11-28 | 20 | ON | 82.37 | 12.23 | 0.62 | 0.06 | 0.25 | 0.76 | 0.08 | 0 | -0.16 | -0.26 | 0 |  | 0.4 | 0.35 | 0.23 | 96.93 | 1456.83 | 1.77
D | 4002 | 2022-11-28 | 21 | ON | 64 | 12.23 | 0.62 | 0.06 | 0.14 | 0.79 | 0 | -0.07 | -0.15 | -0.26 | 0 |  | 0.4 | 0.35 | 0.23 | 78.34 | 1389.997 | 1.61
D | 4002 | 2022-11-28 | 22 | ON | 70.89 | 12.23 | 0.62 | 0.06 | 1.14 | 0.84 | 0 | -0.03 | -0.26 | -0.26 | 0 |  | 0.4 | 0.35 | 0.23 | 86.21 | 1294.15 | 2.66
D | 4002 | 2022-11-28 | 23 | ON | 80.64 | 12.23 | 0.62 | 0.06 | 1.87 | 0.91 | 0 | -0.06 | -0.18 | -0.26 | 0 |  | 0.4 | 0.35 | 0.23 | 96.81 | 1190.172 | 3.46
D | 4002 | 2022-11-28 | 24 | OFF | 52.98 | 12.23 | 0.62 | 0.06 | 0.57 | 0 | 0 | 0 | -0.12 | -0.26 | 0 |  | 0.4 | 0.35 | 0.23 | 67.06 | 1109.961 | 1.25
D | 4002 | 2022-11-29 | 1 | OFF | 48.52 | 12.23 | 0.23 | 0.05 | 0.34 | 0 | 0 | 0.04 | -0.08 | -0.26 | 0 |  | 0.4 | 0.35 | 0.23 | 62.05 | 1060.695 | 0.62
D | 4002 | 2022-11-29 | 2 | OFF | 46.38 | 12.23 | 0.23 | 0.05 | 0.13 | 0 | 0 | 0.01 | -0.1 | -0.26 | 0 |  | 0.4 | 0.35 | 0.23 | 59.65 | 1041.933 | 0.41
D | 4002 | 2022-11-29 | 3 | OFF | 50.11 | 12.23 | 0.23 | 0.05 | 0.26 | 0 | 0 | 0.03 | -0.08 | -0.26 | 0 |  | 0.4 | 0.35 | 0.23 | 63.55 | 1035.967 | 0.54
D | 4002 | 2022-11-29 | 4 | OFF | 50.51 | 12.23 | 0.23 | 0.05 | 0.09 | 0 | 0 | -0.02 | -0.08 | -0.26 | 0 |  | 0.4 | 0.35 | 0.23 | 63.73 | 1050.876 | 0.37
D | 4002 | 2022-11-29 | 5 | OFF | 55.84 | 12.23 | 0.23 | 0.05 | 0.1 | 0 | 0 | 0 | -0.12 | -0.26 | 0 |  | 0.4 | 0.35 | 0.23 | 69.05 | 1098.3 | 0.38
D | 4002 | 2022-11-29 | 6 | OFF | 65.86 | 12.23 | 0.23 | 0.05 | 0.52 | 0 | 0.04 | 0.09 | 0.19 | -0.26 | 0 |  | 0.4 | 0.35 | 0.23 | 79.93 | 1205.875 | 0.84
D | 4002 | 2022-11-29 | 7 | OFF | 73.7 | 12.23 | 0.23 | 0.05 | 0.76 | 0 | 0 | -0.01 | -0.36 | -0.26 | 0 |  | 0.4 | 0.35 | 0.23 | 87.32 | 1367.12 | 1.04
D | 4002 | 2022-11-29 | 8 | ON | 61.26 | 12.23 | 0.23 | 0.05 | 0.78 | 0.77 | 0 | 0.01 | -0.39 | -0.26 | 0 |  | 0.4 | 0.35 | 0.23 | 75.66 | 1449.505 | 1.83
D | 4002 | 2022-11-29 | 9 | ON | 58.65 | 12.23 | 0.23 | 0.05 | 0.23 | 0.78 | 0 | -0.02 | -0.21 | -0.26 | 0 |  | 0.4 | 0.35 | 0.23 | 72.66 | 1453.74 | 1.29
D | 4002 | 2022-11-29 | 10 | ON | 52.88 | 12.23 | 0.23 | 0.05 | 0.11 | 0.79 | 0 | 0.05 | -0.14 | -0.26 | 0 |  | 0.4 | 0.35 | 0.23 | 66.92 | 1437.375 | 1.18
D | 4002 | 2022-11-29 | 11 | ON | 54.19 | 12.23 | 0.23 | 0.05 | 0.07 | 0.81 | 0 | -0.02 | -0.13 | -0.26 | 0 |  | 0.4 | 0.35 | 0.23 | 68.15 | 1435.864 | 1.16
D | 4002 | 2022-11-29 | 12 | ON | 52.05 | 12.23 | 0.23 | 0.05 | 0.08 | 0.82 | 0 | 0.05 | -0.15 | -0.26 | 0 |  | 0.4 | 0.35 | 0.23 | 66.08 | 1432.406 | 1.18
D | 4002 | 2022-11-29 | 13 | ON | 52.09 | 12.23 | 0.23 | 0.05 | 0.07 | 0.83 | 0 | -0.02 | -0.14 | -0.26 | 0 |  | 0.4 | 0.35 | 0.23 | 66.06 | 1403.182 | 1.18
D | 4002 | 2022-11-29 | 14 | ON | 53.52 | 12.23 | 0.23 | 0.05 | 0.07 | 0.83 | 0 | 0.07 | -0.13 | -0.26 | 0 |  | 0.4 | 0.35 | 0.23 | 67.59 | 1387.122 | 1.18
D | 4002 | 2022-11-29 | 15 | ON | 55.47 | 12.23 | 0.23 | 0.05 | 0.08 | 0.81 | 0 | -0.07 | -0.08 | -0.26 | 0 |  | 0.4 | 0.35 | 0.23 | 69.44 | 1395.37 | 1.17
D | 4002 | 2022-11-29 | 16 | ON | 67.91 | 12.23 | 0.23 | 0.05 | 0.1 | 0.78 | 0.2 | 0.05 | -0.13 | -0.26 | 0 |  | 0.4 | 0.35 | 0.23 | 82.14 | 1424.081 | 1.36
D | 4002 | 2022-11-29 | 17 | ON | 87.44 | 12.23 | 0.23 | 0.05 | 0.21 | 0.72 | 0.51 | 0 | -0.1 | -0.26 | 0 |  | 0.4 | 0.35 | 0.23 | 102.01 | 1522.954 | 1.72
D | 4002 | 2022-11-29 | 18 | ON | 85.18 | 12.23 | 0.23 | 0.05 | 0.39 | 0.69 | 0.01 | 0.03 | -0.29 | -0.26 | 0 |  | 0.4 | 0.35 | 0.23 | 99.24 | 1593.247 | 1.37
D | 4002 | 2022-11-29 | 19 | ON | 95.26 | 12.23 | 0.23 | 0.05 | 0.47 | 0.7 | 0.06 | -0.07 | -0.21 | -0.26 | 0 |  | 0.4 | 0.35 | 0.23 | 109.44 | 1576.046 | 1.51
D | 4002 | 2022-11-29 | 20 | ON | 77.1 | 12.23 | 0.23 | 0.05 | 0.32 | 0.72 | 0 | -0.13 | -0.11 | -0.26 | 0 |  | 0.4 | 0.35 | 0.23 | 91.13 | 1526.607 | 1.32
D | 4002 | 2022-11-29 | 21 | ON | 72.16 | 12.23 | 0.23 | 0.05 | 0.29 | 0.75 | 0.04 | 0.06 | -0.14 | -0.26 | 0 |  | 0.4 | 0.35 | 0.23 | 86.39 | 1454.816 | 1.36
D | 4002 | 2022-11-29 | 22 | ON | 57.92 | 12.23 | 0.23 | 0.05 | 0.11 | 0.8 | 0 | -0.05 | -0.22 | -0.26 | 0 |  | 0.4 | 0.35 | 0.23 | 71.79 | 1349.32 | 1.19
D | 4002 | 2022-11-29 | 23 | ON | 50.85 | 12.23 | 0.23 | 0.05 | 0.14 | 0.86 | 0 | -0.05 | -0.12 | -0.26 | 0 |  | 0.4 | 0.35 | 0.23 | 64.91 | 1231.737 | 1.28
D | 4002 | 2022-11-29 | 24 | OFF | 50.77 | 12.23 | 0.23 | 0.05 | 0.18 | 0 | 0 | -0.05 | -0.24 | -0.26 | 0 |  | 0.4 | 0.35 | 0.23 | 63.89 | 1144.238 | 0.46
D | 4002 | 2022-11-30 | 1 | OFF | 60.41 | 12.23 | 0.44 | 0.22 | 0.1 | 0 | 0 | 0.02 | -0.09 | -0.26 | 0 |  | 0.4 | 0.35 | 0.23 | 74.05 | 1086.256 | 0.76
D | 4002 | 2022-11-30 | 2 | OFF | 59.32 | 12.23 | 0.44 | 0.22 | 0.07 | 0 | 0 | 0 | -0.02 | -0.26 | 0 |  | 0.4 | 0.35 | 0.23 | 72.98 | 1054.05 | 0.73
D | 4002 | 2022-11-30 | 3 | OFF | 57.48 | 12.23 | 0.44 | 0.22 | 0.07 | 0 | 0 | -0.01 | -0.05 | -0.26 | 0 |  | 0.4 | 0.35 | 0.23 | 71.1 | 1038.712 | 0.73
D | 4002 | 2022-11-30 | 4 | OFF | 59.36 | 12.23 | 0.44 | 0.22 | 0.07 | 0 | 0 | -0.01 | 0.01 | -0.26 | 0 |  | 0.4 | 0.35 | 0.23 | 73.04 | 1042.074 | 0.73
D | 4002 | 2022-11-30 | 5 | OFF | 62.18 | 12.23 | 0.44 | 0.22 | 0.09 | 0 | 0 | 0.01 | 0 | -0.26 | 0 |  | 0.4 | 0.35 | 0.23 | 75.89 | 1073.426 | 0.75
D | 4002 | 2022-11-30 | 6 | OFF | 56.75 | 12.23 | 0.44 | 0.22 | 0.19 | 0 | 0 | 0.13 | -0.04 | -0.26 | 0 |  | 0.4 | 0.35 | 0.23 | 70.64 | 1168.012 | 0.85
D | 4002 | 2022-11-30 | 7 | OFF | 73.07 | 12.23 | 0.44 | 0.22 | 0.57 | 0 | 0 | 0.1 | 0.22 | -0.26 | 0 |  | 0.4 | 0.35 | 0.23 | 87.57 | 1312.41 | 1.23
D | 4002 | 2022-11-30 | 8 | ON | 80.07 | 12.23 | 0.44 | 0.22 | 1.56 | 0.79 | 0 | 0.01 | -0.26 | -0.26 | 0 |  | 0.4 | 0.35 | 0.23 | 95.78 | 1395.698 | 3.01
D | 4002 | 2022-11-30 | 9 | ON | 80.94 | 12.23 | 0.44 | 0.22 | 0.45 | 0.76 | 0 | 0.04 | -0.2 | -0.26 | 0 |  | 0.4 | 0.35 | 0.23 | 95.6 | 1427.048 | 1.87
D | 4002 | 2022-11-30 | 10 | ON | 93.59 | 12.23 | 0.44 | 0.22 | 0.88 | 0.75 | 0.01 | -0.03 | -0.27 | -0.26 | 0 |  | 0.4 | 0.35 | 0.23 | 108.54 | 1443.771 | 2.3
D | 4002 | 2022-11-30 | 11 | ON | 95.86 | 12.23 | 0.44 | 0.22 | 0.51 | 0.74 | 0 | -0.07 | -0.24 | -0.26 | 0 |  | 0.4 | 0.35 | 0.23 | 110.41 | 1451.412 | 1.91
D | 4002 | 2022-11-30 | 12 | ON | 100.53 | 12.23 | 0.44 | 0.22 | 0.76 | 0.74 | 0 | -0.09 | -0.18 | -0.26 | 0 |  | 0.4 | 0.35 | 0.23 | 115.37 | 1450.274 | 2.16
D | 4002 | 2022-11-30 | 13 | ON | 86.62 | 12.23 | 0.44 | 0.22 | 0.29 | 0.74 | 0.03 | 0.07 | -0.21 | -0.26 | 0 |  | 0.4 | 0.35 | 0.23 | 101.15 | 1448.294 | 1.72
D | 4002 | 2022-11-30 | 14 | ON | 82.46 | 12.23 | 0.44 | 0.22 | 0.3 | 0.76 | 0.01 | -0.02 | -0.25 | -0.26 | 0 |  | 0.4 | 0.35 | 0.23 | 96.87 | 1452.579 | 1.73
D | 4002 | 2022-11-30 | 15 | ON | 81.27 | 12.23 | 0.44 | 0.22 | 1.54 | 0.76 | 0 | -0.05 | -0.24 | -0.26 | 0 |  | 0.4 | 0.35 | 0.23 | 96.89 | 1437.27 | 2.96
D | 4002 | 2022-11-30 | 16 | ON | 88.25 | 12.23 | 0.44 | 0.22 | 0.65 | 0.76 | 0 | -0.07 | -0.2 | -0.26 | 0 |  | 0.4 | 0.35 | 0.23 | 103 | 1439.612 | 2.07
D | 4002 | 2022-11-30 | 17 | ON | 87.54 | 12.23 | 0.44 | 0.22 | 0.22 | 0.73 | 0 | 0 | -0.11 | -0.26 | 0 |  | 0.4 | 0.35 | 0.23 | 101.99 | 1494.463 | 1.61
D | 4002 | 2022-11-30 | 18 | ON | 101.21 | 12.23 | 0.44 | 0.22 | 0.88 | 0.71 | 0 | 0.01 | -0.35 | -0.26 | 0 |  | 0.4 | 0.35 | 0.23 | 116.07 | 1526.716 | 2.25
D | 4002 | 2022-11-30 | 19 | ON | 92.02 | 12.23 | 0.44 | 0.22 | 1.23 | 0.73 | 0.01 | -0.17 | 0.05 | -0.26 | 0 |  | 0.4 | 0.35 | 0.23 | 107.48 | 1491.335 | 2.63
D | 4002 | 2022-11-30 | 20 | ON | 67.41 | 12.23 | 0.44 | 0.22 | 0.56 | 0.76 | 0 | -0.15 | 0.05 | -0.26 | 0 |  | 0.4 | 0.35 | 0.23 | 82.24 | 1418.368 | 1.98
D | 4002 | 2022-11-30 | 21 | ON | 53.18 | 12.23 | 0.44 | 0.22 | 0.21 | 0.8 | 0 | -0.21 | -0.33 | -0.26 | 0 |  | 0.4 | 0.35 | 0.23 | 67.26 | 1338.977 | 1.67
D | 4002 | 2022-11-30 | 22 | ON | 56.96 | 12.23 | 0.44 | 0.22 | 0.16 | 0.86 | 0 | -0.16 | -0.26 | -0.26 | 0 |  | 0.4 | 0.35 | 0.23 | 71.17 | 1247.707 | 1.68
D | 4002 | 2022-11-30 | 23 | ON | 55.74 | 12.23 | 0.44 | 0.22 | 0.22 | 0.93 | 0 | -0.06 | -0.26 | -0.26 | 0 |  | 0.4 | 0.35 | 0.23 | 70.18 | 1150.948 | 1.81
D | 4002 | 2022-11-30 | 24 | OFF | 50.73 | 12.23 | 0.44 | 0.22 | 1.12 | 0 | 0 | 0.05 | -0.2 | -0.26 | 0 |  | 0.4 | 0.35 | 0.23 | 65.31 | 1074.503 | 1.78
T | 721 lines

## whlsecost_hourly_4002_202212
C | Hourly Wholesale Load Cost Report
C | Filename: whlsecost_hourly_4002_202212.csv
C | Report for: 12 2022
C | Report generated: 04/05/2023 13:16:48 EDT
H | Location ID | Local Date | Local Hour | OnOffPeak | RTLMP | Capacity | First Contingency | Second Contingency | Regulation | Forward Reserves | Real-Time Reserves | Inadvertent | Marginal Loss Rev Fund | Auction Rev Rights | Real-Time Demand Reduction Cost | Price Responsive Demand Cost | ISO Sched 2 | ISO Sched 3 | NEPOOL Exp | Total Cost | RTLO | Total Ancillary & NCPC
H | Number | Date | Number | String | Number | Number | Number | Number | Number | Number | Number | Number | Number | Number | Number | Number | Number | Number | Number | Number | Number
D | 4002 | 2022-12-01 | 1 | OFF | 56.73 | 10.68 | 1.77 | 0.13 | 0.25 | 0 | 0 | 0 | -0.28 | -0.46 | 0 |  | 0.4 | 0.34 | 0.23 | 69.79 | 1015.788 | 2.15
D | 4002 | 2022-12-01 | 2 | OFF | 50.85 | 10.68 | 1.77 | 0.13 | 0.08 | 0 | 0 | -0.13 | -0.28 | -0.46 | 0 |  | 0.4 | 0.34 | 0.23 | 63.61 | 992.202 | 1.98
D | 4002 | 2022-12-01 | 3 | OFF | 45.66 | 10.68 | 1.77 | 0.13 | 0.15 | 0 | 0 | 0.01 | -0.28 | -0.46 | 0 |  | 0.4 | 0.34 | 0.23 | 58.63 | 982.065 | 2.05
D | 4002 | 2022-12-01 | 4 | OFF | 44.04 | 10.68 | 1.77 | 0.13 | 0.11 | 0 | 0 | 0.01 | -0.4 | -0.46 | 0 |  | 0.4 | 0.34 | 0.23 | 56.85 | 995.158 | 2.01
D | 4002 | 2022-12-01 | 5 | OFF | 41.87 | 10.68 | 1.77 | 0.13 | 0.15 | 0 | 0 | 0 | -0.36 | -0.46 | 0 |  | 0.4 | 0.34 | 0.23 | 54.75 | 1046.44 | 2.05
D | 4002 | 2022-12-01 | 6 | OFF | 45.46 | 10.68 | 1.77 | 0.13 | 0.26 | 0 | 0 | 0 | -0.35 | -0.46 | 0 |  | 0.4 | 0.34 | 0.23 | 58.46 | 1158.769 | 2.16
D | 4002 | 2022-12-01 | 7 | OFF | 48.52 | 10.68 | 1.77 | 0.13 | 0.39 | 0 | 0 | 0.01 | -0.24 | -0.46 | 0 |  | 0.4 | 0.34 | 0.23 | 61.77 | 1313.854 | 2.29
D | 4002 | 2022-12-01 | 8 | ON | 57.73 | 10.68 | 1.77 | 0.13 | 0.7 | 0.79 | 0.13 | -0.02 | -0.59 | -0.46 | 0 |  | 0.4 | 0.34 | 0.23 | 71.83 | 1398.01 | 3.52
D | 4002 | 2022-12-01 | 9 | ON | 44.19 | 10.68 | 1.77 | 0.13 | 0.16 | 0.79 | 0 | -0.01 | -0.46 | -0.46 | 0 |  | 0.4 | 0.34 | 0.23 | 57.76 | 1399.126 | 2.85
D | 4002 | 2022-12-01 | 10 | ON | 41.15 | 10.68 | 1.77 | 0.13 | 0.15 | 0.81 | 0 | 0.01 | -0.37 | -0.46 | 0 |  | 0.4 | 0.34 | 0.23 | 54.84 | 1388.88 | 2.86
D | 4002 | 2022-12-01 | 11 | ON | 66.48 | 10.68 | 1.77 | 0.13 | 0.1 | 0.82 | 0 | -0.02 | -0.4 | -0.46 | 0 |  | 0.4 | 0.34 | 0.23 | 80.07 | 1392.409 | 2.82
D | 4002 | 2022-12-01 | 12 | ON | 62.65 | 10.68 | 1.77 | 0.13 | 0.11 | 0.82 | 0 | -0.03 | -0.46 | -0.46 | 0 |  | 0.4 | 0.34 | 0.23 | 76.18 | 1406.414 | 2.83
D | 4002 | 2022-12-01 | 13 | ON | 63.44 | 10.68 | 1.77 | 0.13 | 0.12 | 0.82 | 0 | -0.06 | -0.41 | -0.46 | 0 |  | 0.4 | 0.34 | 0.23 | 77 | 1424 | 2.84
D | 4002 | 2022-12-01 | 14 | ON | 68.24 | 10.68 | 1.77 | 0.13 | 0.12 | 0.81 | 0 | -0.02 | -0.42 | -0.46 | 0 |  | 0.4 | 0.34 | 0.23 | 81.82 | 1428.626 | 2.83
D | 4002 | 2022-12-01 | 15 | ON | 72.12 | 10.68 | 1.77 | 0.13 | 0.12 | 0.79 | 0 | -0.05 | -0.42 | -0.46 | 0 |  | 0.4 | 0.34 | 0.23 | 85.65 | 1431.997 | 2.81
D | 4002 | 2022-12-01 | 16 | ON | 93.32 | 10.68 | 1.77 | 0.13 | 0.14 | 0.76 | 0 | 0.04 | -0.37 | -0.46 | 0 |  | 0.4 | 0.34 | 0.23 | 106.98 | 1463.078 | 2.8
D | 4002 | 2022-12-01 | 17 | ON | 146.01 | 10.68 | 1.77 | 0.13 | 0.75 | 0.71 | 0.69 | -0.1 | 0.46 | -0.46 | 0 |  | 0.4 | 0.34 | 0.23 | 161.61 | 1548.26 | 4.05
D | 4002 | 2022-12-01 | 18 | ON | 143.38 | 10.68 | 1.77 | 0.13 | 0.68 | 0.68 | 0.71 | 0.06 | -1.19 | -0.46 | 0 |  | 0.4 | 0.34 | 0.23 | 157.41 | 1611.641 | 3.97
D | 4002 | 2022-12-01 | 19 | ON | 105.99 | 10.68 | 1.77 | 0.13 | 0.22 | 0.69 | 0.1 | -0.18 | -0.76 | -0.46 | 0 |  | 0.4 | 0.34 | 0.23 | 119.15 | 1589.06 | 2.91
D | 4002 | 2022-12-01 | 20 | ON | 111.57 | 10.68 | 1.77 | 0.13 | 0.21 | 0.62 | 0.17 | -0.08 | -0.51 | -0.46 | 0 |  | 0.4 | 0.34 | 0.23 | 125.07 | 1544.493 | 2.9
D | 4002 | 2022-12-01 | 21 | ON | 94.29 | 10.68 | 1.77 | 0.13 | 0.31 | 0.64 | 0 | 0.02 | -0.53 | -0.46 | 0 |  | 0.4 | 0.34 | 0.23 | 107.82 | 1485.371 | 2.85
D | 4002 | 2022-12-01 | 22 | ON | 76.88 | 10.68 | 1.77 | 0.13 | 0.18 | 0.68 | 0 | -0.19 | -0.51 | -0.46 | 0 |  | 0.4 | 0.34 | 0.23 | 90.13 | 1388.279 | 2.76
D | 4002 | 2022-12-01 | 23 | ON | 69.65 | 10.68 | 1.77 | 0.13 | 0.18 | 0.73 | 0 | -0.13 | -0.36 | -0.46 | 0 |  | 0.4 | 0.34 | 0.23 | 83.16 | 1279.396 | 2.81
D | 4002 | 2022-12-01 | 24 | OFF | 66.01 | 10.68 | 1.77 | 0.13 | 0.18 | 0 | 0 | -0.07 | -0.47 | -0.46 | 0 |  | 0.4 | 0.34 | 0.23 | 78.74 | 1186.521 | 2.08
D | 4002 | 2022-12-02 | 1 | OFF | 59.77 | 10.68 | 0.27 | 0.05 | 0.22 | 0 | 0 | -0.04 | -0.36 | -0.46 | 0 |  | 0.4 | 0.34 | 0.23 | 71.1 | 1140.749 | 0.54
D | 4002 | 2022-12-02 | 2 | OFF | 59.36 | 10.68 | 0.27 | 0.05 | 0.12 | 0 | 0 | -0.08 | -0.3 | -0.46 | 0 |  | 0.4 | 0.34 | 0.23 | 70.61 | 1104.912 | 0.44
D | 4002 | 2022-12-02 | 3 | OFF | 52.38 | 10.68 | 0.27 | 0.05 | 0.35 | 0 | 0 | -0.05 | -0.27 | -0.46 | 0 |  | 0.4 | 0.34 | 0.23 | 63.92 | 1095.389 | 0.67
D | 4002 | 2022-12-02 | 4 | OFF | 51.75 | 10.68 | 0.27 | 0.05 | 0.8 | 0 | 0 | -0.03 | -0.29 | -0.46 | 0 |  | 0.4 | 0.34 | 0.23 | 63.74 | 1101.838 | 1.12
D | 4002 | 2022-12-02 | 5 | OFF | 54.24 | 10.68 | 0.27 | 0.05 | 0.82 | 0 | 0 | -0.07 | -0.19 | -0.46 | 0 |  | 0.4 | 0.34 | 0.23 | 66.31 | 1141.657 | 1.14
D | 4002 | 2022-12-02 | 6 | OFF | 61.44 | 10.68 | 0.27 | 0.05 | 0.63 | 0 | 0 | 0.1 | -0.15 | -0.46 | 0 |  | 0.4 | 0.34 | 0.23 | 73.53 | 1243.931 | 0.95
D | 4002 | 2022-12-02 | 7 | OFF | 80.75 | 10.68 | 0.27 | 0.05 | 0.53 | 0 | 0 | 0.05 | -0.4 | -0.46 | 0 |  | 0.4 | 0.34 | 0.23 | 92.44 | 1388.858 | 0.85
D | 4002 | 2022-12-02 | 8 | ON | 85.83 | 10.68 | 0.27 | 0.05 | 0.56 | 0.75 | 0 | -0.03 | -0.51 | -0.46 | 0 |  | 0.4 | 0.34 | 0.23 | 98.11 | 1463.765 | 1.63
D | 4002 | 2022-12-02 | 9 | ON | 86.19 | 10.68 | 0.27 | 0.05 | 0.21 | 0.77 | 0 | -0.05 | -0.32 | -0.46 | 0 |  | 0.4 | 0.34 | 0.23 | 98.31 | 1460.39 | 1.3
D | 4002 | 2022-12-02 | 10 | ON | 70.91 | 10.68 | 0.27 | 0.05 | 0.17 | 0.8 | 0 | 0.02 | -0.16 | -0.46 | 0 |  | 0.4 | 0.34 | 0.23 | 83.25 | 1417.99 | 1.29
D | 4002 | 2022-12-02 | 11 | ON | 50.11 | 10.68 | 0.27 | 0.05 | 0.1 | 0.84 | 0 | -0.02 | -0.3 | -0.46 | 0 |  | 0.4 | 0.34 | 0.23 | 62.24 | 1373.397 | 1.26
D | 4002 | 2022-12-02 | 12 | ON | 48.72 | 10.68 | 0.27 | 0.05 | 0.1 | 0.86 | 0 | -0.07 | -0.22 | -0.46 | 0 |  | 0.4 | 0.34 | 0.23 | 60.9 | 1331.916 | 1.28
D | 4002 | 2022-12-02 | 13 | ON | 49.84 | 10.68 | 0.27 | 0.05 | 0.38 | 0.88 | 0 | 0.02 | -0.21 | -0.46 | 0 |  | 0.4 | 0.34 | 0.23 | 62.42 | 1311.949 | 1.58
D | 4002 | 2022-12-02 | 14 | ON | 48.42 | 10.68 | 0.27 | 0.05 | 0.1 | 0.86 | 0 | 0 | -0.23 | -0.46 | 0 |  | 0.4 | 0.34 | 0.23 | 60.66 | 1315.761 | 1.28
D | 4002 | 2022-12-02 | 15 | ON | 69.44 | 10.68 | 0.27 | 0.05 | 0.17 | 0.83 | 0 | 0 | 0.09 | -0.46 | 0 |  | 0.4 | 0.34 | 0.23 | 82.04 | 1331.556 | 1.32
D | 4002 | 2022-12-02 | 16 | ON | 78.62 | 10.68 | 0.27 | 0.05 | 0.29 | 0.79 | 0 | 0.09 | -0.12 | -0.46 | 0 |  | 0.4 | 0.34 | 0.23 | 91.18 | 1371.567 | 1.4
D | 4002 | 2022-12-02 | 17 | ON | 83.94 | 10.68 | 0.27 | 0.05 | 0.36 | 0.74 | 0 | 0.03 | -0.05 | -0.46 | 0 |  | 0.4 | 0.34 | 0.23 | 96.53 | 1468.079 | 1.42
D | 4002 | 2022-12-02 | 18 | ON | 95.13 | 10.68 | 0.27 | 0.05 | 0.47 | 0.71 | 0 | -0.04 | -0.41 | -0.46 | 0 |  | 0.4 | 0.34 | 0.23 | 107.37 | 1518.425 | 1.5
D | 4002 | 2022-12-02 | 19 | ON | 91.18 | 10.68 | 0.27 | 0.05 | 0.61 | 0.73 | 0 | -0.01 | -0.32 | -0.46 | 0 |  | 0.4 | 0.34 | 0.23 | 103.7 | 1491.95 | 1.66
D | 4002 | 2022-12-02 | 20 | ON | 63.39 | 10.68 | 0.27 | 0.05 | 0.46 | 0.75 | 0 | 0 | -0.15 | -0.46 | 0 |  | 0.4 | 0.34 | 0.23 | 75.96 | 1444.758 | 1.53
D | 4002 | 2022-12-02 | 21 | ON | 49.96 | 10.68 | 0.27 | 0.05 | 0.11 | 0.78 | 0 | 0.04 | -0.28 | -0.46 | 0 |  | 0.4 | 0.34 | 0.23 | 62.12 | 1394.18 | 1.21
D | 4002 | 2022-12-02 | 22 | ON | 47.45 | 10.68 | 0.27 | 0.05 | 0.67 | 0.82 | 0 | -0.06 | -0.32 | -0.46 | 0 |  | 0.4 | 0.34 | 0.23 | 60.07 | 1316.704 | 1.81
D | 4002 | 2022-12-02 | 23 | ON | 46.32 | 10.68 | 0.27 | 0.05 | 0.34 | 0.87 | 0 | 0.01 | -0.28 | -0.46 | 0 |  | 0.4 | 0.34 | 0.23 | 58.77 | 1221.223 | 1.53
D | 4002 | 2022-12-02 | 24 | OFF | 43.89 | 10.68 | 0.27 | 0.05 | 0.45 | 0 | 0 | 0 | -0.25 | -0.46 | 0 |  | 0.4 | 0.34 | 0.23 | 55.6 | 1125.367 | 0.77
D | 4002 | 2022-12-03 | 1 | OFF | 29.68 | 10.68 | 0.13 | 0.02 | 0.15 | 0 | 0 | 0.03 | -0.32 | -0.46 | 0 |  | 0.4 | 0.34 | 0.23 | 40.88 | 1056.065 | 0.3
D | 4002 | 2022-12-03 | 2 | OFF | 17.44 | 10.68 | 0.13 | 0.02 | 0.14 | 0 | 0 | 0.02 | -0.29 | -0.46 | 0 |  | 0.4 | 0.34 | 0.23 | 28.65 | 1020.345 | 0.29
D | 4002 | 2022-12-03 | 3 | OFF | 14.42 | 10.68 | 0.13 | 0.02 | 0.31 | 0 | 0 | -0.03 | -0.47 | -0.46 | 0 |  | 0.4 | 0.34 | 0.23 | 25.57 | 997.187 | 0.46
D | 4002 | 2022-12-03 | 4 | OFF | 24.6 | 10.68 | 0.13 | 0.02 | 0.16 | 0 | 0 | -0.01 | -0.36 | -0.46 | 0 |  | 0.4 | 0.34 | 0.23 | 35.73 | 991.27 | 0.31
D | 4002 | 2022-12-03 | 5 | OFF | 25.13 | 10.68 | 0.13 | 0.02 | 0.12 | 0 | 0 | -0.02 | -0.37 | -0.46 | 0 |  | 0.4 | 0.34 | 0.23 | 36.2 | 993.17 | 0.27
D | 4002 | 2022-12-03 | 6 | OFF | 18.99 | 10.68 | 0.13 | 0.02 | 0.29 | 0 | 0 | 0.02 | -0.4 | -0.46 | 0 |  | 0.4 | 0.34 | 0.23 | 30.24 | 1033.169 | 0.44
D | 4002 | 2022-12-03 | 7 | OFF | 27.79 | 10.68 | 0.13 | 0.02 | 0.18 | 0 | 0 | 0 | -0.31 | -0.46 | 0 |  | 0.4 | 0.34 | 0.23 | 39 | 1098.594 | 0.33
D | 4002 | 2022-12-03 | 8 | OFF | 27.18 | 10.68 | 0.13 | 0.02 | 0.19 | 0 | 0 | 0 | -0.36 | -0.46 | 0 |  | 0.4 | 0.34 | 0.23 | 38.35 | 1176.393 | 0.34
D | 4002 | 2022-12-03 | 9 | OFF | 38.16 | 10.68 | 0.13 | 0.02 | 0.33 | 0 | 0 | 0.01 | -0.37 | -0.46 | 0 |  | 0.4 | 0.34 | 0.23 | 49.47 | 1254.73 | 0.48
D | 4002 | 2022-12-03 | 10 | OFF | 38.91 | 10.68 | 0.13 | 0.02 | 0.7 | 0 | 0 | 0 | -0.52 | -0.46 | 0 |  | 0.4 | 0.34 | 0.23 | 50.43 | 1312.286 | 0.85
D | 4002 | 2022-12-03 | 11 | OFF | 45.26 | 10.68 | 0.13 | 0.02 | 0.14 | 0 | 0 | -0.02 | -0.36 | -0.46 | 0 |  | 0.4 | 0.34 | 0.23 | 56.36 | 1339.24 | 0.29
D | 4002 | 2022-12-03 | 12 | OFF | 45.78 | 10.68 | 0.13 | 0.02 | 0.77 | 0 | 0 | 0.01 | -0.4 | -0.46 | 0 |  | 0.4 | 0.34 | 0.23 | 57.5 | 1346.524 | 0.92
D | 4002 | 2022-12-03 | 13 | OFF | 42.77 | 10.68 | 0.13 | 0.02 | 0.16 | 0 | 0 | -0.01 | -0.4 | -0.46 | 0 |  | 0.4 | 0.34 | 0.23 | 53.86 | 1337.685 | 0.31
D | 4002 | 2022-12-03 | 14 | OFF | 42.71 | 10.68 | 0.13 | 0.02 | 0.1 | 0 | 0 | -0.05 | -0.39 | -0.46 | 0 |  | 0.4 | 0.34 | 0.23 | 53.71 | 1323.722 | 0.25
D | 4002 | 2022-12-03 | 15 | OFF | 41.07 | 10.68 | 0.13 | 0.02 | 0.28 | 0 | 0 | -0.02 | -0.35 | -0.46 | 0 |  | 0.4 | 0.34 | 0.23 | 52.32 | 1312 | 0.43
D | 4002 | 2022-12-03 | 16 | OFF | 35.21 | 10.68 | 0.13 | 0.02 | 0.09 | 0 | 0 | -0.02 | -0.35 | -0.46 | 0 |  | 0.4 | 0.34 | 0.23 | 46.27 | 1313.958 | 0.24
D | 4002 | 2022-12-03 | 17 | OFF | 32.19 | 10.68 | 0.13 | 0.02 | 0.12 | 0 | 0 | 0.04 | -0.5 | -0.46 | 0 |  | 0.4 | 0.34 | 0.23 | 43.19 | 1367.055 | 0.27
D | 4002 | 2022-12-03 | 18 | OFF | 37.22 | 10.68 | 0.13 | 0.02 | 0.24 | 0 | 0 | 0 | -0.54 | -0.46 | 0 |  | 0.4 | 0.34 | 0.23 | 48.26 | 1392.622 | 0.39
D | 4002 | 2022-12-03 | 19 | OFF | 33.79 | 10.68 | 0.13 | 0.02 | 0.21 | 0 | 0 | -0.03 | -0.35 | -0.46 | 0 |  | 0.4 | 0.34 | 0.23 | 44.96 | 1350.884 | 0.36
D | 4002 | 2022-12-03 | 20 | OFF | 31.52 | 10.68 | 0.13 | 0.02 | 0.21 | 0 | 0 | -0.02 | -0.3 | -0.46 | 0 |  | 0.4 | 0.34 | 0.23 | 42.75 | 1301.447 | 0.36
D | 4002 | 2022-12-03 | 21 | OFF | 28.3 | 10.68 | 0.13 | 0.02 | 0.27 | 0 | 0 | 0.02 | -0.35 | -0.46 | 0 |  | 0.4 | 0.34 | 0.23 | 39.58 | 1252.492 | 0.42
D | 4002 | 2022-12-03 | 22 | OFF | 27.79 | 10.68 | 0.13 | 0.02 | 0.32 | 0 | 0 | 0.03 | -0.28 | -0.46 | 0 |  | 0.4 | 0.34 | 0.23 | 39.2 | 1192.473 | 0.47
D | 4002 | 2022-12-03 | 23 | OFF | 28.09 | 10.68 | 0.13 | 0.02 | 0.24 | 0 | 0 | 0 | -0.23 | -0.46 | 0 |  | 0.4 | 0.34 | 0.23 | 39.44 | 1116.507 | 0.39
D | 4002 | 2022-12-03 | 24 | OFF | 14.72 | 10.68 | 0.13 | 0.02 | 0.24 | 0 | 0 | 0 | -0.21 | -0.46 | 0 |  | 0.4 | 0.34 | 0.23 | 26.09 | 1041.806 | 0.39
D | 4002 | 2022-12-04 | 1 | OFF | 23.8 | 10.68 | 0.18 | 0.02 | 0.38 | 0 | 0 | -0.08 | -0.2 | -0.46 | 0 |  | 0.4 | 0.34 | 0.23 | 35.29 | 987.772 | 0.58
D | 4002 | 2022-12-04 | 2 | OFF | 16.62 | 10.68 | 0.18 | 0.02 | 0.18 | 0 | 0 | 0 | -0.21 | -0.46 | 0 |  | 0.4 | 0.34 | 0.23 | 27.98 | 960.337 | 0.38
D | 4002 | 2022-12-04 | 3 | OFF | 13.08 | 10.68 | 0.18 | 0.02 | 0.12 | 0 | 0 | 0 | -0.23 | -0.46 | 0 |  | 0.4 | 0.34 | 0.23 | 24.36 | 950.959 | 0.32
D | 4002 | 2022-12-04 | 4 | OFF | -0.01 | 10.68 | 0.18 | 0.02 | 0.63 | 0 | 0 | 0 | -0.28 | -0.46 | 0 |  | 0.4 | 0.34 | 0.23 | 11.73 | 947.055 | 0.83
D | 4002 | 2022-12-04 | 5 | OFF | 17.66 | 10.68 | 0.18 | 0.02 | 0.65 | 0 | 0 | -0.02 | -0.18 | -0.46 | 0 |  | 0.4 | 0.34 | 0.23 | 29.5 | 963.148 | 0.85
D | 4002 | 2022-12-04 | 6 | OFF | 32.46 | 10.68 | 0.18 | 0.02 | 0.11 | 0 | 0 | 0 | -0.19 | -0.46 | 0 |  | 0.4 | 0.34 | 0.23 | 43.77 | 1003.917 | 0.31
D | 4002 | 2022-12-04 | 7 | OFF | 44.19 | 10.68 | 0.18 | 0.02 | 0.44 | 0 | 0.08 | -0.08 | -0.16 | -0.46 | 0 |  | 0.4 | 0.34 | 0.23 | 55.86 | 1070.056 | 0.72
D | 4002 | 2022-12-04 | 8 | OFF | 64.88 | 10.68 | 0.18 | 0.02 | 0.45 | 0 | 1.4 | 0 | -0.09 | -0.46 | 0 |  | 0.4 | 0.34 | 0.23 | 78.03 | 1143.22 | 2.05
D | 4002 | 2022-12-04 | 9 | OFF | 44.39 | 10.68 | 0.18 | 0.02 | 0.99 | 0 | 0.23 | 0.02 | -0.09 | -0.46 | 0 |  | 0.4 | 0.34 | 0.23 | 56.93 | 1215.391 | 1.42
D | 4002 | 2022-12-04 | 10 | OFF | 23.63 | 10.68 | 0.18 | 0.02 | 0.41 | 0 | 0 | 0.07 | -0.01 | -0.46 | 0 |  | 0.4 | 0.34 | 0.23 | 35.49 | 1253.224 | 0.61
D | 4002 | 2022-12-04 | 11 | OFF | 16.77 | 10.68 | 0.18 | 0.02 | 0.59 | 0 | 0 | 0.03 | -0.21 | -0.46 | 0 |  | 0.4 | 0.34 | 0.23 | 28.57 | 1255.188 | 0.79
D | 4002 | 2022-12-04 | 12 | OFF | 1.74 | 10.68 | 0.18 | 0.02 | 0.49 | 0 | 0 | 0 | -0.24 | -0.46 | 0 |  | 0.4 | 0.34 | 0.23 | 13.38 | 1254.655 | 0.69
D | 4002 | 2022-12-04 | 13 | OFF | 39.28 | 10.68 | 0.18 | 0.02 | 0.34 | 0 | 0 | -0.14 | 0.07 | -0.46 | 0 |  | 0.4 | 0.34 | 0.23 | 50.94 | 1256.053 | 0.54
D | 4002 | 2022-12-04 | 14 | OFF | 43.23 | 10.68 | 0.18 | 0.02 | 0.28 | 0 | 0 | -0.02 | -0.18 | -0.46 | 0 |  | 0.4 | 0.34 | 0.23 | 54.7 | 1269.961 | 0.48
D | 4002 | 2022-12-04 | 15 | OFF | 46.41 | 10.68 | 0.18 | 0.02 | 0.14 | 0 | 0 | 0.06 | -0.25 | -0.46 | 0 |  | 0.4 | 0.34 | 0.23 | 57.75 | 1312.551 | 0.34
D | 4002 | 2022-12-04 | 16 | OFF | 42.28 | 10.68 | 0.18 | 0.02 | 0.24 | 0 | 0 | -0.01 | -0.32 | -0.46 | 0 |  | 0.4 | 0.34 | 0.23 | 53.58 | 1371.528 | 0.44
D | 4002 | 2022-12-04 | 17 | OFF | 48.28 | 10.68 | 0.18 | 0.02 | 0.11 | 0 | 0 | 0.03 | -0.31 | -0.46 | 0 |  | 0.4 | 0.34 | 0.23 | 59.5 | 1489.328 | 0.31
D | 4002 | 2022-12-04 | 18 | OFF | 51.75 | 10.68 | 0.18 | 0.02 | 0.06 | 0 | 0 | -0.02 | -0.63 | -0.46 | 0 |  | 0.4 | 0.34 | 0.23 | 62.55 | 1554.12 | 0.26
D | 4002 | 2022-12-04 | 19 | OFF | 50.14 | 10.68 | 0.18 | 0.02 | 0.07 | 0 | 0 | -0.03 | -0.48 | -0.46 | 0 |  | 0.4 | 0.34 | 0.23 | 61.09 | 1532.463 | 0.27
D | 4002 | 2022-12-04 | 20 | OFF | 52.64 | 10.68 | 0.18 | 0.02 | 0.07 | 0 | 0 | 0.01 | -0.36 | -0.46 | 0 |  | 0.4 | 0.34 | 0.23 | 63.75 | 1491.965 | 0.27
D | 4002 | 2022-12-04 | 21 | OFF | 49.84 | 10.68 | 0.18 | 0.02 | 0.08 | 0 | 0 | -0.05 | -0.37 | -0.46 | 0 |  | 0.4 | 0.34 | 0.23 | 60.89 | 1432.609 | 0.28
D | 4002 | 2022-12-04 | 22 | OFF | 47.21 | 10.68 | 0.18 | 0.02 | 0.07 | 0 | 0 | 0.03 | -0.2 | -0.46 | 0 |  | 0.4 | 0.34 | 0.23 | 58.5 | 1348.077 | 0.27
D | 4002 | 2022-12-04 | 23 | OFF | 41.24 | 10.68 | 0.18 | 0.02 | 0.19 | 0 | 0 | -0.04 | -0.18 | -0.46 | 0 |  | 0.4 | 0.34 | 0.23 | 52.6 | 1245.859 | 0.39
D | 4002 | 2022-12-04 | 24 | OFF | 38.93 | 10.68 | 0.18 | 0.02 | 0.2 | 0 | 0 | -0.04 | -0.23 | -0.46 | 0 |  | 0.4 | 0.34 | 0.23 | 50.25 | 1163.721 | 0.4
D | 4002 | 2022-12-05 | 1 | OFF | 40.92 | 10.68 | 0.51 | 0.06 | 0.11 | 0 | 0 | 0.07 | -0.05 | -0.46 | 0 |  | 0.4 | 0.34 | 0.23 | 52.81 | 1115.576 | 0.68
D | 4002 | 2022-12-05 | 2 | OFF | 39.15 | 10.68 | 0.51 | 0.06 | 0.08 | 0 | 0 | 0.04 | -0.05 | -0.46 | 0 |  | 0.4 | 0.34 | 0.23 | 50.98 | 1094.852 | 0.65
D | 4002 | 2022-12-05 | 3 | OFF | 34.65 | 10.68 | 0.51 | 0.06 | 0.14 | 0 | 0 | 0.03 | -0.12 | -0.46 | 0 |  | 0.4 | 0.34 | 0.23 | 46.46 | 1088.535 | 0.71
D | 4002 | 2022-12-05 | 4 | OFF | 35.45 | 10.68 | 0.51 | 0.06 | 0.16 | 0 | 0 | 0.06 | -0.09 | -0.46 | 0 |  | 0.4 | 0.34 | 0.23 | 47.34 | 1103.081 | 0.73
D | 4002 | 2022-12-05 | 5 | OFF | 32.95 | 10.68 | 0.51 | 0.06 | 0.12 | 0 | 0 | 0.08 | -0.13 | -0.46 | 0 |  | 0.4 | 0.34 | 0.23 | 44.78 | 1153.322 | 0.69
D | 4002 | 2022-12-05 | 6 | OFF | 33.87 | 10.68 | 0.51 | 0.06 | 0.37 | 0 | 0 | -0.01 | -0.08 | -0.46 | 0 |  | 0.4 | 0.34 | 0.23 | 45.91 | 1264.286 | 0.94
D | 4002 | 2022-12-05 | 7 | OFF | 60.59 | 10.68 | 0.51 | 0.06 | 0.43 | 0 | 0.29 | 0.07 | -0.11 | -0.46 | 0 |  | 0.4 | 0.34 | 0.23 | 73.03 | 1421.637 | 1.29
D | 4002 | 2022-12-05 | 8 | ON | 53.84 | 10.68 | 0.51 | 0.06 | 0.22 | 0.73 | 0.05 | 0.02 | -0.56 | -0.46 | 0 |  | 0.4 | 0.34 | 0.23 | 66.06 | 1509.876 | 1.57
D | 4002 | 2022-12-05 | 9 | ON | 57.78 | 10.68 | 0.51 | 0.06 | 0.25 | 0.75 | 0.09 | 0.02 | -0.11 | -0.46 | 0 |  | 0.4 | 0.34 | 0.23 | 70.54 | 1497.592 | 1.66
D | 4002 | 2022-12-05 | 10 | ON | 38.75 | 10.68 | 0.51 | 0.06 | 0.25 | 0.79 | 0 | 0.05 | -0.07 | -0.46 | 0 |  | 0.4 | 0.34 | 0.23 | 51.53 | 1451.03 | 1.61
D | 4002 | 2022-12-05 | 11 | ON | 16.97 | 10.68 | 0.51 | 0.06 | 0.7 | 0.83 | 0 | -0.01 | -0.11 | -0.46 | 0 |  | 0.4 | 0.34 | 0.23 | 30.14 | 1404.15 | 2.1
D | 4002 | 2022-12-05 | 12 | ON | 23.78 | 10.68 | 0.51 | 0.06 | 0.79 | 0.85 | 0 | 0.02 | -0.19 | -0.46 | 0 |  | 0.4 | 0.34 | 0.23 | 37.01 | 1366.443 | 2.21
D | 4002 | 2022-12-05 | 13 | ON | 39.79 | 10.68 | 0.51 | 0.06 | 0.3 | 0.85 | 0 | 0 | -0.16 | -0.46 | 0 |  | 0.4 | 0.34 | 0.23 | 52.54 | 1346.379 | 1.72
D | 4002 | 2022-12-05 | 14 | ON | 42.44 | 10.68 | 0.51 | 0.06 | 0.09 | 0.83 | 0 | 0.05 | -0.14 | -0.46 | -0.06 |  | 0.4 | 0.34 | 0.23 | 54.97 | 1354.386 | 1.43
D | 4002 | 2022-12-05 | 15 | ON | 48.64 | 10.68 | 0.51 | 0.06 | 0.24 | 0.8 | 0.15 | 0.07 | -0.06 | -0.46 | -0.28 |  | 0.4 | 0.34 | 0.23 | 61.32 | 1367.86 | 1.48
D | 4002 | 2022-12-05 | 16 | ON | 42.96 | 10.68 | 0.51 | 0.06 | 0.21 | 0.77 | 0 | 0.11 | -0.21 | -0.46 | -0.04 |  | 0.4 | 0.34 | 0.23 | 55.56 | 1412.056 | 1.51
D | 4002 | 2022-12-05 | 17 | ON | 53.17 | 10.68 | 0.51 | 0.06 | 0.36 | 0.72 | 0.15 | 0.06 | -0.04 | -0.46 | 0 |  | 0.4 | 0.34 | 0.23 | 66.18 | 1521.607 | 1.8
D | 4002 | 2022-12-05 | 18 | ON | 79.39 | 10.68 | 0.51 | 0.06 | 0.35 | 0.68 | 0.41 | -0.04 | -0.41 | -0.46 | 0 |  | 0.4 | 0.34 | 0.23 | 92.14 | 1595.359 | 2.01
D | 4002 | 2022-12-05 | 19 | ON | 73.61 | 10.68 | 0.51 | 0.06 | 0.5 | 0.69 | 0.25 | 0.04 | -0.23 | -0.46 | 0 |  | 0.4 | 0.34 | 0.23 | 86.62 | 1576.495 | 2.01
D | 4002 | 2022-12-05 | 20 | ON | 65.07 | 10.68 | 0.51 | 0.06 | 0.39 | 0.71 | 0.05 | 0 | -0.17 | -0.46 | 0 |  | 0.4 | 0.34 | 0.23 | 77.81 | 1524.35 | 1.72
D | 4002 | 2022-12-05 | 21 | ON | 59.8 | 10.68 | 0.51 | 0.06 | 0.16 | 0.74 | 0.09 | 0.05 | -0.07 | -0.46 | 0 |  | 0.4 | 0.34 | 0.23 | 72.53 | 1453.507 | 1.56
D | 4002 | 2022-12-05 | 22 | ON | 45.12 | 10.68 | 0.51 | 0.06 | 0.17 | 0.79 | 0.01 | 0.04 | -0.11 | -0.46 | 0 |  | 0.4 | 0.34 | 0.23 | 57.78 | 1351.268 | 1.54
D | 4002 | 2022-12-05 | 23 | ON | 40.34 | 10.68 | 0.51 | 0.06 | 0.15 | 0.86 | 0 | 0.02 | -0.19 | -0.46 | 0 |  | 0.4 | 0.34 | 0.23 | 52.94 | 1237.005 | 1.58
D | 4002 | 2022-12-05 | 24 | OFF | 35.74 | 10.68 | 0.51 | 0.06 | 0.25 | 0 | 0 | -0.01 | -0.18 | -0.46 | 0 |  | 0.4 | 0.34 | 0.23 | 47.56 | 1143.844 | 0.82
D | 4002 | 2022-12-06 | 1 | OFF | 39.15 | 10.68 | 0.39 | 0.13 | 0.2 | 0 | 0 | 0.01 | -0.01 | -0.46 | 0 |  | 0.4 | 0.34 | 0.23 | 51.06 | 1085.825 | 0.72
D | 4002 | 2022-12-06 | 2 | OFF | 38.72 | 10.68 | 0.39 | 0.13 | 0.12 | 0 | 0 | 0.01 | -0.01 | -0.46 | 0 |  | 0.4 | 0.34 | 0.23 | 50.55 | 1052.836 | 0.64
D | 4002 | 2022-12-06 | 3 | OFF | 37.13 | 10.68 | 0.39 | 0.13 | 0.14 | 0 | 0 | 0.03 | 0 | -0.46 | 0 |  | 0.4 | 0.34 | 0.23 | 49.01 | 1034.649 | 0.66
D | 4002 | 2022-12-06 | 4 | OFF | 38.09 | 10.68 | 0.39 | 0.13 | 0.15 | 0 | 0 | -0.06 | 0 | -0.46 | 0 |  | 0.4 | 0.34 | 0.23 | 49.89 | 1032.736 | 0.67
D | 4002 | 2022-12-06 | 5 | OFF | 34.62 | 10.68 | 0.39 | 0.13 | 0.1 | 0 | 0 | 0.06 | 0.01 | -0.46 | 0 |  | 0.4 | 0.34 | 0.23 | 46.5 | 1064.06 | 0.62
D | 4002 | 2022-12-06 | 6 | OFF | 34.07 | 10.68 | 0.39 | 0.13 | 0.23 | 0 | 0 | -0.01 | -0.15 | -0.46 | 0 |  | 0.4 | 0.34 | 0.23 | 45.85 | 1162.91 | 0.75
D | 4002 | 2022-12-06 | 7 | OFF | 41.35 | 10.68 | 0.39 | 0.13 | 0.34 | 0 | 0 | -0.01 | -0.07 | -0.46 | 0 |  | 0.4 | 0.34 | 0.23 | 53.32 | 1313.619 | 0.86
D | 4002 | 2022-12-06 | 8 | ON | 41.04 | 10.68 | 0.39 | 0.13 | 0.23 | 0.78 | 0 | 0.04 | -0.23 | -0.46 | 0 |  | 0.4 | 0.34 | 0.23 | 53.57 | 1399.29 | 1.53
D | 4002 | 2022-12-06 | 9 | ON | 52.39 | 10.68 | 0.39 | 0.13 | 0.2 | 0.78 | 0.02 | -0.04 | -0.21 | -0.46 | 0 |  | 0.4 | 0.34 | 0.23 | 64.85 | 1416.765 | 1.52
D | 4002 | 2022-12-06 | 10 | ON | 46.33 | 10.68 | 0.39 | 0.13 | 0.08 | 0.79 | 0.13 | -0.02 | -0.15 | -0.46 | 0 |  | 0.4 | 0.34 | 0.23 | 58.87 | 1411.219 | 1.52
D | 4002 | 2022-12-06 | 11 | ON | 37.54 | 10.68 | 0.39 | 0.13 | 0.07 | 0.79 | 0 | -0.05 | -0.14 | -0.46 | 0 |  | 0.4 | 0.34 | 0.23 | 49.92 | 1404.798 | 1.38
D | 4002 | 2022-12-06 | 12 | ON | 36.78 | 10.68 | 0.39 | 0.13 | 0.07 | 0.79 | 0 | 0 | -0.15 | -0.46 | 0 |  | 0.4 | 0.34 | 0.23 | 49.2 | 1387.953 | 1.38
D | 4002 | 2022-12-06 | 13 | ON | 37.24 | 10.68 | 0.39 | 0.13 | 0.56 | 0.8 | 0 | 0 | -0.23 | -0.46 | 0 |  | 0.4 | 0.34 | 0.23 | 50.08 | 1390.788 | 1.88
D | 4002 | 2022-12-06 | 14 | ON | 43.44 | 10.68 | 0.39 | 0.13 | 0.13 | 0.79 | 0 | -0.01 | -0.31 | -0.46 | 0 |  | 0.4 | 0.34 | 0.23 | 55.75 | 1398.083 | 1.44
D | 4002 | 2022-12-06 | 15 | ON | 47.26 | 10.68 | 0.39 | 0.13 | 0.11 | 0.79 | 0.2 | 0.05 | -0.22 | -0.46 | 0 |  | 0.4 | 0.34 | 0.23 | 59.9 | 1394.87 | 1.62
D | 4002 | 2022-12-06 | 16 | ON | 43.4 | 10.68 | 0.39 | 0.13 | 0.13 | 0.78 | 0 | 0.13 | -0.16 | -0.46 | 0 |  | 0.4 | 0.34 | 0.23 | 55.99 | 1414.091 | 1.43
D | 4002 | 2022-12-06 | 17 | ON | 55.76 | 10.68 | 0.39 | 0.13 | 0.16 | 0.73 | 0.15 | 0.17 | -0.19 | -0.46 | 0 |  | 0.4 | 0.34 | 0.23 | 68.49 | 1495.516 | 1.56
D | 4002 | 2022-12-06 | 18 | ON | 59.48 | 10.68 | 0.39 | 0.13 | 0.39 | 0.71 | 0 | 0.11 | -0.31 | -0.46 | 0 |  | 0.4 | 0.34 | 0.23 | 72.09 | 1544.137 | 1.62
D | 4002 | 2022-12-06 | 19 | ON | 51.18 | 10.68 | 0.39 | 0.13 | 0.25 | 0.72 | 0.04 | 0 | -0.28 | -0.46 | 0 |  | 0.4 | 0.34 | 0.23 | 63.62 | 1514.149 | 1.53
D | 4002 | 2022-12-06 | 20 | ON | 43.95 | 10.68 | 0.39 | 0.13 | 0.25 | 0.74 | 0.06 | 0.04 | -0.07 | -0.46 | 0 |  | 0.4 | 0.34 | 0.23 | 56.68 | 1458.026 | 1.57
D | 4002 | 2022-12-06 | 21 | ON | 51.26 | 10.68 | 0.39 | 0.13 | 0.17 | 0.77 | 0.17 | 0.09 | -0.08 | -0.46 | 0 |  | 0.4 | 0.34 | 0.23 | 64.09 | 1383.88 | 1.63
D | 4002 | 2022-12-06 | 22 | ON | 43.95 | 10.68 | 0.39 | 0.13 | 0.09 | 0.82 | 0 | 0.1 | -0.26 | -0.46 | 0 |  | 0.4 | 0.34 | 0.23 | 56.41 | 1274.233 | 1.43
D | 4002 | 2022-12-06 | 23 | ON | 65.53 | 10.68 | 0.39 | 0.13 | 0.55 | 0.9 | 0.24 | -0.01 | 0.22 | -0.46 | 0 |  | 0.4 | 0.34 | 0.23 | 79.14 | 1158.199 | 2.21
D | 4002 | 2022-12-06 | 24 | OFF | 61.05 | 10.68 | 0.39 | 0.13 | 0.66 | 0 | 0.85 | -0.08 | 0.48 | -0.46 | 0 |  | 0.4 | 0.34 | 0.23 | 74.67 | 1065.839 | 2.03
D | 4002 | 2022-12-07 | 1 | OFF | 59.2 | 10.68 | 1.38 | 0.16 | 0.08 | 0 | 0.15 | -0.08 | 0.14 | -0.46 | 0 |  | 0.4 | 0.34 | 0.23 | 72.22 | 1000.525 | 1.77
D | 4002 | 2022-12-07 | 2 | OFF | 35.78 | 10.68 | 1.38 | 0.16 | 0.05 | 0 | 0 | 0.01 | -0.1 | -0.46 | 0 |  | 0.4 | 0.34 | 0.23 | 48.47 | 969.396 | 1.59
D | 4002 | 2022-12-07 | 3 | OFF | 36.74 | 10.68 | 1.38 | 0.16 | 0.08 | 0 | 0 | -0.05 | -0.01 | -0.46 | 0 |  | 0.4 | 0.34 | 0.23 | 49.49 | 951.422 | 1.62
D | 4002 | 2022-12-07 | 4 | OFF | 35.73 | 10.68 | 1.38 | 0.16 | 0.08 | 0 | 0 | -0.03 | 0 | -0.46 | 0 |  | 0.4 | 0.34 | 0.23 | 48.51 | 952.304 | 1.62
D | 4002 | 2022-12-07 | 5 | OFF | 56.4 | 10.68 | 1.38 | 0.16 | 0.27 | 0 | 0 | 0.07 | 0.4 | -0.46 | 0 |  | 0.4 | 0.34 | 0.23 | 69.87 | 985.722 | 1.81
D | 4002 | 2022-12-07 | 6 | OFF | 50.7 | 10.68 | 1.38 | 0.16 | 1.32 | 0 | 0 | 0.32 | -0.61 | -0.46 | 0 |  | 0.4 | 0.34 | 0.23 | 64.46 | 1079.323 | 2.86
D | 4002 | 2022-12-07 | 7 | OFF | 40.69 | 10.68 | 1.38 | 0.16 | 0.52 | 0 | 0.33 | 0 | -0.29 | -0.46 | 0 |  | 0.4 | 0.34 | 0.23 | 53.98 | 1225.838 | 2.39
D | 4002 | 2022-12-07 | 8 | ON | 39.34 | 10.68 | 1.38 | 0.16 | 0.22 | 0.83 | 0 | 0.05 | -0.18 | -0.46 | 0 |  | 0.4 | 0.34 | 0.23 | 52.99 | 1326.699 | 2.59
D | 4002 | 2022-12-07 | 9 | ON | 40.27 | 10.68 | 1.38 | 0.16 | 0.16 | 0.81 | 0 | 0.05 | -0.16 | -0.46 | 0 |  | 0.4 | 0.34 | 0.23 | 53.86 | 1358.671 | 2.51
D | 4002 | 2022-12-07 | 10 | ON | 47.17 | 10.68 | 1.38 | 0.16 | 0.14 | 0.8 | 0.1 | 0.03 | -0.19 | -0.46 | 0 |  | 0.4 | 0.34 | 0.23 | 60.78 | 1379.894 | 2.58
D | 4002 | 2022-12-07 | 11 | ON | 62.33 | 10.68 | 1.38 | 0.16 | 0.25 | 0.79 | 0.18 | 0.03 | -0.07 | -0.46 | 0 |  | 0.4 | 0.34 | 0.23 | 76.24 | 1396.712 | 2.76
D | 4002 | 2022-12-07 | 12 | ON | 51.04 | 10.68 | 1.38 | 0.16 | 0.28 | 0.79 | 0 | 0.06 | -0.15 | -0.46 | 0 |  | 0.4 | 0.34 | 0.23 | 64.75 | 1399.681 | 2.61
D | 4002 | 2022-12-07 | 13 | ON | 43.02 | 10.68 | 1.38 | 0.16 | 1 | 0.79 | 0.02 | 0.05 | -0.17 | -0.46 | 0 |  | 0.4 | 0.34 | 0.23 | 57.44 | 1395.791 | 3.35
D | 4002 | 2022-12-07 | 14 | ON | 36.24 | 10.68 | 1.38 | 0.16 | 0.15 | 0.79 | 0 | 0.01 | -0.34 | -0.46 | 0 |  | 0.4 | 0.34 | 0.23 | 49.58 | 1392.504 | 2.48
D | 4002 | 2022-12-07 | 15 | ON | 40 | 10.68 | 1.38 | 0.16 | 0.06 | 0.79 | 0 | 0.03 | -0.21 | -0.46 | 0 |  | 0.4 | 0.34 | 0.23 | 53.4 | 1386.265 | 2.39
D | 4002 | 2022-12-07 | 16 | ON | 37.46 | 10.68 | 1.38 | 0.16 | 0.05 | 0.78 | 0 | 0.09 | -0.24 | -0.46 | 0 |  | 0.4 | 0.34 | 0.23 | 50.87 | 1396.496 | 2.37
D | 4002 | 2022-12-07 | 17 | ON | 64.09 | 10.68 | 1.38 | 0.16 | 0.29 | 0.75 | 0.28 | 0.05 | 0.01 | -0.46 | 0 |  | 0.4 | 0.34 | 0.23 | 78.2 | 1463.406 | 2.86
D | 4002 | 2022-12-07 | 18 | ON | 45.08 | 10.68 | 1.38 | 0.16 | 0.28 | 0.73 | 0 | 0 | -0.32 | -0.46 | 0 |  | 0.4 | 0.34 | 0.23 | 58.5 | 1504.978 | 2.55
D | 4002 | 2022-12-07 | 19 | ON | 43.39 | 10.68 | 1.38 | 0.16 | 0.11 | 0.75 | 0 | 0.03 | -0.19 | -0.46 | 0 |  | 0.4 | 0.34 | 0.23 | 56.82 | 1477.96 | 2.4
D | 4002 | 2022-12-07 | 20 | ON | 41.32 | 10.68 | 1.38 | 0.16 | 0.84 | 0.77 | 0.03 | 0.01 | -0.13 | -0.46 | 0 |  | 0.4 | 0.34 | 0.23 | 55.57 | 1415.039 | 3.18
D | 4002 | 2022-12-07 | 21 | ON | 36.89 | 10.68 | 1.38 | 0.16 | 0.46 | 0.81 | 0 | 0.01 | -0.1 | -0.46 | 0 |  | 0.4 | 0.34 | 0.23 | 50.8 | 1347.72 | 2.81
D | 4002 | 2022-12-07 | 22 | ON | 40.28 | 10.68 | 1.38 | 0.16 | 0.18 | 0.86 | 0.01 | -0.02 | -0.24 | -0.46 | 0 |  | 0.4 | 0.34 | 0.23 | 53.8 | 1243.127 | 2.59
D | 4002 | 2022-12-07 | 23 | ON | 50.74 | 10.68 | 1.38 | 0.16 | 0.53 | 0.95 | 0.36 | 0.01 | 0.13 | -0.46 | 0 |  | 0.4 | 0.34 | 0.23 | 65.45 | 1134.3 | 3.38
D | 4002 | 2022-12-07 | 24 | OFF | 46.65 | 10.68 | 1.38 | 0.16 | 0.56 | 0 | 0.49 | -0.03 | 0.26 | -0.46 | 0 |  | 0.4 | 0.34 | 0.23 | 60.66 | 1042.738 | 2.59
D | 4002 | 2022-12-08 | 1 | OFF | 39.33 | 10.68 | 0.69 | 0.18 | 0.1 | 0 | 0.36 | 0.07 | 0.05 | -0.46 | 0 |  | 0.4 | 0.34 | 0.23 | 51.97 | 985.842 | 1.33
D | 4002 | 2022-12-08 | 2 | OFF | 40.67 | 10.68 | 0.69 | 0.18 | 0.12 | 0 | 0 | 0.05 | -0.02 | -0.46 | 0 |  | 0.4 | 0.34 | 0.23 | 52.88 | 953.448 | 0.99
D | 4002 | 2022-12-08 | 3 | OFF | 38.56 | 10.68 | 0.69 | 0.18 | 0.3 | 0 | 0 | 0.04 | -0.01 | -0.46 | 0 |  | 0.4 | 0.34 | 0.23 | 50.95 | 942.925 | 1.17
D | 4002 | 2022-12-08 | 4 | OFF | 31.06 | 10.68 | 0.69 | 0.18 | 0.13 | 0 | 0 | -0.02 | -0.05 | -0.46 | 0 |  | 0.4 | 0.34 | 0.23 | 43.18 | 940.421 | 1
D | 4002 | 2022-12-08 | 5 | OFF | 35.81 | 10.68 | 0.69 | 0.18 | 0.13 | 0 | 0 | 0.02 | -0.01 | -0.46 | 0 |  | 0.4 | 0.34 | 0.23 | 48.01 | 978.117 | 1
D | 4002 | 2022-12-08 | 6 | OFF | 36.77 | 10.68 | 0.69 | 0.18 | 1.08 | 0 | 0 | 0.04 | -0.09 | -0.46 | 0 |  | 0.4 | 0.34 | 0.23 | 49.86 | 1077.275 | 1.95
D | 4002 | 2022-12-08 | 7 | OFF | 37.56 | 10.68 | 0.69 | 0.18 | 0.35 | 0 | 0 | 0 | -0.22 | -0.46 | 0 |  | 0.4 | 0.34 | 0.23 | 49.75 | 1229.241 | 1.22
D | 4002 | 2022-12-08 | 8 | ON | 80.69 | 10.68 | 0.69 | 0.18 | 1.57 | 0.85 | 0.7 | 0.04 | -0.06 | -0.46 | 0 |  | 0.4 | 0.34 | 0.23 | 95.85 | 1316.12 | 3.99
D | 4002 | 2022-12-08 | 9 | ON | 50.94 | 10.68 | 0.69 | 0.18 | 0.4 | 0.83 | 0 | -0.04 | -0.01 | -0.46 | 0 |  | 0.4 | 0.34 | 0.23 | 64.18 | 1326.861 | 2.1
D | 4002 | 2022-12-08 | 10 | ON | 34.6 | 10.68 | 0.69 | 0.18 | 0.14 | 0.85 | 0 | 0.06 | -0.15 | -0.46 | 0 |  | 0.4 | 0.34 | 0.23 | 47.56 | 1307.105 | 1.86
D | 4002 | 2022-12-08 | 11 | ON | 38.38 | 10.68 | 0.69 | 0.18 | 0.08 | 0.86 | 0 | -0.02 | -0.17 | -0.46 | 0 |  | 0.4 | 0.34 | 0.23 | 51.19 | 1299.19 | 1.81
D | 4002 | 2022-12-08 | 12 | ON | 37.39 | 10.68 | 0.69 | 0.18 | 0.08 | 0.87 | 0 | -0.03 | -0.17 | -0.46 | 0 |  | 0.4 | 0.34 | 0.23 | 50.2 | 1296.762 | 1.82
D | 4002 | 2022-12-08 | 13 | ON | 42.87 | 10.68 | 0.69 | 0.18 | 0.14 | 0.86 | 0 | -0.04 | -0.15 | -0.46 | 0 |  | 0.4 | 0.34 | 0.23 | 55.74 | 1294.213 | 1.87
D | 4002 | 2022-12-08 | 14 | ON | 45.24 | 10.68 | 0.69 | 0.18 | 0.17 | 0.85 | 0.02 | -0.05 | -0.15 | -0.46 | 0 |  | 0.4 | 0.34 | 0.23 | 58.14 | 1306.062 | 1.91
D | 4002 | 2022-12-08 | 15 | ON | 46.64 | 10.68 | 0.69 | 0.18 | 0.18 | 0.82 | 0.04 | 0.03 | -0.2 | -0.46 | 0 |  | 0.4 | 0.34 | 0.23 | 59.57 | 1322.002 | 1.91
D | 4002 | 2022-12-08 | 16 | ON | 42.01 | 10.68 | 0.69 | 0.18 | 0.1 | 0.82 | 0.05 | 0.07 | -0.22 | -0.46 | 0 |  | 0.4 | 0.34 | 0.23 | 54.89 | 1365.246 | 1.84
D | 4002 | 2022-12-08 | 17 | ON | 50.94 | 10.68 | 0.69 | 0.18 | 0.51 | 0.76 | 0 | 0.05 | -0.22 | -0.46 | 0 |  | 0.4 | 0.34 | 0.23 | 64.1 | 1469.787 | 2.14
D | 4002 | 2022-12-08 | 18 | ON | 72.15 | 10.68 | 0.69 | 0.18 | 0.28 | 0.72 | 0.54 | -0.03 | -0.45 | -0.46 | 0 |  | 0.4 | 0.34 | 0.23 | 85.27 | 1543.198 | 2.41
D | 4002 | 2022-12-08 | 19 | ON | 59.29 | 10.68 | 0.69 | 0.18 | 0.38 | 0.73 | 0 | -0.06 | -0.36 | -0.46 | 0 |  | 0.4 | 0.34 | 0.23 | 72.04 | 1526.348 | 1.98
D | 4002 | 2022-12-08 | 20 | ON | 49.33 | 10.68 | 0.69 | 0.18 | 0.07 | 0.74 | 0.04 | -0.02 | -0.35 | -0.46 | 0 |  | 0.4 | 0.34 | 0.23 | 61.87 | 1489.352 | 1.72
D | 4002 | 2022-12-08 | 21 | ON | 41.49 | 10.68 | 0.69 | 0.18 | 0.13 | 0.77 | 0 | 0.01 | -0.47 | -0.46 | 0 |  | 0.4 | 0.34 | 0.23 | 53.99 | 1434.791 | 1.77
D | 4002 | 2022-12-08 | 22 | ON | 45.51 | 10.68 | 0.69 | 0.18 | 0.16 | 0.81 | 0.07 | 0.01 | -0.4 | -0.46 | 0 |  | 0.4 | 0.34 | 0.23 | 58.22 | 1345.102 | 1.91
D | 4002 | 2022-12-08 | 23 | ON | 48.1 | 10.68 | 0.69 | 0.18 | 0.24 | 0.88 | 0 | -0.05 | -0.11 | -0.46 | 0 |  | 0.4 | 0.34 | 0.23 | 61.12 | 1242.746 | 1.99
D | 4002 | 2022-12-08 | 24 | OFF | 36.8 | 10.68 | 0.69 | 0.18 | 0.26 | 0 | 0 | -0.03 | -0.36 | -0.46 | 0 |  | 0.4 | 0.34 | 0.23 | 48.73 | 1158.713 | 1.13
D | 4002 | 2022-12-09 | 1 | OFF | 35.88 | 10.68 | 0.36 | 0.04 | 0.09 | 0 | 0 | 0.02 | -0.3 | -0.46 | 0 |  | 0.4 | 0.34 | 0.23 | 47.28 | 1101.482 | 0.49
D | 4002 | 2022-12-09 | 2 | OFF | 35.8 | 10.68 | 0.36 | 0.04 | 0.12 | 0 | 0 | -0.02 | -0.27 | -0.46 | 0 |  | 0.4 | 0.34 | 0.23 | 47.22 | 1079.768 | 0.52
D | 4002 | 2022-12-09 | 3 | OFF | 35.33 | 10.68 | 0.36 | 0.04 | 0.24 | 0 | 0 | 0 | -0.29 | -0.46 | 0 |  | 0.4 | 0.34 | 0.23 | 46.87 | 1073.185 | 0.64
D | 4002 | 2022-12-09 | 4 | OFF | 35.68 | 10.68 | 0.36 | 0.04 | 0.16 | 0 | 0 | 0.02 | -0.19 | -0.46 | 0 |  | 0.4 | 0.34 | 0.23 | 47.26 | 1079.488 | 0.56
D | 4002 | 2022-12-09 | 5 | OFF | 37.54 | 10.68 | 0.36 | 0.04 | 0.3 | 0 | 0 | -0.06 | -0.23 | -0.46 | 0 |  | 0.4 | 0.34 | 0.23 | 49.14 | 1117.202 | 0.7
D | 4002 | 2022-12-09 | 6 | OFF | 37.93 | 10.68 | 0.36 | 0.04 | 0.55 | 0 | 0 | 0.01 | -0.22 | -0.46 | 0 |  | 0.4 | 0.34 | 0.23 | 49.86 | 1217.683 | 0.95
D | 4002 | 2022-12-09 | 7 | OFF | 38.37 | 10.68 | 0.36 | 0.04 | 0.44 | 0 | 0 | 0.13 | -0.49 | -0.46 | 0 |  | 0.4 | 0.34 | 0.23 | 50.04 | 1365.949 | 0.84
D | 4002 | 2022-12-09 | 8 | ON | 40.21 | 10.68 | 0.36 | 0.04 | 0.29 | 0.77 | 0.02 | 0 | -0.42 | -0.46 | 0 |  | 0.4 | 0.34 | 0.23 | 52.46 | 1455.961 | 1.48
D | 4002 | 2022-12-09 | 9 | ON | 50.8 | 10.68 | 0.36 | 0.04 | 0.3 | 0.78 | 0 | -0.01 | -0.11 | -0.46 | 0 |  | 0.4 | 0.34 | 0.23 | 63.35 | 1457.649 | 1.48
D | 4002 | 2022-12-09 | 10 | ON | 61.44 | 10.68 | 0.36 | 0.04 | 0.18 | 0.81 | 0.99 | 0.01 | -0.09 | -0.46 | 0 |  | 0.4 | 0.34 | 0.23 | 74.93 | 1424.741 | 2.38
D | 4002 | 2022-12-09 | 11 | ON | 46.42 | 10.68 | 0.36 | 0.04 | 0.15 | 0.84 | 0.1 | -0.01 | -0.13 | -0.46 | 0 |  | 0.4 | 0.34 | 0.23 | 58.96 | 1390.811 | 1.49
D | 4002 | 2022-12-09 | 12 | ON | 42.01 | 10.68 | 0.36 | 0.04 | 0.11 | 0.81 | 0 | 0 | -0.16 | -0.46 | 0 |  | 0.4 | 0.34 | 0.23 | 54.36 | 1361.33 | 1.32
D | 4002 | 2022-12-09 | 13 | ON | 42.54 | 10.68 | 0.36 | 0.04 | 0.14 | 0.88 | 0 | 0 | -0.13 | -0.46 | 0 |  | 0.4 | 0.34 | 0.23 | 55.02 | 1337.443 | 1.42
D | 4002 | 2022-12-09 | 14 | ON | 43.66 | 10.68 | 0.36 | 0.04 | 0.14 | 0.87 | 0 | -0.03 | -0.1 | -0.46 | 0 |  | 0.4 | 0.34 | 0.23 | 56.13 | 1340.661 | 1.41
D | 4002 | 2022-12-09 | 15 | ON | 45.67 | 10.68 | 0.36 | 0.04 | 0.15 | 0.84 | 0 | -0.01 | 0.14 | -0.46 | 0 |  | 0.4 | 0.34 | 0.23 | 58.38 | 1356.88 | 1.39
D | 4002 | 2022-12-09 | 16 | ON | 46.36 | 10.68 | 0.36 | 0.04 | 0.06 | 0.79 | 0 | -0.01 | -0.29 | -0.46 | 0 |  | 0.4 | 0.34 | 0.23 | 58.5 | 1404.826 | 1.25
D | 4002 | 2022-12-09 | 17 | ON | 46.93 | 10.68 | 0.36 | 0.04 | 0.29 | 0.73 | 0.01 | 0.03 | -0.36 | -0.46 | 0 |  | 0.4 | 0.34 | 0.23 | 59.22 | 1514.264 | 1.43
D | 4002 | 2022-12-09 | 18 | ON | 48.73 | 10.68 | 0.36 | 0.04 | 0.16 | 0.7 | 0 | 0 | -0.51 | -0.46 | 0 |  | 0.4 | 0.34 | 0.23 | 60.67 | 1579.945 | 1.26
D | 4002 | 2022-12-09 | 19 | ON | 42.9 | 10.68 | 0.36 | 0.04 | 0.78 | 0.71 | 0 | 0.01 | -0.5 | -0.46 | 0 |  | 0.4 | 0.34 | 0.23 | 55.49 | 1558.296 | 1.89
D | 4002 | 2022-12-09 | 20 | ON | 45.71 | 10.68 | 0.36 | 0.04 | 0.84 | 0.73 | 0 | -0.02 | -0.39 | -0.46 | 0 |  | 0.4 | 0.34 | 0.23 | 58.46 | 1519.387 | 1.97
D | 4002 | 2022-12-09 | 21 | ON | 40.05 | 10.68 | 0.36 | 0.04 | 0.24 | 0.75 | 0 | -0.02 | -0.34 | -0.46 | 0 |  | 0.4 | 0.34 | 0.23 | 52.27 | 1472.14 | 1.39
D | 4002 | 2022-12-09 | 22 | ON | 40.93 | 10.68 | 0.36 | 0.04 | 0.12 | 0.75 | 0 | -0.03 | -0.49 | -0.46 | 0 |  | 0.4 | 0.34 | 0.23 | 52.87 | 1396.299 | 1.27
D | 4002 | 2022-12-09 | 23 | ON | 36.06 | 10.68 | 0.36 | 0.04 | 0.32 | 0.83 | 0 | -0.01 | -0.32 | -0.46 | 0 |  | 0.4 | 0.34 | 0.23 | 48.47 | 1301.345 | 1.55
D | 4002 | 2022-12-09 | 24 | OFF | 31.19 | 10.68 | 0.36 | 0.04 | 0.16 | 0 | 0 | -0.01 | -0.43 | -0.46 | 0 |  | 0.4 | 0.34 | 0.23 | 42.5 | 1212.734 | 0.56
D | 4002 | 2022-12-10 | 1 | OFF | 41.36 | 10.68 | 0.57 | 0.09 | 0.1 | 0 | 0 | -0.06 | -0.22 | -0.46 | 0 |  | 0.4 | 0.34 | 0.23 | 53.03 | 1150.893 | 0.76
D | 4002 | 2022-12-10 | 2 | OFF | 34.58 | 10.68 | 0.57 | 0.09 | 0.13 | 0 | 0 | -0.01 | -0.27 | -0.46 | 0 |  | 0.4 | 0.34 | 0.23 | 46.28 | 1118.154 | 0.79
D | 4002 | 2022-12-10 | 3 | OFF | 40.57 | 10.68 | 0.57 | 0.09 | 0.09 | 0 | 0 | -0.06 | -0.22 | -0.46 | 0 |  | 0.4 | 0.34 | 0.23 | 52.23 | 1104.254 | 0.75
D | 4002 | 2022-12-10 | 4 | OFF | 38.4 | 10.68 | 0.57 | 0.09 | 0.06 | 0 | 0 | -0.01 | -0.22 | -0.46 | 0 |  | 0.4 | 0.34 | 0.23 | 50.08 | 1103.588 | 0.72
D | 4002 | 2022-12-10 | 5 | OFF | 36.1 | 10.68 | 0.57 | 0.09 | 0.06 | 0 | 0 | -0.01 | -0.25 | -0.46 | 0 |  | 0.4 | 0.34 | 0.23 | 47.75 | 1124.891 | 0.72
D | 4002 | 2022-12-10 | 6 | OFF | 37.99 | 10.68 | 0.57 | 0.09 | 0.03 | 0 | 0.12 | -0.04 | -0.17 | -0.46 | 0 |  | 0.4 | 0.34 | 0.23 | 49.78 | 1169.76 | 0.81
D | 4002 | 2022-12-10 | 7 | OFF | 38.82 | 10.68 | 0.57 | 0.09 | 0.17 | 0 | 0.11 | -0.01 | -0.28 | -0.46 | 0 |  | 0.4 | 0.34 | 0.23 | 50.66 | 1244.287 | 0.94
D | 4002 | 2022-12-10 | 8 | OFF | 47.94 | 10.68 | 0.57 | 0.09 | 0.23 | 0 | 0.46 | -0.08 | -0.15 | -0.46 | 0 |  | 0.4 | 0.34 | 0.23 | 60.25 | 1324.85 | 1.35
D | 4002 | 2022-12-10 | 9 | OFF | 50.3 | 10.68 | 0.57 | 0.09 | 0.25 | 0 | 0.1 | -0.07 | -0.17 | -0.46 | 0 |  | 0.4 | 0.34 | 0.23 | 62.26 | 1388.453 | 1.01
D | 4002 | 2022-12-10 | 10 | OFF | 46.75 | 10.68 | 0.57 | 0.09 | 0.19 | 0 | 0.26 | -0.01 | -0.12 | -0.46 | 0 |  | 0.4 | 0.34 | 0.23 | 58.92 | 1409.551 | 1.11
D | 4002 | 2022-12-10 | 11 | OFF | 57.17 | 10.68 | 0.57 | 0.09 | 0.23 | 0 | 0 | -0.01 | -0.21 | -0.46 | 0 |  | 0.4 | 0.34 | 0.23 | 69.03 | 1406.251 | 0.89
D | 4002 | 2022-12-10 | 12 | OFF | 51.65 | 10.68 | 0.57 | 0.09 | 0.64 | 0 | 0 | 0.03 | -0.21 | -0.46 | 0 |  | 0.4 | 0.34 | 0.23 | 63.96 | 1381.074 | 1.3
D | 4002 | 2022-12-10 | 13 | OFF | -14.32 | 10.68 | 0.57 | 0.09 | 0.77 | 0 | 0 | -0.04 | -0.61 | -0.46 | 0 |  | 0.4 | 0.34 | 0.23 | -2.35 | 1360.516 | 1.43
D | 4002 | 2022-12-10 | 14 | OFF | 25.75 | 10.68 | 0.57 | 0.09 | 0.57 | 0 | 0 | 0.03 | -0.14 | -0.46 | 0 |  | 0.4 | 0.34 | 0.23 | 38.06 | 1355.104 | 1.23
D | 4002 | 2022-12-10 | 15 | OFF | 68.08 | 10.68 | 0.57 | 0.09 | 0.13 | 0 | 0 | 0 | -0.15 | -0.46 | 0 |  | 0.4 | 0.34 | 0.23 | 79.91 | 1370.177 | 0.79
D | 4002 | 2022-12-10 | 16 | OFF | 99.44 | 10.68 | 0.57 | 0.09 | 0.14 | 0 | 0.48 | 0.1 | -0.27 | -0.46 | 0 |  | 0.4 | 0.34 | 0.23 | 111.74 | 1401.332 | 1.28
D | 4002 | 2022-12-10 | 17 | OFF | 105.34 | 10.68 | 0.57 | 0.09 | 0.39 | 0 | 0 | 0.12 | 0.1 | -0.46 | 0 |  | 0.4 | 0.34 | 0.23 | 117.8 | 1500.208 | 1.05
D | 4002 | 2022-12-10 | 18 | OFF | 120.28 | 10.68 | 0.57 | 0.09 | 0.19 | 0 | 0 | 0.05 | -0.45 | -0.46 | 0 |  | 0.4 | 0.34 | 0.23 | 131.92 | 1549.944 | 0.85
D | 4002 | 2022-12-10 | 19 | OFF | 81.89 | 10.68 | 0.57 | 0.09 | 0.36 | 0 | 0 | -0.1 | -0.33 | -0.46 | 0 |  | 0.4 | 0.34 | 0.23 | 93.67 | 1518.197 | 1.02
D | 4002 | 2022-12-10 | 20 | OFF | 66.64 | 10.68 | 0.57 | 0.09 | 0.18 | 0 | 0 | -0.09 | -0.34 | -0.46 | 0 |  | 0.4 | 0.34 | 0.23 | 78.24 | 1476.453 | 0.84
D | 4002 | 2022-12-10 | 21 | OFF | 72.12 | 10.68 | 0.57 | 0.09 | 0.55 | 0 | 0 | -0.04 | -0.24 | -0.46 | 0 |  | 0.4 | 0.34 | 0.23 | 84.24 | 1434.821 | 1.21
D | 4002 | 2022-12-10 | 22 | OFF | 88.16 | 10.68 | 0.57 | 0.09 | 1.34 | 0 | 0.17 | -0.03 | -0.05 | -0.46 | 0 |  | 0.4 | 0.34 | 0.23 | 101.44 | 1365.27 | 2.17
D | 4002 | 2022-12-10 | 23 | OFF | 60.12 | 10.68 | 0.57 | 0.09 | 0.88 | 0 | 0 | -0.12 | -0.28 | -0.46 | 0 |  | 0.4 | 0.34 | 0.23 | 72.45 | 1279.316 | 1.54
D | 4002 | 2022-12-10 | 24 | OFF | 40.82 | 10.68 | 0.57 | 0.09 | 0.52 | 0 | 0 | -0.03 | -0.23 | -0.46 | 0 |  | 0.4 | 0.34 | 0.23 | 52.93 | 1202.429 | 1.18
D | 4002 | 2022-12-11 | 1 | OFF | 40.81 | 10.68 | 0.25 | 0.06 | 0.27 | 0 | 0 | -0.01 | 0.19 | -0.46 | 0 |  | 0.4 | 0.34 | 0.23 | 52.76 | 1144.875 | 0.58
D | 4002 | 2022-12-11 | 2 | OFF | 43 | 10.68 | 0.25 | 0.06 | 0.1 | 0 | 0 | -0.04 | -0.27 | -0.46 | 0 |  | 0.4 | 0.34 | 0.23 | 54.29 | 1123.202 | 0.41
D | 4002 | 2022-12-11 | 3 | OFF | 46.02 | 10.68 | 0.25 | 0.06 | 0.05 | 0 | 0 | -0.05 | -0.24 | -0.46 | 0 |  | 0.4 | 0.34 | 0.23 | 57.28 | 1113.058 | 0.36
D | 4002 | 2022-12-11 | 4 | OFF | 44.2 | 10.68 | 0.25 | 0.06 | 0.04 | 0 | 0 | 0 | -0.22 | -0.46 | 0 |  | 0.4 | 0.34 | 0.23 | 55.52 | 1113.734 | 0.35
D | 4002 | 2022-12-11 | 5 | OFF | 46.08 | 10.68 | 0.25 | 0.06 | 0.02 | 0 | 0 | 0.02 | -0.31 | -0.46 | 0 |  | 0.4 | 0.34 | 0.23 | 57.31 | 1126.546 | 0.33
D | 4002 | 2022-12-11 | 6 | OFF | 43.62 | 10.68 | 0.25 | 0.06 | 0.07 | 0 | 0 | 0.04 | -0.31 | -0.46 | 0 |  | 0.4 | 0.34 | 0.23 | 54.92 | 1161.191 | 0.38
D | 4002 | 2022-12-11 | 7 | OFF | 41.15 | 10.68 | 0.25 | 0.06 | 0.62 | 0 | 0 | 0.02 | -0.24 | -0.46 | 0 |  | 0.4 | 0.34 | 0.23 | 53.05 | 1222.36 | 0.93
D | 4002 | 2022-12-11 | 8 | OFF | 48.43 | 10.68 | 0.25 | 0.06 | 0.19 | 0 | 0 | 0.03 | -0.15 | -0.46 | 0 |  | 0.4 | 0.34 | 0.23 | 60 | 1295.669 | 0.5
D | 4002 | 2022-12-11 | 9 | OFF | 51.28 | 10.68 | 0.25 | 0.06 | 0.63 | 0 | 0 | -0.11 | -0.29 | -0.46 | 0 |  | 0.4 | 0.34 | 0.23 | 63.01 | 1381.464 | 0.94
D | 4002 | 2022-12-11 | 10 | OFF | 57.33 | 10.68 | 0.25 | 0.06 | 0.44 | 0 | 0 | -0.21 | -0.33 | -0.46 | 0 |  | 0.4 | 0.34 | 0.23 | 68.73 | 1443.196 | 0.75
D | 4002 | 2022-12-11 | 11 | OFF | 99.97 | 10.68 | 0.25 | 0.06 | 0.14 | 0 | 0 | 0.08 | -0.49 | -0.46 | 0 |  | 0.4 | 0.34 | 0.23 | 111.2 | 1479.221 | 0.45
D | 4002 | 2022-12-11 | 12 | OFF | 90.44 | 10.68 | 0.25 | 0.06 | 0.65 | 0 | 0 | -0.11 | -0.51 | -0.46 | 0 |  | 0.4 | 0.34 | 0.23 | 101.97 | 1501.116 | 0.96
D | 4002 | 2022-12-11 | 13 | OFF | 83.46 | 10.68 | 0.25 | 0.06 | 0.12 | 0 | 0 | -0.04 | -0.45 | -0.46 | 0 |  | 0.4 | 0.34 | 0.23 | 94.59 | 1494.011 | 0.43
D | 4002 | 2022-12-11 | 14 | OFF | 73.15 | 10.68 | 0.25 | 0.06 | 0.1 | 0 | 0 | -0.05 | -0.51 | -0.46 | 0 |  | 0.4 | 0.34 | 0.23 | 84.19 | 1487.334 | 0.41
D | 4002 | 2022-12-11 | 15 | OFF | 93.3 | 10.68 | 0.25 | 0.06 | 0.19 | 0 | 0 | 0.14 | -0.38 | -0.46 | 0 |  | 0.4 | 0.34 | 0.23 | 104.75 | 1502.79 | 0.5
D | 4002 | 2022-12-11 | 16 | OFF | 92.98 | 10.68 | 0.25 | 0.06 | 0.1 | 0 | 0.13 | 0.12 | -0.21 | -0.46 | 0 |  | 0.4 | 0.34 | 0.23 | 104.62 | 1540.009 | 0.54
D | 4002 | 2022-12-11 | 17 | OFF | 113.33 | 10.68 | 0.25 | 0.06 | 0.18 | 0 | 0.12 | 0.07 | 0.09 | -0.46 | 0 |  | 0.4 | 0.34 | 0.23 | 125.29 | 1642.762 | 0.61
D | 4002 | 2022-12-11 | 18 | OFF | 163.88 | 10.68 | 0.25 | 0.06 | 0.32 | 0 | 0.36 | -0.14 | -0.3 | -0.46 | 0 |  | 0.4 | 0.34 | 0.23 | 175.62 | 1693.8 | 0.99
D | 4002 | 2022-12-11 | 19 | OFF | 148.44 | 10.68 | 0.25 | 0.06 | 0.17 | 0 | 0 | -0.06 | 0.05 | -0.46 | 0 |  | 0.4 | 0.34 | 0.23 | 160.1 | 1665.516 | 0.48
D | 4002 | 2022-12-11 | 20 | OFF | 124.08 | 10.68 | 0.25 | 0.06 | 0.91 | 0 | 0 | 0.07 | 0.28 | -0.46 | 0 |  | 0.4 | 0.34 | 0.23 | 136.84 | 1611.319 | 1.22
D | 4002 | 2022-12-11 | 21 | OFF | 116.67 | 10.68 | 0.25 | 0.06 | 0.46 | 0 | 0 | -0.03 | -0.21 | -0.46 | 0 |  | 0.4 | 0.34 | 0.23 | 128.39 | 1535.098 | 0.77
D | 4002 | 2022-12-11 | 22 | OFF | 133.1 | 10.68 | 0.25 | 0.06 | 0.49 | 0 | 0 | -0.1 | 0.22 | -0.46 | 0 |  | 0.4 | 0.34 | 0.23 | 145.21 | 1438.185 | 0.8
D | 4002 | 2022-12-11 | 23 | OFF | 117.96 | 10.68 | 0.25 | 0.06 | 0.63 | 0 | 0 | 0.01 | 1 | -0.46 | 0 |  | 0.4 | 0.34 | 0.23 | 131.1 | 1326.171 | 0.94
D | 4002 | 2022-12-11 | 24 | OFF | 76.28 | 10.68 | 0.25 | 0.06 | 0.97 | 0 | 0 | 0 | 0.33 | -0.46 | 0 |  | 0.4 | 0.34 | 0.23 | 89.08 | 1235.112 | 1.28
D | 4002 | 2022-12-12 | 1 | OFF | 95.06 | 10.68 | 1.89 | 0.43 | 1.16 | 0 | 0 | -0.3 | 0.41 | -0.46 | 0 |  | 0.4 | 0.34 | 0.23 | 109.84 | 1184.759 | 3.48
D | 4002 | 2022-12-12 | 2 | OFF | 102.26 | 10.68 | 1.89 | 0.43 | 0.44 | 0 | 0 | 0 | 0.32 | -0.46 | 0 |  | 0.4 | 0.34 | 0.23 | 116.53 | 1157.749 | 2.76
D | 4002 | 2022-12-12 | 3 | OFF | 151.81 | 10.68 | 1.89 | 0.43 | 0.16 | 0 | 0 | -0.04 | 0.43 | -0.46 | 0 |  | 0.4 | 0.34 | 0.23 | 165.87 | 1145.63 | 2.48
D | 4002 | 2022-12-12 | 4 | OFF | 145.8 | 10.68 | 1.89 | 0.43 | 0.08 | 0 | 0 | 0.09 | 0.46 | -0.46 | 0 |  | 0.4 | 0.34 | 0.23 | 159.94 | 1154.324 | 2.4
D | 4002 | 2022-12-12 | 5 | OFF | 106.83 | 10.68 | 1.89 | 0.43 | 0.12 | 0 | 0 | 0.04 | 0.15 | -0.46 | 0 |  | 0.4 | 0.34 | 0.23 | 120.65 | 1193.837 | 2.44
D | 4002 | 2022-12-12 | 6 | OFF | 107.91 | 10.68 | 1.89 | 0.43 | 1.35 | 0 | 0 | 0.07 | 0.78 | -0.46 | 0 |  | 0.4 | 0.34 | 0.23 | 123.62 | 1297.099 | 3.67
D | 4002 | 2022-12-12 | 7 | OFF | 180.48 | 10.68 | 1.89 | 0.43 | 1.02 | 0 | 0.34 | 0.08 | 0.31 | -0.46 | 0 |  | 0.4 | 0.34 | 0.23 | 195.74 | 1449.773 | 3.68
D | 4002 | 2022-12-12 | 8 | ON | 256.83 | 10.68 | 1.89 | 0.43 | 1.84 | 0.71 | 0 | -0.1 | -0.14 | -0.46 | 0 |  | 0.4 | 0.34 | 0.23 | 272.65 | 1542.169 | 4.87
D | 4002 | 2022-12-12 | 9 | ON | 274.51 | 10.68 | 1.89 | 0.43 | 1.46 | 0.7 | 0 | -0.06 | -0.41 | -0.46 | 0 |  | 0.4 | 0.34 | 0.23 | 289.71 | 1574.341 | 4.48
D | 4002 | 2022-12-12 | 10 | ON | 260.81 | 10.68 | 1.89 | 0.43 | 0.99 | 0.69 | 0.01 | 0.34 | -0.16 | -0.46 | 0 |  | 0.4 | 0.34 | 0.23 | 276.19 | 1575.974 | 4.01
D | 4002 | 2022-12-12 | 11 | ON | 320.73 | 10.68 | 1.89 | 0.43 | 0.54 | 0.69 | 1.23 | -0.38 | -0.4 | -0.46 | 0 |  | 0.4 | 0.34 | 0.23 | 335.92 | 1556.194 | 4.78
D | 4002 | 2022-12-12 | 12 | ON | 253.04 | 10.68 | 1.89 | 0.43 | 0.13 | 0.71 | 0.42 | 0.01 | 0.07 | -0.46 | 0 |  | 0.4 | 0.34 | 0.23 | 267.89 | 1524.897 | 3.58
D | 4002 | 2022-12-12 | 13 | ON | 221.6 | 10.68 | 1.89 | 0.43 | 1.11 | 0.73 | 0.64 | -0.04 | 0.37 | -0.46 | 0 |  | 0.4 | 0.34 | 0.23 | 237.92 | 1497.618 | 4.8
D | 4002 | 2022-12-12 | 14 | ON | 165.49 | 10.68 | 1.89 | 0.43 | 0.4 | 0.73 | 0 | -0.11 | 0.03 | -0.46 | 0 |  | 0.4 | 0.34 | 0.23 | 180.05 | 1485.639 | 3.45
D | 4002 | 2022-12-12 | 15 | ON | 260.21 | 10.68 | 1.89 | 0.43 | 1.1 | 0.73 | 0.37 | -0.06 | 0.3 | -0.46 | 0 |  | 0.4 | 0.34 | 0.23 | 276.16 | 1493.789 | 4.52
D | 4002 | 2022-12-12 | 16 | ON | 269.83 | 10.68 | 1.89 | 0.43 | 1.12 | 0.71 | 0.13 | 0.25 | -0.07 | -0.46 | 0 |  | 0.4 | 0.34 | 0.23 | 285.48 | 1538.015 | 4.28
D | 4002 | 2022-12-12 | 17 | ON | 256.31 | 10.68 | 1.89 | 0.43 | 1.14 | 0.67 | 0.94 | 0.5 | 1.28 | -0.46 | -0.27 |  | 0.4 | 0.34 | 0.23 | 274.08 | 1653.388 | 4.8
D | 4002 | 2022-12-12 | 18 | ON | 324.67 | 10.68 | 1.89 | 0.43 | 2.13 | 0.64 | 1.49 | 0.38 | -0.48 | -0.46 | -1 |  | 0.4 | 0.34 | 0.23 | 341.34 | 1742.874 | 5.58
D | 4002 | 2022-12-12 | 19 | ON | 253.17 | 10.68 | 1.89 | 0.43 | 1.44 | 0.64 | 0.68 | -0.55 | 0.24 | -0.46 | -0.4 |  | 0.4 | 0.34 | 0.23 | 268.73 | 1734.617 | 4.68
D | 4002 | 2022-12-12 | 20 | ON | 272.82 | 10.68 | 1.89 | 0.43 | 0.71 | 0.65 | 0 | -0.06 | -0.1 | -0.46 | 0 |  | 0.4 | 0.34 | 0.23 | 287.53 | 1692.327 | 3.68
D | 4002 | 2022-12-12 | 21 | ON | 168.37 | 10.68 | 1.89 | 0.43 | 0.34 | 0.68 | 0 | 0.08 | -0.07 | -0.46 | 0 |  | 0.4 | 0.34 | 0.23 | 182.91 | 1624.771 | 3.34
D | 4002 | 2022-12-12 | 22 | ON | 170.75 | 10.68 | 1.89 | 0.43 | 0.34 | 0.71 | 0 | 0.09 | 0.53 | -0.46 | 0 |  | 0.4 | 0.34 | 0.23 | 185.93 | 1519.53 | 3.37
D | 4002 | 2022-12-12 | 23 | ON | 115.75 | 10.68 | 1.89 | 0.43 | 0.56 | 0.77 | 0 | 0.04 | 0.03 | -0.46 | 0 |  | 0.4 | 0.34 | 0.23 | 130.66 | 1401.425 | 3.65
D | 4002 | 2022-12-12 | 24 | OFF | 112.75 | 10.68 | 1.89 | 0.43 | 0.53 | 0 | 0 | 0.02 | -0.69 | -0.46 | 0 |  | 0.4 | 0.34 | 0.23 | 126.12 | 1308.658 | 2.85
D | 4002 | 2022-12-13 | 1 | OFF | 128.17 | 10.68 | 1.28 | 0.24 | 0.6 | 0 | 0 | 0.06 | -0.58 | -0.46 | 0 |  | 0.4 | 0.34 | 0.23 | 140.96 | 1242.907 | 2.12
D | 4002 | 2022-12-13 | 2 | OFF | 135.75 | 10.68 | 1.28 | 0.24 | 0.36 | 0 | 0 | 0.04 | -0.96 | -0.46 | 0 |  | 0.4 | 0.34 | 0.23 | 147.9 | 1216.013 | 1.88
D | 4002 | 2022-12-13 | 3 | OFF | 113.78 | 10.68 | 1.28 | 0.24 | 0.48 | 0 | 0 | -0.02 | -0.84 | -0.46 | 0 |  | 0.4 | 0.34 | 0.23 | 126.11 | 1203.406 | 2
D | 4002 | 2022-12-13 | 4 | OFF | 98.55 | 10.68 | 1.28 | 0.24 | 0.6 | 0 | 0 | 0.12 | -0.69 | -0.46 | 0 |  | 0.4 | 0.34 | 0.23 | 111.29 | 1203.542 | 2.12
D | 4002 | 2022-12-13 | 5 | OFF | 151.23 | 10.68 | 1.28 | 0.24 | 0.38 | 0 | 0 | 0.2 | -0.32 | -0.46 | 0 |  | 0.4 | 0.34 | 0.23 | 164.2 | 1241.511 | 1.9
D | 4002 | 2022-12-13 | 6 | OFF | 137.59 | 10.68 | 1.28 | 0.24 | 0.94 | 0 | 0 | 0.02 | -0.04 | -0.46 | 0 |  | 0.4 | 0.34 | 0.23 | 151.22 | 1347.129 | 2.46
D | 4002 | 2022-12-13 | 7 | OFF | 133.04 | 10.68 | 1.28 | 0.24 | 1.26 | 0 | 0 | -0.02 | -0.33 | -0.46 | 0 |  | 0.4 | 0.34 | 0.23 | 146.66 | 1500.29 | 2.78
D | 4002 | 2022-12-13 | 8 | ON | 214.3 | 10.68 | 1.28 | 0.24 | 1.75 | 0.69 | 0 | -0.35 | -1.11 | -0.46 | 0 |  | 0.4 | 0.34 | 0.23 | 227.99 | 1588.243 | 3.96
D | 4002 | 2022-12-13 | 9 | ON | 227.22 | 10.68 | 1.28 | 0.24 | 0.56 | 0.69 | 0.1 | -0.43 | -0.65 | -0.46 | 0 |  | 0.4 | 0.34 | 0.23 | 240.2 | 1586.436 | 2.87
D | 4002 | 2022-12-13 | 10 | ON | 237.84 | 10.68 | 1.28 | 0.24 | 0.55 | 0.71 | 0.92 | -0.22 | -0.2 | -0.46 | 0 |  | 0.4 | 0.34 | 0.23 | 252.31 | 1554.381 | 3.7
D | 4002 | 2022-12-13 | 11 | ON | 219.44 | 10.68 | 1.28 | 0.24 | 0.18 | 0.74 | 0.19 | -0.1 | -0.02 | -0.46 | 0 |  | 0.4 | 0.34 | 0.23 | 233.14 | 1525.292 | 2.63
D | 4002 | 2022-12-13 | 12 | ON | 200.75 | 10.68 | 1.28 | 0.24 | 0.42 | 0.75 | 0.29 | 0.26 | 0.13 | -0.46 | 0 |  | 0.4 | 0.34 | 0.23 | 215.31 | 1491.92 | 2.98
D | 4002 | 2022-12-13 | 13 | ON | 164.87 | 10.68 | 1.28 | 0.24 | 0.47 | 0.77 | 0 | -0.09 | -0.35 | -0.46 | -0.02 |  | 0.4 | 0.34 | 0.23 | 178.36 | 1466.197 | 2.74
D | 4002 | 2022-12-13 | 14 | ON | 132.62 | 10.68 | 1.28 | 0.24 | 0.32 | 0.77 | 0 | -0.02 | -0.43 | -0.46 | -0.61 |  | 0.4 | 0.34 | 0.23 | 145.36 | 1464.526 | 2
D | 4002 | 2022-12-13 | 15 | ON | 132.54 | 10.68 | 1.28 | 0.24 | 0.36 | 0.76 | 0 | 0.01 | -0.15 | -0.46 | -0.39 |  | 0.4 | 0.34 | 0.23 | 145.84 | 1480.228 | 2.25
D | 4002 | 2022-12-13 | 16 | ON | 164.16 | 10.68 | 1.28 | 0.24 | 0.27 | 0.73 | 0 | -0.04 | -0.35 | -0.46 | 0 |  | 0.4 | 0.34 | 0.23 | 177.48 | 1528.822 | 2.52
D | 4002 | 2022-12-13 | 17 | ON | 208.36 | 10.68 | 1.28 | 0.24 | 0.82 | 0.68 | 0 | 0.31 | 0.63 | -0.46 | 0 |  | 0.4 | 0.34 | 0.23 | 223.51 | 1638.455 | 3.02
D | 4002 | 2022-12-13 | 18 | ON | 263.58 | 10.68 | 1.28 | 0.24 | 0.89 | 0.65 | 0.09 | -0.05 | -0.58 | -0.46 | 0 |  | 0.4 | 0.34 | 0.23 | 277.29 | 1714.943 | 3.15
D | 4002 | 2022-12-13 | 19 | ON | 252.23 | 10.68 | 1.28 | 0.24 | 0.97 | 0.66 | 0.61 | 0.23 | -0.8 | -0.46 | 0 |  | 0.4 | 0.34 | 0.23 | 266.61 | 1695.131 | 3.76
D | 4002 | 2022-12-13 | 20 | ON | 195.61 | 10.68 | 1.28 | 0.24 | 0.8 | 0.67 | 0.34 | -0.18 | -0.53 | -0.46 | 0 |  | 0.4 | 0.34 | 0.23 | 209.42 | 1662.054 | 3.33
D | 4002 | 2022-12-13 | 21 | ON | 217.23 | 10.68 | 1.28 | 0.24 | 0.57 | 0.69 | 0 | 0.03 | -0.83 | -0.46 | 0 |  | 0.4 | 0.34 | 0.23 | 230.4 | 1595.104 | 2.78
D | 4002 | 2022-12-13 | 22 | ON | 236.35 | 10.68 | 1.28 | 0.24 | 0.3 | 0.73 | 0.02 | 0.13 | -0.04 | -0.46 | 0 |  | 0.4 | 0.34 | 0.23 | 250.2 | 1487.68 | 2.57
D | 4002 | 2022-12-13 | 23 | ON | 172.75 | 10.68 | 1.28 | 0.24 | 1.42 | 0.79 | 0.09 | -0.18 | -0.21 | -0.46 | 0 |  | 0.4 | 0.34 | 0.23 | 187.37 | 1363.238 | 3.82
D | 4002 | 2022-12-13 | 24 | OFF | 139.76 | 10.68 | 1.28 | 0.24 | 2.58 | 0 | 0 | 0.06 | -0.22 | -0.46 | 0 |  | 0.4 | 0.34 | 0.23 | 154.89 | 1273.41 | 4.1
D | 4002 | 2022-12-14 | 1 | OFF | 140.03 | 10.68 | 1 | 0.26 | 1.41 | 0 | 0 | -0.23 | 0.77 | -0.46 | 0 |  | 0.4 | 0.34 | 0.23 | 154.43 | 1217.401 | 2.67
D | 4002 | 2022-12-14 | 2 | OFF | 151.99 | 10.68 | 1 | 0.26 | 0.48 | 0 | 0 | 0.07 | -1.04 | -0.46 | 0 |  | 0.4 | 0.34 | 0.23 | 163.95 | 1200.543 | 1.74
D | 4002 | 2022-12-14 | 3 | OFF | 197.1 | 10.68 | 1 | 0.26 | 0.42 | 0 | 0 | -0.03 | -0.79 | -0.46 | 0 |  | 0.4 | 0.34 | 0.23 | 209.15 | 1203.435 | 1.68
D | 4002 | 2022-12-14 | 4 | OFF | 223.01 | 10.68 | 1 | 0.26 | 0.43 | 0 | 0 | -0.14 | -0.75 | -0.46 | 0 |  | 0.4 | 0.34 | 0.23 | 235 | 1218.189 | 1.69
D | 4002 | 2022-12-14 | 5 | OFF | 212.77 | 10.68 | 1 | 0.26 | 0.82 | 0 | 0 | 0.16 | -1.09 | -0.46 | 0 |  | 0.4 | 0.34 | 0.23 | 225.11 | 1242.713 | 2.08
D | 4002 | 2022-12-14 | 6 | OFF | 266.2 | 10.68 | 1 | 0.26 | 1.28 | 0 | 0.35 | 0.12 | -0.38 | -0.46 | 0 |  | 0.4 | 0.34 | 0.23 | 280.02 | 1351.109 | 2.89
D | 4002 | 2022-12-14 | 7 | OFF | 308.41 | 10.68 | 1 | 0.26 | 1.91 | 0 | 0.17 | -0.09 | -1.87 | -0.46 | 0 |  | 0.4 | 0.34 | 0.23 | 320.98 | 1511.621 | 3.34
D | 4002 | 2022-12-14 | 8 | ON | 359.84 | 10.68 | 1 | 0.26 | 2.92 | 0.69 | 0.45 | -0.6 | -1.42 | -0.46 | 0 |  | 0.4 | 0.34 | 0.23 | 374.33 | 1597.747 | 5.32
D | 4002 | 2022-12-14 | 9 | ON | 302 | 10.68 | 1 | 0.26 | 1.4 | 0.69 | 0.09 | -0.09 | -1.08 | -0.46 | 0 |  | 0.4 | 0.34 | 0.23 | 315.46 | 1604.138 | 3.44
D | 4002 | 2022-12-14 | 10 | ON | 236.55 | 10.68 | 1 | 0.26 | 1.23 | 0.71 | 0.37 | -0.06 | -0.04 | -0.46 | 0 |  | 0.4 | 0.34 | 0.23 | 251.21 | 1575.385 | 3.57
D | 4002 | 2022-12-14 | 11 | ON | 162.41 | 10.68 | 1 | 0.26 | 0.25 | 0.73 | 0 | -0.08 | -0.69 | -0.46 | 0 |  | 0.4 | 0.34 | 0.23 | 175.07 | 1552.328 | 2.24
D | 4002 | 2022-12-14 | 12 | ON | 144.95 | 10.68 | 1 | 0.26 | 0.16 | 0.75 | 0 | -0.03 | -0.86 | -0.46 | 0 |  | 0.4 | 0.34 | 0.23 | 157.42 | 1525.795 | 2.17
D | 4002 | 2022-12-14 | 13 | ON | 147.02 | 10.68 | 1 | 0.26 | 0.3 | 0.74 | 0 | 0.12 | -0.73 | -0.46 | 0 |  | 0.4 | 0.34 | 0.23 | 159.9 | 1496.312 | 2.3
D | 4002 | 2022-12-14 | 14 | ON | 147.56 | 10.68 | 1 | 0.26 | 0.25 | 0.66 | 0 | 0.03 | -0.83 | -0.46 | 0 |  | 0.4 | 0.34 | 0.23 | 160.12 | 1492.722 | 2.17
D | 4002 | 2022-12-14 | 15 | ON | 149.29 | 10.68 | 1 | 0.26 | 0.14 | 0.69 | 0 | -0.05 | -0.58 | -0.46 | 0 |  | 0.4 | 0.34 | 0.23 | 161.94 | 1501.37 | 2.09
D | 4002 | 2022-12-14 | 16 | ON | 181.61 | 10.68 | 1 | 0.26 | 0.23 | 0.72 | 0 | -0.17 | -0.25 | -0.46 | 0 |  | 0.4 | 0.34 | 0.23 | 194.59 | 1542.582 | 2.21
D | 4002 | 2022-12-14 | 17 | ON | 266.13 | 10.68 | 1 | 0.26 | 0.55 | 0.67 | 0.59 | -0.19 | -0.3 | -0.46 | 0 |  | 0.4 | 0.34 | 0.23 | 279.9 | 1651.073 | 3.07
D | 4002 | 2022-12-14 | 18 | ON | 282.91 | 10.68 | 1 | 0.26 | 0.92 | 0.65 | 0.02 | -0.07 | -1.16 | -0.46 | 0 |  | 0.4 | 0.34 | 0.23 | 295.72 | 1719.057 | 2.85
D | 4002 | 2022-12-14 | 19 | ON | 251.73 | 10.68 | 1 | 0.26 | 0.36 | 0.65 | 0.06 | -0.25 | -1.01 | -0.46 | 0 |  | 0.4 | 0.34 | 0.23 | 263.99 | 1697.516 | 2.33
D | 4002 | 2022-12-14 | 20 | ON | 225.94 | 10.68 | 1 | 0.26 | 0.51 | 0.66 | 0 | -0.03 | -0.88 | -0.46 | 0 |  | 0.4 | 0.34 | 0.23 | 238.65 | 1648.05 | 2.43
D | 4002 | 2022-12-14 | 21 | ON | 178.66 | 10.68 | 1 | 0.26 | 0.48 | 0.69 | 0 | -0.05 | -0.94 | -0.46 | 0 |  | 0.4 | 0.34 | 0.23 | 191.29 | 1576.618 | 2.43
D | 4002 | 2022-12-14 | 22 | ON | 181.74 | 10.68 | 1 | 0.26 | 0.52 | 0.73 | 0 | -0.21 | -0.76 | -0.46 | 0 |  | 0.4 | 0.34 | 0.23 | 194.47 | 1464.162 | 2.51
D | 4002 | 2022-12-14 | 23 | ON | 200.43 | 10.68 | 1 | 0.26 | 1.57 | 0.79 | 0 | -0.18 | 0.14 | -0.46 | 0 |  | 0.4 | 0.34 | 0.23 | 215.2 | 1336.895 | 3.62
D | 4002 | 2022-12-14 | 24 | OFF | 90.63 | 10.68 | 1 | 0.26 | 1.89 | 0 | 0 | -0.1 | -0.02 | -0.46 | 0 |  | 0.4 | 0.34 | 0.23 | 104.85 | 1230.028 | 3.15
D | 4002 | 2022-12-15 | 1 | OFF | 109.49 | 10.68 | 0.66 | 0.05 | 0.36 | 0 | 0 | -0.11 | -0.38 | -0.46 | 0 |  | 0.4 | 0.34 | 0.23 | 121.26 | 1160.474 | 1.07
D | 4002 | 2022-12-15 | 2 | OFF | 112.79 | 10.68 | 0.66 | 0.05 | 0.74 | 0 | 0 | -0.19 | -0.45 | -0.46 | 0 |  | 0.4 | 0.34 | 0.23 | 124.79 | 1124.249 | 1.45
D | 4002 | 2022-12-15 | 3 | OFF | 103.52 | 10.68 | 0.66 | 0.05 | 0.78 | 0 | 0 | -0.07 | -0.41 | -0.46 | 0 |  | 0.4 | 0.34 | 0.23 | 115.72 | 1105.235 | 1.49
D | 4002 | 2022-12-15 | 4 | OFF | 99.42 | 10.68 | 0.66 | 0.05 | 0.55 | 0 | 0 | 0.07 | -0.45 | -0.46 | 0 |  | 0.4 | 0.34 | 0.23 | 111.49 | 1107.926 | 1.26
D | 4002 | 2022-12-15 | 5 | OFF | 105.51 | 10.68 | 0.66 | 0.05 | 0.69 | 0 | 0 | 0.11 | -0.3 | -0.46 | 0 |  | 0.4 | 0.34 | 0.23 | 117.91 | 1139.176 | 1.4
D | 4002 | 2022-12-15 | 6 | OFF | 114.45 | 10.68 | 0.66 | 0.05 | 1.28 | 0 | 0 | 0.22 | 0.31 | -0.46 | 0 |  | 0.4 | 0.34 | 0.23 | 128.16 | 1234.02 | 1.99
D | 4002 | 2022-12-15 | 7 | OFF | 84.52 | 10.68 | 0.66 | 0.05 | 0.46 | 0 | 0 | 0.06 | -0.62 | -0.46 | 0 |  | 0.4 | 0.34 | 0.23 | 96.32 | 1390.319 | 1.17
D | 4002 | 2022-12-15 | 8 | ON | 122.91 | 10.68 | 0.66 | 0.05 | 1.06 | 0.73 | 0 | -0.07 | -0.57 | -0.46 | 0 |  | 0.4 | 0.34 | 0.23 | 135.96 | 1472.049 | 2.5
D | 4002 | 2022-12-15 | 9 | ON | 121.42 | 10.68 | 0.66 | 0.05 | 1.04 | 0.73 | 0 | -0.13 | -0.73 | -0.46 | 0 |  | 0.4 | 0.34 | 0.23 | 134.23 | 1469.997 | 2.48
D | 4002 | 2022-12-15 | 10 | ON | 147.21 | 10.68 | 0.66 | 0.05 | 0.45 | 0.73 | 0.15 | -0.17 | -0.63 | -0.46 | 0 |  | 0.4 | 0.34 | 0.23 | 159.64 | 1447.645 | 2.04
D | 4002 | 2022-12-15 | 11 | ON | 141.6 | 10.68 | 0.66 | 0.05 | 0.38 | 0.73 | 0 | -0.1 | -0.24 | -0.46 | 0 |  | 0.4 | 0.34 | 0.23 | 154.27 | 1450.845 | 1.82
D | 4002 | 2022-12-15 | 12 | ON | 105.27 | 10.68 | 0.66 | 0.05 | 0.27 | 0.74 | 0 | -0.06 | -0.42 | -0.46 | 0 |  | 0.4 | 0.34 | 0.23 | 117.7 | 1446.531 | 1.72
D | 4002 | 2022-12-15 | 13 | ON | 94.23 | 10.68 | 0.66 | 0.05 | 0.29 | 0.74 | 0 | -0.08 | -0.3 | -0.46 | 0 |  | 0.4 | 0.34 | 0.23 | 106.78 | 1437.478 | 1.74
D | 4002 | 2022-12-15 | 14 | ON | 92.45 | 10.68 | 0.66 | 0.05 | 0.17 | 0.73 | 0 | -0.03 | -0.41 | -0.46 | 0 |  | 0.4 | 0.34 | 0.23 | 104.81 | 1459.667 | 1.61
D | 4002 | 2022-12-15 | 15 | ON | 80.4 | 10.68 | 0.66 | 0.05 | 0.07 | 0.73 | 0 | -0.03 | -0.51 | -0.46 | 0 |  | 0.4 | 0.34 | 0.23 | 92.56 | 1459.642 | 1.51
D | 4002 | 2022-12-15 | 16 | ON | 96.37 | 10.68 | 0.66 | 0.05 | 0.13 | 0.72 | 0 | 0.06 | -0.27 | -0.46 | 0 |  | 0.4 | 0.34 | 0.23 | 108.91 | 1478.682 | 1.56
D | 4002 | 2022-12-15 | 17 | ON | 86.94 | 10.68 | 0.66 | 0.05 | 0.12 | 0.69 | 0.05 | 0.03 | -0.17 | -0.46 | 0 |  | 0.4 | 0.34 | 0.23 | 99.56 | 1564.681 | 1.57
D | 4002 | 2022-12-15 | 18 | ON | 102.44 | 10.68 | 0.66 | 0.05 | 0.1 | 0.67 | 0.37 | 0.01 | -0.34 | -0.46 | 0 |  | 0.4 | 0.34 | 0.23 | 115.15 | 1607.25 | 1.85
D | 4002 | 2022-12-15 | 19 | ON | 83.8 | 10.68 | 0.66 | 0.05 | 0.04 | 0.68 | 0.03 | 0 | -0.29 | -0.46 | 0 |  | 0.4 | 0.34 | 0.23 | 96.16 | 1582.519 | 1.46
D | 4002 | 2022-12-15 | 20 | ON | 79.71 | 10.68 | 0.66 | 0.05 | 0.21 | 0.7 | 0 | -0.01 | -0.22 | -0.46 | 0 |  | 0.4 | 0.34 | 0.23 | 92.29 | 1536.934 | 1.62
D | 4002 | 2022-12-15 | 21 | ON | 71.33 | 10.68 | 0.66 | 0.05 | 0.21 | 0.72 | 0 | -0.02 | -0.22 | -0.46 | 0 |  | 0.4 | 0.34 | 0.23 | 83.92 | 1475.78 | 1.64
D | 4002 | 2022-12-15 | 22 | ON | 117.94 | 10.68 | 0.66 | 0.05 | 0.52 | 0.77 | 0.41 | -0.13 | -0.62 | -0.46 | 0 |  | 0.4 | 0.34 | 0.23 | 130.79 | 1375.586 | 2.41
D | 4002 | 2022-12-15 | 23 | ON | 96.33 | 10.68 | 0.66 | 0.05 | 0.79 | 0.84 | 0 | -0.01 | 0 | -0.46 | 0 |  | 0.4 | 0.34 | 0.23 | 109.85 | 1263.075 | 2.34
D | 4002 | 2022-12-15 | 24 | OFF | 63.67 | 10.68 | 0.66 | 0.05 | 0.78 | 0 | 0 | 0.05 | -0.11 | -0.46 | 0 |  | 0.4 | 0.34 | 0.23 | 76.29 | 1169.097 | 1.49
D | 4002 | 2022-12-16 | 1 | OFF | 72.2 | 10.68 | 0.86 | 0.14 | 0.13 | 0 | 0 | -0.13 | -0.29 | -0.46 | 0 |  | 0.4 | 0.34 | 0.23 | 84.1 | 1106.089 | 1.13
D | 4002 | 2022-12-16 | 2 | OFF | 84.41 | 10.68 | 0.86 | 0.14 | 0.79 | 0 | 0 | -0.04 | -0.17 | -0.46 | 0 |  | 0.4 | 0.34 | 0.23 | 97.18 | 1071.807 | 1.79
D | 4002 | 2022-12-16 | 3 | OFF | 81.09 | 10.68 | 0.86 | 0.14 | 0.97 | 0 | 0 | -0.02 | 0.01 | -0.46 | 0 |  | 0.4 | 0.34 | 0.23 | 94.24 | 1057.93 | 1.97
D | 4002 | 2022-12-16 | 4 | OFF | 79.83 | 10.68 | 0.86 | 0.14 | 0.23 | 0 | 0 | -0.01 | -0.09 | -0.46 | 0 |  | 0.4 | 0.34 | 0.23 | 92.15 | 1058.598 | 1.23
D | 4002 | 2022-12-16 | 5 | OFF | 82.22 | 10.68 | 0.86 | 0.14 | 0.21 | 0 | 0 | -0.09 | -0.01 | -0.46 | 0 |  | 0.4 | 0.34 | 0.23 | 94.52 | 1094.695 | 1.21
D | 4002 | 2022-12-16 | 6 | OFF | 85.47 | 10.68 | 0.86 | 0.14 | 0.68 | 0 | 0 | 0.06 | 0.18 | -0.46 | 0 |  | 0.4 | 0.34 | 0.23 | 98.58 | 1179.574 | 1.68
D | 4002 | 2022-12-16 | 7 | OFF | 73.32 | 10.68 | 0.86 | 0.14 | 1.05 | 0 | 0 | 0.04 | 0.02 | -0.46 | 0 |  | 0.4 | 0.34 | 0.23 | 86.62 | 1310.528 | 2.05
D | 4002 | 2022-12-16 | 8 | ON | 105.34 | 10.68 | 0.86 | 0.14 | 1.15 | 0.77 | 0.21 | 0.01 | 0.3 | -0.46 | 0 |  | 0.4 | 0.34 | 0.23 | 119.97 | 1411.524 | 3.13
D | 4002 | 2022-12-16 | 9 | ON | 139.24 | 10.68 | 0.86 | 0.14 | 0.5 | 0.75 | 0.13 | -0.13 | 0.15 | -0.46 | 0 |  | 0.4 | 0.34 | 0.23 | 152.83 | 1475.144 | 2.38
D | 4002 | 2022-12-16 | 10 | ON | 144.32 | 10.68 | 0.86 | 0.14 | 0.18 | 0.73 | 0 | -0.02 | 0.12 | -0.46 | 0 |  | 0.4 | 0.34 | 0.23 | 157.52 | 1515.039 | 1.91
D | 4002 | 2022-12-16 | 11 | ON | 150.03 | 10.68 | 0.86 | 0.14 | 0.47 | 0.72 | 0.02 | -0.14 | 0.25 | -0.46 | 0 |  | 0.4 | 0.34 | 0.23 | 163.54 | 1548.308 | 2.21
D | 4002 | 2022-12-16 | 12 | ON | 132.25 | 10.68 | 0.86 | 0.14 | 0.53 | 0.71 | 0.03 | 0.05 | 0.01 | -0.46 | 0 |  | 0.4 | 0.34 | 0.23 | 145.77 | 1557.013 | 2.27
D | 4002 | 2022-12-16 | 13 | ON | 124.9 | 10.68 | 0.86 | 0.14 | 1.03 | 0.72 | 0.45 | 0.01 | 0 | -0.46 | 0 |  | 0.4 | 0.34 | 0.23 | 139.3 | 1546.982 | 3.2
D | 4002 | 2022-12-16 | 14 | ON | 93.77 | 10.68 | 0.86 | 0.14 | 0.4 | 0.72 | 0.08 | -0.01 | -0.13 | -0.46 | 0 |  | 0.4 | 0.34 | 0.23 | 107.02 | 1540.262 | 2.2
D | 4002 | 2022-12-16 | 15 | ON | 77.51 | 10.68 | 0.86 | 0.14 | 0.38 | 0.73 | 0 | -0.05 | -0.13 | -0.46 | 0 |  | 0.4 | 0.34 | 0.23 | 90.63 | 1526.507 | 2.11
D | 4002 | 2022-12-16 | 16 | ON | 82.87 | 10.68 | 0.86 | 0.14 | 0.32 | 0.72 | 0 | 0.01 | -0.09 | -0.46 | 0 |  | 0.4 | 0.34 | 0.23 | 96.02 | 1529.892 | 2.04
D | 4002 | 2022-12-16 | 17 | ON | 89.8 | 10.68 | 0.86 | 0.14 | 0.27 | 0.69 | 0.04 | 0.06 | -0.09 | -0.46 | 0 |  | 0.4 | 0.34 | 0.23 | 102.96 | 1597.187 | 2
D | 4002 | 2022-12-16 | 18 | ON | 96.18 | 10.68 | 0.86 | 0.14 | 0.52 | 0.68 | 0 | -0.01 | -0.28 | -0.46 | 0 |  | 0.4 | 0.34 | 0.23 | 109.28 | 1628.297 | 2.2
D | 4002 | 2022-12-16 | 19 | ON | 81.8 | 10.68 | 0.86 | 0.14 | 0.46 | 0.7 | 0 | -0.03 | -0.21 | -0.46 | 0 |  | 0.4 | 0.34 | 0.23 | 94.91 | 1582.85 | 2.16
D | 4002 | 2022-12-16 | 20 | ON | 79.98 | 10.68 | 0.86 | 0.14 | 0.39 | 0.72 | 0 | -0.17 | -0.05 | -0.46 | 0 |  | 0.4 | 0.34 | 0.23 | 93.06 | 1513.005 | 2.11
D | 4002 | 2022-12-16 | 21 | ON | 89.99 | 10.68 | 0.86 | 0.14 | 0.84 | 0.75 | 0.03 | -0.09 | -0.12 | -0.46 | 0 |  | 0.4 | 0.34 | 0.23 | 103.59 | 1442.235 | 2.62
D | 4002 | 2022-12-16 | 22 | ON | 72.19 | 10.68 | 0.86 | 0.14 | 0.18 | 0.78 | 0.07 | -0.09 | 0.08 | -0.46 | 0 |  | 0.4 | 0.34 | 0.23 | 85.4 | 1347.715 | 2.03
D | 4002 | 2022-12-16 | 23 | ON | 65.03 | 10.68 | 0.86 | 0.14 | 1.93 | 0.84 | 0 | -0.04 | -0.01 | -0.46 | 0 |  | 0.4 | 0.34 | 0.23 | 79.94 | 1239.433 | 3.77
D | 4002 | 2022-12-16 | 24 | OFF | 65.31 | 10.68 | 0.86 | 0.14 | 0.45 | 0 | 0 | -0.07 | 0 | -0.46 | 0 |  | 0.4 | 0.34 | 0.23 | 77.88 | 1150.18 | 1.45
D | 4002 | 2022-12-17 | 1 | OFF | 58.45 | 10.68 | 0.3 | 0.06 | 0.09 | 0 | 0 | -0.05 | -0.07 | -0.46 | 0 |  | 0.4 | 0.34 | 0.23 | 69.97 | 1083.32 | 0.45
D | 4002 | 2022-12-17 | 2 | OFF | 55.57 | 10.68 | 0.3 | 0.06 | 0.12 | 0 | 0 | -0.09 | -0.03 | -0.46 | 0 |  | 0.4 | 0.34 | 0.23 | 67.12 | 1042.988 | 0.48
D | 4002 | 2022-12-17 | 3 | OFF | 55.35 | 10.68 | 0.3 | 0.06 | 0.09 | 0 | 0 | -0.05 | -0.05 | -0.46 | 0 |  | 0.4 | 0.34 | 0.23 | 66.89 | 1019.388 | 0.45
D | 4002 | 2022-12-17 | 4 | OFF | 57.61 | 10.68 | 0.3 | 0.06 | 0.46 | 0 | 0 | 0.01 | -0.02 | -0.46 | 0 |  | 0.4 | 0.34 | 0.23 | 69.61 | 1010.954 | 0.82
D | 4002 | 2022-12-17 | 5 | OFF | 48.21 | 10.68 | 0.3 | 0.06 | 0.64 | 0 | 0 | -0.02 | -0.12 | -0.46 | 0 |  | 0.4 | 0.34 | 0.23 | 60.26 | 1018.019 | 1
D | 4002 | 2022-12-17 | 6 | OFF | 40.05 | 10.68 | 0.3 | 0.06 | 0.53 | 0 | 0 | -0.01 | -0.11 | -0.46 | 0 |  | 0.4 | 0.34 | 0.23 | 52.01 | 1042.883 | 0.89
D | 4002 | 2022-12-17 | 7 | OFF | 46.54 | 10.68 | 0.3 | 0.06 | 0.6 | 0 | 0 | -0.09 | -0.2 | -0.46 | 0 |  | 0.4 | 0.34 | 0.23 | 58.4 | 1096.812 | 0.96
D | 4002 | 2022-12-17 | 8 | OFF | 114.35 | 10.68 | 0.3 | 0.06 | 1.47 | 0 | 0 | -0.02 | 0.68 | -0.46 | 0 |  | 0.4 | 0.34 | 0.23 | 128.03 | 1165.218 | 1.83
D | 4002 | 2022-12-17 | 9 | OFF | 95.61 | 10.68 | 0.3 | 0.06 | 0.88 | 0 | 0 | -0.09 | 0.02 | -0.46 | 0 |  | 0.4 | 0.34 | 0.23 | 107.97 | 1234.032 | 1.24
D | 4002 | 2022-12-17 | 10 | OFF | 57.54 | 10.68 | 0.3 | 0.06 | 0.94 | 0 | 0 | -0.01 | -0.14 | -0.46 | 0 |  | 0.4 | 0.34 | 0.23 | 69.88 | 1272.438 | 1.3
D | 4002 | 2022-12-17 | 11 | OFF | 84.14 | 10.68 | 0.3 | 0.06 | 0.25 | 0 | 0 | -0.03 | -0.2 | -0.46 | 0 |  | 0.4 | 0.34 | 0.23 | 95.71 | 1285.206 | 0.61
D | 4002 | 2022-12-17 | 12 | OFF | 79.1 | 10.68 | 0.3 | 0.06 | 0.09 | 0 | 0 | -0.02 | -0.18 | -0.46 | 0 |  | 0.4 | 0.34 | 0.23 | 90.54 | 1287.36 | 0.45
D | 4002 | 2022-12-17 | 13 | OFF | 70.91 | 10.68 | 0.3 | 0.06 | 0.11 | 0 | 0 | -0.04 | -0.26 | -0.46 | 0 |  | 0.4 | 0.34 | 0.23 | 82.27 | 1276.816 | 0.47
D | 4002 | 2022-12-17 | 14 | OFF | 68.37 | 10.68 | 0.3 | 0.06 | 0.18 | 0 | 0 | -0.09 | -0.12 | -0.46 | 0 |  | 0.4 | 0.34 | 0.23 | 79.89 | 1271.247 | 0.54
D | 4002 | 2022-12-17 | 15 | OFF | 81.11 | 10.68 | 0.3 | 0.06 | 0.4 | 0 | 0 | 0.04 | -0.1 | -0.46 | 0 |  | 0.4 | 0.34 | 0.23 | 93 | 1286.348 | 0.76
D | 4002 | 2022-12-17 | 16 | OFF | 94.71 | 10.68 | 0.3 | 0.06 | 0.18 | 0 | 0 | 0.17 | 0.12 | -0.46 | 0 |  | 0.4 | 0.34 | 0.23 | 106.73 | 1311.707 | 0.54
D | 4002 | 2022-12-17 | 17 | OFF | 95.9 | 10.68 | 0.3 | 0.06 | 0.5 | 0 | 0 | 0.09 | 0.16 | -0.46 | 0 |  | 0.4 | 0.34 | 0.23 | 108.2 | 1403.201 | 0.86
D | 4002 | 2022-12-17 | 18 | OFF | 109.43 | 10.68 | 0.3 | 0.06 | 0.42 | 0 | 0 | 0.15 | -0.38 | -0.46 | 0 |  | 0.4 | 0.34 | 0.23 | 121.17 | 1459.13 | 0.78
D | 4002 | 2022-12-17 | 19 | OFF | 100.51 | 10.68 | 0.3 | 0.06 | 0.91 | 0 | 0 | -0.07 | -0.36 | -0.46 | 0 |  | 0.4 | 0.34 | 0.23 | 112.54 | 1432.335 | 1.27
D | 4002 | 2022-12-17 | 20 | OFF | 80.93 | 10.68 | 0.3 | 0.06 | 1.09 | 0 | 0.22 | -0.02 | -0.37 | -0.46 | 0 |  | 0.4 | 0.34 | 0.23 | 93.4 | 1394.983 | 1.67
D | 4002 | 2022-12-17 | 21 | OFF | 81.56 | 10.68 | 0.3 | 0.06 | 0.78 | 0 | 0 | 0.06 | -0.22 | -0.46 | 0 |  | 0.4 | 0.34 | 0.23 | 93.73 | 1348.221 | 1.14
D | 4002 | 2022-12-17 | 22 | OFF | 62.47 | 10.68 | 0.3 | 0.06 | 0.31 | 0 | 0 | 0.03 | -0.24 | -0.46 | 0 |  | 0.4 | 0.34 | 0.23 | 74.12 | 1283.444 | 0.67
D | 4002 | 2022-12-17 | 23 | OFF | 57.53 | 10.68 | 0.3 | 0.06 | 0.18 | 0 | 0 | 0.06 | -0.22 | -0.46 | 0 |  | 0.4 | 0.34 | 0.23 | 69.1 | 1204.66 | 0.54
D | 4002 | 2022-12-17 | 24 | OFF | 51.59 | 10.68 | 0.3 | 0.06 | 0.29 | 0 | 0 | 0.03 | -0.14 | -0.46 | 0 |  | 0.4 | 0.34 | 0.23 | 63.32 | 1118.629 | 0.65
D | 4002 | 2022-12-18 | 1 | OFF | 56.08 | 10.68 | 2.15 | 0.18 | 1.59 | 0 | 0 | -0.04 | -0.23 | -0.46 | 0 |  | 0.4 | 0.34 | 0.23 | 70.92 | 1057.463 | 3.92
D | 4002 | 2022-12-18 | 2 | OFF | 50.76 | 10.68 | 2.15 | 0.18 | 0.54 | 0 | 0 | 0.04 | -0.23 | -0.46 | 0 |  | 0.4 | 0.34 | 0.23 | 64.63 | 1026.523 | 2.87
D | 4002 | 2022-12-18 | 3 | OFF | 57.29 | 10.68 | 2.15 | 0.18 | 0.45 | 0 | 0 | 0.04 | -0.17 | -0.46 | 0 |  | 0.4 | 0.34 | 0.23 | 71.13 | 1023.54 | 2.78
D | 4002 | 2022-12-18 | 4 | OFF | 56.33 | 10.68 | 2.15 | 0.18 | 0.43 | 0 | 0 | 0.03 | -0.08 | -0.46 | 0 |  | 0.4 | 0.34 | 0.23 | 70.23 | 1019.789 | 2.76
D | 4002 | 2022-12-18 | 5 | OFF | 51.91 | 10.68 | 2.15 | 0.18 | 0.47 | 0 | 0 | 0.15 | -0.18 | -0.46 | 0 |  | 0.4 | 0.34 | 0.23 | 65.87 | 1031.618 | 2.8
D | 4002 | 2022-12-18 | 6 | OFF | 51.66 | 10.68 | 2.15 | 0.18 | 0.22 | 0 | 0 | 0.03 | -0.08 | -0.46 | 0 |  | 0.4 | 0.34 | 0.23 | 65.35 | 1069.942 | 2.55
D | 4002 | 2022-12-18 | 7 | OFF | 58.92 | 10.68 | 2.15 | 0.18 | 0.25 | 0 | 0 | 0.09 | -0.18 | -0.46 | 0 |  | 0.4 | 0.34 | 0.23 | 72.6 | 1132.852 | 2.58
D | 4002 | 2022-12-18 | 8 | OFF | 91.84 | 10.68 | 2.15 | 0.18 | 0.57 | 0 | 0.16 | 0.14 | 0.18 | -0.46 | 0 |  | 0.4 | 0.34 | 0.23 | 106.41 | 1210.487 | 3.06
D | 4002 | 2022-12-18 | 9 | OFF | 157.21 | 10.68 | 2.15 | 0.18 | 1.05 | 0 | 0.08 | 0.19 | 0.05 | -0.46 | 0 |  | 0.4 | 0.34 | 0.23 | 172.1 | 1278.78 | 3.46
D | 4002 | 2022-12-18 | 10 | OFF | 144.46 | 10.68 | 2.15 | 0.18 | 0.37 | 0 | 0 | 0.13 | 0.08 | -0.46 | 0 |  | 0.4 | 0.34 | 0.23 | 158.56 | 1315.031 | 2.7
D | 4002 | 2022-12-18 | 11 | OFF | 113.48 | 10.68 | 2.15 | 0.18 | 0.46 | 0 | 0 | 0.12 | -0.21 | -0.46 | 0 |  | 0.4 | 0.34 | 0.23 | 127.37 | 1324.807 | 2.79
D | 4002 | 2022-12-18 | 12 | OFF | 89.75 | 10.68 | 2.15 | 0.18 | 0.23 | 0 | 0 | 0.24 | -0.31 | -0.46 | 0 |  | 0.4 | 0.34 | 0.23 | 103.43 | 1336.772 | 2.56
D | 4002 | 2022-12-18 | 13 | OFF | 94.33 | 10.68 | 2.15 | 0.18 | 0.08 | 0 | 0 | -0.11 | -0.18 | -0.46 | 0 |  | 0.4 | 0.34 | 0.23 | 107.64 | 1335.715 | 2.41
D | 4002 | 2022-12-18 | 14 | OFF | 99.21 | 10.68 | 2.15 | 0.18 | 0.18 | 0 | 0 | -0.06 | -0.01 | -0.46 | 0 |  | 0.4 | 0.34 | 0.23 | 112.84 | 1349.547 | 2.51
D | 4002 | 2022-12-18 | 15 | OFF | 132.42 | 10.68 | 2.15 | 0.18 | 0.17 | 0 | 0.18 | 0.05 | 0.16 | -0.46 | 0 |  | 0.4 | 0.34 | 0.23 | 146.5 | 1363.762 | 2.68
D | 4002 | 2022-12-18 | 16 | OFF | 157.85 | 10.68 | 2.15 | 0.18 | 0.37 | 0 | 0.16 | 0.06 | 0.13 | -0.46 | 0 |  | 0.4 | 0.34 | 0.23 | 172.09 | 1392.824 | 2.86
D | 4002 | 2022-12-18 | 17 | OFF | 148.23 | 10.68 | 2.15 | 0.18 | 0.42 | 0 | 0.03 | 0.03 | -0.17 | -0.46 | 0 |  | 0.4 | 0.34 | 0.23 | 162.06 | 1507.898 | 2.78
D | 4002 | 2022-12-18 | 18 | OFF | 149.6 | 10.68 | 2.15 | 0.18 | 1.05 | 0 | 0.26 | -0.07 | -0.47 | -0.46 | 0 |  | 0.4 | 0.34 | 0.23 | 163.89 | 1591.577 | 3.64
D | 4002 | 2022-12-18 | 19 | OFF | 155.47 | 10.68 | 2.15 | 0.18 | 0.76 | 0 | 0.05 | -0.32 | -0.3 | -0.46 | 0 |  | 0.4 | 0.34 | 0.23 | 169.18 | 1567.698 | 3.14
D | 4002 | 2022-12-18 | 20 | OFF | 158.96 | 10.68 | 2.15 | 0.18 | 0.4 | 0 | 0 | -0.39 | -0.27 | -0.46 | 0 |  | 0.4 | 0.34 | 0.23 | 172.22 | 1533.486 | 2.73
D | 4002 | 2022-12-18 | 21 | OFF | 212.41 | 10.68 | 2.15 | 0.18 | 0.22 | 0 | 0 | -0.29 | -0.22 | -0.46 | 0 |  | 0.4 | 0.34 | 0.23 | 225.64 | 1482.938 | 2.55
D | 4002 | 2022-12-18 | 22 | OFF | 177.43 | 10.68 | 2.15 | 0.18 | 0.77 | 0 | 0 | -0.29 | 0.29 | -0.46 | 0 |  | 0.4 | 0.34 | 0.23 | 191.72 | 1391.668 | 3.1
D | 4002 | 2022-12-18 | 23 | OFF | 129.59 | 10.68 | 2.15 | 0.18 | 2.14 | 0 | 0 | 0 | -0.08 | -0.46 | 0 |  | 0.4 | 0.34 | 0.23 | 145.17 | 1280.894 | 4.47
D | 4002 | 2022-12-18 | 24 | OFF | 113.16 | 10.68 | 2.15 | 0.18 | 0.88 | 0 | 0.55 | 0.03 | -0.52 | -0.46 | 0 |  | 0.4 | 0.34 | 0.23 | 127.62 | 1194.416 | 3.76
D | 4002 | 2022-12-19 | 1 | OFF | 159.53 | 10.68 | 1.07 | 0.21 | 0.36 | 0 | 0 | 0.06 | 0.35 | -0.46 | 0 |  | 0.4 | 0.34 | 0.23 | 172.77 | 1142.171 | 1.64
D | 4002 | 2022-12-19 | 2 | OFF | 118.46 | 10.68 | 1.07 | 0.21 | 0.2 | 0 | 0 | 0.1 | -0.01 | -0.46 | 0 |  | 0.4 | 0.34 | 0.23 | 131.22 | 1118.065 | 1.48
D | 4002 | 2022-12-19 | 3 | OFF | 122.95 | 10.68 | 1.07 | 0.21 | 0.21 | 0 | 0 | -0.06 | -0.12 | -0.46 | 0 |  | 0.4 | 0.34 | 0.23 | 135.45 | 1109.44 | 1.49
D | 4002 | 2022-12-19 | 4 | OFF | 95.61 | 10.68 | 1.07 | 0.21 | 0.37 | 0 | 0 | 0.07 | -0.24 | -0.46 | 0 |  | 0.4 | 0.34 | 0.23 | 108.28 | 1098.737 | 1.65
D | 4002 | 2022-12-19 | 5 | OFF | 134.13 | 10.68 | 1.07 | 0.21 | 0.16 | 0 | 0 | 0.1 | -0.25 | -0.46 | 0 |  | 0.4 | 0.34 | 0.23 | 146.61 | 1148.362 | 1.44
D | 4002 | 2022-12-19 | 6 | OFF | 250.8 | 10.68 | 1.07 | 0.21 | 3.9 | 0 | 0 | 0.12 | 1.53 | -0.46 | 0 |  | 0.4 | 0.34 | 0.23 | 268.82 | 1246.134 | 5.18
D | 4002 | 2022-12-19 | 7 | OFF | 273.88 | 10.68 | 1.07 | 0.21 | 3.65 | 0 | 0.31 | 0.11 | -1.36 | -0.46 | 0 |  | 0.4 | 0.34 | 0.23 | 289.06 | 1406.701 | 5.24
D | 4002 | 2022-12-19 | 8 | ON | 267.86 | 10.68 | 1.07 | 0.21 | 2.06 | 0.73 | 0.01 | -0.19 | -1.12 | -0.46 | 0 |  | 0.4 | 0.34 | 0.23 | 281.82 | 1499.934 | 4.08
D | 4002 | 2022-12-19 | 9 | ON | 241.07 | 10.68 | 1.07 | 0.21 | 0.45 | 0.73 | 0 | -0.05 | -0.65 | -0.46 | 0 |  | 0.4 | 0.34 | 0.23 | 254.02 | 1522.262 | 2.46
D | 4002 | 2022-12-19 | 10 | ON | 144.96 | 10.68 | 1.07 | 0.21 | 0.45 | 0.75 | 0 | 0.06 | -0.29 | -0.46 | 0 |  | 0.4 | 0.34 | 0.23 | 158.4 | 1500.102 | 2.48
D | 4002 | 2022-12-19 | 11 | ON | 108.26 | 10.68 | 1.07 | 0.21 | 0.3 | 0.77 | 0 | 0 | -0.53 | -0.46 | 0 |  | 0.4 | 0.34 | 0.23 | 121.27 | 1484.513 | 2.35
D | 4002 | 2022-12-19 | 12 | ON | 105.3 | 10.68 | 1.07 | 0.21 | 0.85 | 0.77 | 0 | -0.13 | -0.44 | -0.46 | 0 |  | 0.4 | 0.34 | 0.23 | 118.82 | 1473.586 | 2.9
D | 4002 | 2022-12-19 | 13 | ON | 115.1 | 10.68 | 1.07 | 0.21 | 1.29 | 0.77 | 0 | -0.06 | -0.33 | -0.46 | 0 |  | 0.4 | 0.34 | 0.23 | 129.24 | 1474.761 | 3.34
D | 4002 | 2022-12-19 | 14 | ON | 116.15 | 10.68 | 1.07 | 0.21 | 0.64 | 0.76 | 0 | -0.29 | -0.31 | -0.46 | 0 |  | 0.4 | 0.34 | 0.23 | 129.42 | 1492.307 | 2.68
D | 4002 | 2022-12-19 | 15 | ON | 127.51 | 10.68 | 1.07 | 0.21 | 0.44 | 0.75 | 0 | -0.23 | -0.24 | -0.46 | 0 |  | 0.4 | 0.34 | 0.23 | 140.7 | 1490.86 | 2.47
D | 4002 | 2022-12-19 | 16 | ON | 175.83 | 10.68 | 1.07 | 0.21 | 0.23 | 0.73 | 0 | 0.06 | -0.68 | -0.46 | 0 |  | 0.4 | 0.34 | 0.23 | 188.64 | 1514.831 | 2.24
D | 4002 | 2022-12-19 | 17 | ON | 188.96 | 10.68 | 1.07 | 0.21 | 0.38 | 0.68 | 0 | -0.2 | 0.51 | -0.46 | 0 |  | 0.4 | 0.34 | 0.23 | 202.8 | 1615.319 | 2.34
D | 4002 | 2022-12-19 | 18 | ON | 332.67 | 10.68 | 1.07 | 0.21 | 2.75 | 0.65 | 0.78 | -0.07 | -0.93 | -0.46 | 0 |  | 0.4 | 0.34 | 0.23 | 348.32 | 1684.964 | 5.46
D | 4002 | 2022-12-19 | 19 | ON | 188.25 | 10.68 | 1.07 | 0.21 | 0.69 | 0.66 | 0.34 | -0.09 | -0.86 | -0.46 | 0 |  | 0.4 | 0.34 | 0.23 | 201.46 | 1672.442 | 2.97
D | 4002 | 2022-12-19 | 20 | ON | 111.16 | 10.68 | 1.07 | 0.21 | 0.2 | 0.67 | 0.09 | -0.05 | -0.99 | -0.46 | 0 |  | 0.4 | 0.34 | 0.23 | 123.55 | 1627.375 | 2.24
D | 4002 | 2022-12-19 | 21 | ON | 153.75 | 10.68 | 1.07 | 0.21 | 0.39 | 0.7 | 0.17 | -0.07 | -0.74 | -0.46 | 0 |  | 0.4 | 0.34 | 0.23 | 166.67 | 1564.342 | 2.54
D | 4002 | 2022-12-19 | 22 | ON | 115.79 | 10.68 | 1.07 | 0.21 | 0.87 | 0.74 | 0.08 | -0.05 | -0.71 | -0.46 | 0 |  | 0.4 | 0.34 | 0.23 | 129.19 | 1465.401 | 2.97
D | 4002 | 2022-12-19 | 23 | ON | 104.71 | 10.68 | 1.07 | 0.21 | 1.78 | 0.8 | 0 | -0.21 | -0.36 | -0.46 | 0 |  | 0.4 | 0.34 | 0.23 | 119.19 | 1342.081 | 3.86
D | 4002 | 2022-12-19 | 24 | OFF | 77.47 | 10.68 | 1.07 | 0.21 | 1 | 0 | 0 | -0.05 | -0.41 | -0.46 | 0 |  | 0.4 | 0.34 | 0.23 | 90.48 | 1247.358 | 2.28
D | 4002 | 2022-12-20 | 1 | OFF | 59.55 | 10.68 | 0.45 | 0.09 | 0.13 | 0 | 0 | 0.01 | -0.62 | -0.46 | 0 |  | 0.4 | 0.34 | 0.23 | 70.8 | 1179.899 | 0.67
D | 4002 | 2022-12-20 | 2 | OFF | 79.97 | 10.68 | 0.45 | 0.09 | 0.73 | 0 | 0 | -0.12 | -0.3 | -0.46 | 0 |  | 0.4 | 0.34 | 0.23 | 92.01 | 1148.802 | 1.27
D | 4002 | 2022-12-20 | 3 | OFF | 81.65 | 10.68 | 0.45 | 0.09 | 0.44 | 0 | 0 | 0 | -0.34 | -0.46 | 0 |  | 0.4 | 0.34 | 0.23 | 93.48 | 1156.662 | 0.98
D | 4002 | 2022-12-20 | 4 | OFF | 133.93 | 10.68 | 0.45 | 0.09 | 0.31 | 0 | 0 | -0.15 | -0.11 | -0.46 | 0 |  | 0.4 | 0.34 | 0.23 | 145.71 | 1167.181 | 0.85
D | 4002 | 2022-12-20 | 5 | OFF | 107.04 | 10.68 | 0.45 | 0.09 | 0.59 | 0 | 0 | -0.02 | -0.21 | -0.46 | 0 |  | 0.4 | 0.34 | 0.23 | 119.13 | 1203.001 | 1.13
D | 4002 | 2022-12-20 | 6 | OFF | 93.96 | 10.68 | 0.45 | 0.09 | 1.12 | 0 | 0 | 0.01 | -0.15 | -0.46 | 0 |  | 0.4 | 0.34 | 0.23 | 106.67 | 1302.743 | 1.66
D | 4002 | 2022-12-20 | 7 | OFF | 159.47 | 10.68 | 0.45 | 0.09 | 0.35 | 0 | 0 | 0.01 | -0.62 | -0.46 | 0 |  | 0.4 | 0.34 | 0.23 | 170.94 | 1453.947 | 0.89
D | 4002 | 2022-12-20 | 8 | ON | 200.89 | 10.68 | 0.45 | 0.09 | 1.35 | 0.72 | 0 | -0.03 | -1.25 | -0.46 | 0 |  | 0.4 | 0.34 | 0.23 | 213.41 | 1542.119 | 2.61
D | 4002 | 2022-12-20 | 9 | ON | 169.21 | 10.68 | 0.45 | 0.09 | 0.46 | 0.73 | 0.37 | 0.04 | -0.65 | -0.46 | 0 |  | 0.4 | 0.34 | 0.23 | 181.89 | 1551.996 | 2.1
D | 4002 | 2022-12-20 | 10 | ON | 122.04 | 10.68 | 0.45 | 0.09 | 0.62 | 0.75 | 0.06 | -0.02 | -0.33 | -0.46 | 0 |  | 0.4 | 0.34 | 0.23 | 134.85 | 1528.151 | 1.97
D | 4002 | 2022-12-20 | 11 | ON | 97.12 | 10.68 | 0.45 | 0.09 | 0.17 | 0.7 | 0 | -0.08 | -0.55 | -0.46 | 0 |  | 0.4 | 0.34 | 0.23 | 109.09 | 1493.451 | 1.41
D | 4002 | 2022-12-20 | 12 | ON | 90.44 | 10.68 | 0.45 | 0.09 | 0.1 | 0.74 | 0 | 0.02 | -0.49 | -0.46 | 0 |  | 0.4 | 0.34 | 0.23 | 102.54 | 1470.894 | 1.38
D | 4002 | 2022-12-20 | 13 | ON | 84.67 | 10.68 | 0.45 | 0.09 | 0.74 | 0.8 | 0 | 0.04 | -0.56 | -0.46 | 0 |  | 0.4 | 0.34 | 0.23 | 97.42 | 1449.477 | 2.08
D | 4002 | 2022-12-20 | 14 | ON | 73.2 | 10.68 | 0.45 | 0.09 | 0.17 | 0.8 | 0 | 0.02 | -0.53 | -0.46 | 0 |  | 0.4 | 0.34 | 0.23 | 85.39 | 1450.081 | 1.51
D | 4002 | 2022-12-20 | 15 | ON | 88.82 | 10.68 | 0.45 | 0.09 | 0.18 | 0.78 | 0 | -0.07 | -0.34 | -0.46 | 0 |  | 0.4 | 0.34 | 0.23 | 101.1 | 1465.545 | 1.5
D | 4002 | 2022-12-20 | 16 | ON | 133.42 | 10.68 | 0.45 | 0.09 | 0.34 | 0.74 | 0 | 0.15 | -0.16 | -0.46 | 0 |  | 0.4 | 0.34 | 0.23 | 146.22 | 1506.476 | 1.62
D | 4002 | 2022-12-20 | 17 | ON | 159.17 | 10.68 | 0.45 | 0.09 | 0.68 | 0.69 | 0.21 | -0.08 | -0.77 | -0.46 | 0 |  | 0.4 | 0.34 | 0.23 | 171.63 | 1609.348 | 2.12
D | 4002 | 2022-12-20 | 18 | ON | 175.75 | 10.68 | 0.45 | 0.09 | 0.2 | 0.66 | 0.2 | 0.02 | -1.11 | -0.46 | 0 |  | 0.4 | 0.34 | 0.23 | 187.45 | 1697.464 | 1.6
D | 4002 | 2022-12-20 | 19 | ON | 172.26 | 10.68 | 0.45 | 0.09 | 0.21 | 0.66 | 0.09 | -0.03 | -1.12 | -0.46 | 0 |  | 0.4 | 0.34 | 0.23 | 183.8 | 1688.799 | 1.5
D | 4002 | 2022-12-20 | 20 | ON | 166.45 | 10.68 | 0.45 | 0.09 | 0.17 | 0.67 | 0.01 | -0.03 | -1.08 | -0.46 | 0 |  | 0.4 | 0.34 | 0.23 | 177.92 | 1645.16 | 1.39
D | 4002 | 2022-12-20 | 21 | ON | 181.31 | 10.68 | 0.45 | 0.09 | 0.33 | 0.69 | 0.07 | -0.04 | -0.78 | -0.46 | 0 |  | 0.4 | 0.34 | 0.23 | 193.31 | 1589.336 | 1.63
D | 4002 | 2022-12-20 | 22 | ON | 179.45 | 10.68 | 0.45 | 0.09 | 0.22 | 0.73 | 0 | -0.05 | -1.06 | -0.46 | 0 |  | 0.4 | 0.34 | 0.23 | 191.02 | 1493.852 | 1.49
D | 4002 | 2022-12-20 | 23 | ON | 168.49 | 10.68 | 0.45 | 0.09 | 0.63 | 0.79 | 0.05 | -0.23 | 0.03 | -0.46 | 0 |  | 0.4 | 0.34 | 0.23 | 181.49 | 1377.729 | 2.01
D | 4002 | 2022-12-20 | 24 | OFF | 113.37 | 10.68 | 0.45 | 0.09 | 1.21 | 0 | 0 | -0.16 | 0 | -0.46 | 0 |  | 0.4 | 0.34 | 0.23 | 126.15 | 1279.847 | 1.75
D | 4002 | 2022-12-21 | 1 | OFF | 49.79 | 10.68 | 2.38 | 0.17 | 0.26 | 0 | 0 | -0.04 | -0.65 | -0.46 | 0 |  | 0.4 | 0.34 | 0.23 | 63.1 | 1220.632 | 2.81
D | 4002 | 2022-12-21 | 2 | OFF | 81.77 | 10.68 | 2.38 | 0.17 | 0.27 | 0 | 0 | -0.04 | -0.25 | -0.46 | 0 |  | 0.4 | 0.34 | 0.23 | 95.49 | 1191.246 | 2.82
D | 4002 | 2022-12-21 | 3 | OFF | 84.93 | 10.68 | 2.38 | 0.17 | 0.15 | 0 | 0 | 0.09 | -0.26 | -0.46 | 0 |  | 0.4 | 0.34 | 0.23 | 98.65 | 1181.82 | 2.7
D | 4002 | 2022-12-21 | 4 | OFF | 129.11 | 10.68 | 2.38 | 0.17 | 0.12 | 0 | 0 | 0.04 | 0.06 | -0.46 | 0 |  | 0.4 | 0.34 | 0.23 | 143.07 | 1189.253 | 2.67
D | 4002 | 2022-12-21 | 5 | OFF | 102.76 | 10.68 | 2.38 | 0.17 | 0.18 | 0 | 0 | -0.01 | -0.35 | -0.46 | 0 |  | 0.4 | 0.34 | 0.23 | 116.32 | 1229.006 | 2.73
D | 4002 | 2022-12-21 | 6 | OFF | 114.18 | 10.68 | 2.38 | 0.17 | 0.55 | 0 | 0 | 0.05 | -0.44 | -0.46 | 0 |  | 0.4 | 0.34 | 0.23 | 128.08 | 1338.503 | 3.1
D | 4002 | 2022-12-21 | 7 | OFF | 111.59 | 10.68 | 2.38 | 0.17 | 1.23 | 0 | 0 | 0.12 | 0.13 | -0.46 | 0 |  | 0.4 | 0.34 | 0.23 | 126.81 | 1484.202 | 3.78
D | 4002 | 2022-12-21 | 8 | ON | 254.11 | 10.68 | 2.38 | 0.17 | 3.6 | 0.71 | 0.49 | -0.13 | -0.69 | -0.46 | 0 |  | 0.4 | 0.34 | 0.23 | 271.83 | 1577.662 | 7.35
D | 4002 | 2022-12-21 | 9 | ON | 232.13 | 10.68 | 2.38 | 0.17 | 1.73 | 0.68 | 0 | -0.05 | -0.6 | -0.46 | 0 |  | 0.4 | 0.34 | 0.23 | 247.63 | 1588.055 | 4.96
D | 4002 | 2022-12-21 | 10 | ON | 128.2 | 10.68 | 2.38 | 0.17 | 0.51 | 0.71 | 0 | 0.11 | 0.26 | -0.46 | 0 |  | 0.4 | 0.34 | 0.23 | 143.53 | 1559.458 | 3.77
D | 4002 | 2022-12-21 | 11 | ON | 74.68 | 10.68 | 2.38 | 0.17 | 0.13 | 0.73 | 0 | 0.06 | -0.21 | -0.46 | 0 |  | 0.4 | 0.34 | 0.23 | 89.13 | 1511.977 | 3.41
D | 4002 | 2022-12-21 | 12 | ON | 68.93 | 10.68 | 2.38 | 0.17 | 0.14 | 0.76 | 0 | 0.03 | -0.26 | -0.46 | 0 |  | 0.4 | 0.34 | 0.23 | 83.34 | 1472.444 | 3.45
D | 4002 | 2022-12-21 | 13 | ON | 37.49 | 10.68 | 2.38 | 0.17 | 0.21 | 0.78 | 0 | 0.01 | -0.28 | -0.46 | 0 |  | 0.4 | 0.34 | 0.23 | 51.95 | 1438.82 | 3.54
D | 4002 | 2022-12-21 | 14 | ON | 63.79 | 10.68 | 2.38 | 0.17 | 0.53 | 0.8 | 0 | 0.01 | -0.29 | -0.46 | 0 |  | 0.4 | 0.34 | 0.23 | 78.58 | 1435.033 | 3.88
D | 4002 | 2022-12-21 | 15 | ON | 69.44 | 10.68 | 2.38 | 0.17 | 0.1 | 0.78 | 0 | -0.01 | -0.18 | -0.46 | 0 |  | 0.4 | 0.34 | 0.23 | 83.87 | 1443.547 | 3.43
D | 4002 | 2022-12-21 | 16 | ON | 71.55 | 10.68 | 2.38 | 0.17 | 0.06 | 0.74 | 0 | 0.06 | -0.34 | -0.46 | 0 |  | 0.4 | 0.34 | 0.23 | 85.81 | 1487.495 | 3.35
D | 4002 | 2022-12-21 | 17 | ON | 95.82 | 10.68 | 2.38 | 0.17 | 0.23 | 0.69 | 0.14 | 0.11 | 0.06 | -0.46 | 0 |  | 0.4 | 0.34 | 0.23 | 110.79 | 1597.979 | 3.61
D | 4002 | 2022-12-21 | 18 | ON | 119.38 | 10.68 | 2.38 | 0.17 | 0.26 | 0.66 | 0 | -0.02 | -0.63 | -0.46 | 0 |  | 0.4 | 0.34 | 0.23 | 133.39 | 1679.599 | 3.47
D | 4002 | 2022-12-21 | 19 | ON | 108.39 | 10.68 | 2.38 | 0.17 | 0.15 | 0.66 | 0 | -0.01 | -0.27 | -0.46 | 0 |  | 0.4 | 0.34 | 0.23 | 122.66 | 1669.731 | 3.36
D | 4002 | 2022-12-21 | 20 | ON | 105.73 | 10.68 | 2.38 | 0.17 | 0.08 | 0.67 | 0.22 | -0.06 | -0.02 | -0.46 | 0 |  | 0.4 | 0.34 | 0.23 | 120.36 | 1633.843 | 3.52
D | 4002 | 2022-12-21 | 21 | ON | 93.64 | 10.68 | 2.38 | 0.17 | 0.14 | 0.69 | 0.04 | 0.15 | 0.17 | -0.46 | 0 |  | 0.4 | 0.34 | 0.23 | 108.57 | 1582.091 | 3.42
D | 4002 | 2022-12-21 | 22 | ON | 124.45 | 10.68 | 2.38 | 0.17 | 0.34 | 0.73 | 0 | -0.14 | 0.19 | -0.46 | 0 |  | 0.4 | 0.34 | 0.23 | 139.31 | 1493.708 | 3.62
D | 4002 | 2022-12-21 | 23 | ON | 80.64 | 10.68 | 2.38 | 0.17 | 0.58 | 0.78 | 0 | -0.02 | -0.19 | -0.46 | 0 |  | 0.4 | 0.34 | 0.23 | 95.53 | 1376.509 | 3.91
D | 4002 | 2022-12-21 | 24 | OFF | 161.13 | 10.68 | 2.38 | 0.17 | 3.48 | 0 | 0 | -0.16 | 0.01 | -0.46 | 0 |  | 0.4 | 0.34 | 0.23 | 178.2 | 1270.226 | 6.03
D | 4002 | 2022-12-22 | 1 | OFF | 137.15 | 10.68 | 2.13 | 0.17 | 1.21 | 0 | 0 | 0.06 | 0.78 | -0.46 | 0 |  | 0.4 | 0.34 | 0.23 | 152.69 | 1218.458 | 3.51
D | 4002 | 2022-12-22 | 2 | OFF | 86.38 | 10.68 | 2.13 | 0.17 | 0.2 | 0 | 0 | 0.22 | 0.22 | -0.46 | 0 |  | 0.4 | 0.34 | 0.23 | 100.51 | 1181.569 | 2.5
D | 4002 | 2022-12-22 | 3 | OFF | 94.42 | 10.68 | 2.13 | 0.17 | 0.2 | 0 | 0 | 0.04 | 0.23 | -0.46 | 0 |  | 0.4 | 0.34 | 0.23 | 108.38 | 1170.304 | 2.5
D | 4002 | 2022-12-22 | 4 | OFF | 79.36 | 10.68 | 2.13 | 0.17 | 0.1 | 0 | 0 | 0.09 | 0.26 | -0.46 | 0 |  | 0.4 | 0.34 | 0.23 | 93.3 | 1174.913 | 2.4
D | 4002 | 2022-12-22 | 5 | OFF | 65.85 | 10.68 | 2.13 | 0.17 | 0.08 | 0 | 0 | 0.16 | 0.01 | -0.46 | 0 |  | 0.4 | 0.34 | 0.23 | 79.59 | 1215.198 | 2.38
D | 4002 | 2022-12-22 | 6 | OFF | 97.99 | 10.68 | 2.13 | 0.17 | 0.78 | 0 | 0.08 | 0.11 | 0.32 | -0.46 | 0 |  | 0.4 | 0.34 | 0.23 | 112.77 | 1310.323 | 3.16
D | 4002 | 2022-12-22 | 7 | OFF | 94.73 | 10.68 | 2.13 | 0.17 | 0.87 | 0 | 0 | 0.08 | -0.14 | -0.46 | 0 |  | 0.4 | 0.34 | 0.23 | 109.03 | 1453.527 | 3.17
D | 4002 | 2022-12-22 | 8 | ON | 97.82 | 10.68 | 2.13 | 0.17 | 0.7 | 0.72 | 0 | -0.04 | -0.07 | -0.46 | 0 |  | 0.4 | 0.34 | 0.23 | 112.62 | 1553.076 | 3.72
D | 4002 | 2022-12-22 | 9 | ON | 82.69 | 10.68 | 2.13 | 0.17 | 0.37 | 0.71 | 0 | -0.09 | -0.2 | -0.46 | 0 |  | 0.4 | 0.34 | 0.23 | 96.97 | 1567.757 | 3.38
D | 4002 | 2022-12-22 | 10 | ON | 90.35 | 10.68 | 2.13 | 0.17 | 0.32 | 0.72 | 0 | -0.02 | -0.11 | -0.46 | 0 |  | 0.4 | 0.34 | 0.23 | 104.75 | 1578.949 | 3.34
D | 4002 | 2022-12-22 | 11 | ON | 98.44 | 10.68 | 2.13 | 0.17 | 0.24 | 0.72 | 0.05 | 0.07 | -0.01 | -0.46 | 0 |  | 0.4 | 0.34 | 0.23 | 113 | 1576.495 | 3.31
D | 4002 | 2022-12-22 | 12 | ON | 93.49 | 10.68 | 2.13 | 0.17 | 0.26 | 0.74 | 0 | 0 | 0.06 | -0.46 | 0 |  | 0.4 | 0.34 | 0.23 | 108.04 | 1532.822 | 3.3
D | 4002 | 2022-12-22 | 13 | ON | 90.21 | 10.68 | 2.13 | 0.17 | 0.15 | 0.74 | 0 | -0.09 | 0.05 | -0.46 | 0 |  | 0.4 | 0.34 | 0.23 | 104.55 | 1515.386 | 3.19
D | 4002 | 2022-12-22 | 14 | ON | 113.62 | 10.68 | 2.13 | 0.17 | 0.51 | 0.73 | 0.01 | -0.05 | 0.25 | -0.46 | 0 |  | 0.4 | 0.34 | 0.23 | 128.56 | 1511.572 | 3.55
D | 4002 | 2022-12-22 | 15 | ON | 88.93 | 10.68 | 2.13 | 0.17 | 0.2 | 0.73 | 0 | 0.13 | 0.05 | -0.46 | 0 |  | 0.4 | 0.34 | 0.23 | 103.53 | 1495.16 | 3.23
D | 4002 | 2022-12-22 | 16 | ON | 77.78 | 10.68 | 2.13 | 0.17 | 0.25 | 0.72 | 0 | 0.16 | 0.09 | -0.46 | 0 |  | 0.4 | 0.34 | 0.23 | 92.49 | 1514.134 | 3.27
D | 4002 | 2022-12-22 | 17 | ON | 205.79 | 10.68 | 2.13 | 0.17 | 0.69 | 0.69 | 0.86 | -0.12 | 1.08 | -0.46 | 0 |  | 0.4 | 0.34 | 0.23 | 222.48 | 1593.263 | 4.54
D | 4002 | 2022-12-22 | 18 | ON | 129.49 | 10.68 | 2.13 | 0.17 | 0.83 | 0.67 | 0 | 0.21 | -0.02 | -0.46 | 0 |  | 0.4 | 0.34 | 0.23 | 144.67 | 1638.484 | 3.8
D | 4002 | 2022-12-22 | 19 | ON | 78.74 | 10.68 | 2.13 | 0.17 | 0.57 | 0.68 | 0.03 | -0.04 | 0.13 | -0.46 | 0 |  | 0.4 | 0.34 | 0.23 | 93.6 | 1616.128 | 3.58
D | 4002 | 2022-12-22 | 20 | ON | 61.39 | 10.68 | 2.13 | 0.17 | 0.08 | 0.7 | 0 | 0 | 0.07 | -0.46 | 0 |  | 0.4 | 0.34 | 0.23 | 75.73 | 1569.366 | 3.08
D | 4002 | 2022-12-22 | 21 | ON | 100.08 | 10.68 | 2.13 | 0.17 | 0.33 | 0.73 | 0 | -0.07 | 0.48 | -0.46 | 0 |  | 0.4 | 0.34 | 0.23 | 115.04 | 1510.292 | 3.36
D | 4002 | 2022-12-22 | 22 | ON | 141.64 | 10.68 | 2.13 | 0.17 | 0.67 | 0.77 | 0.27 | -0.2 | 0.48 | -0.46 | 0 |  | 0.4 | 0.34 | 0.23 | 157.12 | 1409.579 | 4.01
D | 4002 | 2022-12-22 | 23 | ON | 69.49 | 10.68 | 2.13 | 0.17 | 0.49 | 0.83 | 0 | 0.13 | 0.57 | -0.46 | 0 |  | 0.4 | 0.34 | 0.23 | 85 | 1298.296 | 3.62
D | 4002 | 2022-12-22 | 24 | OFF | 85.77 | 10.68 | 2.13 | 0.17 | 0.24 | 0 | 0 | -0.17 | 0.18 | -0.46 | 0 |  | 0.4 | 0.34 | 0.23 | 99.51 | 1190.478 | 2.54
D | 4002 | 2022-12-23 | 1 | OFF | 147.3 | 10.68 | 0.75 | 0.74 | 0.43 | 0 | 0 | 0.01 | 2.24 | -0.46 | 0 |  | 0.4 | 0.34 | 0.23 | 162.66 | 1125.208 | 1.92
D | 4002 | 2022-12-23 | 2 | OFF | 79.34 | 10.68 | 0.75 | 0.74 | 0.88 | 0 | 0 | 0.02 | 1.43 | -0.46 | 0 |  | 0.4 | 0.34 | 0.23 | 94.35 | 1081.248 | 2.37
D | 4002 | 2022-12-23 | 3 | OFF | 47.56 | 10.68 | 0.75 | 0.74 | 0.26 | 0 | 0 | 0.01 | 0.62 | -0.46 | 0 |  | 0.4 | 0.34 | 0.23 | 61.13 | 1058.886 | 1.75
D | 4002 | 2022-12-23 | 4 | OFF | 47.96 | 10.68 | 0.75 | 0.74 | 0.12 | 0 | 0 | 0 | 0.59 | -0.46 | 0 |  | 0.4 | 0.34 | 0.23 | 61.35 | 1048.6 | 1.61
D | 4002 | 2022-12-23 | 5 | OFF | 46.75 | 10.68 | 0.75 | 0.74 | 0.14 | 0 | 0 | -0.01 | 0.52 | -0.46 | 0 |  | 0.4 | 0.34 | 0.23 | 60.08 | 1057.475 | 1.63
D | 4002 | 2022-12-23 | 6 | OFF | 42.18 | 10.68 | 0.75 | 0.74 | 0.58 | 0 | 0 | 0.03 | 0.39 | -0.46 | 0 |  | 0.4 | 0.34 | 0.23 | 55.86 | 1096.454 | 2.07
D | 4002 | 2022-12-23 | 7 | OFF | 4.07 | 10.68 | 0.75 | 0.74 | 0.98 | 0 | 0 | 0.03 | -0.71 | -0.46 | 0 |  | 0.4 | 0.34 | 0.23 | 17.05 | 1163.69 | 2.47
D | 4002 | 2022-12-23 | 8 | ON | 48.06 | 10.68 | 0.75 | 0.74 | 0.53 | 0.55 | 0 | -0.01 | 0.95 | -0.46 | 0 |  | 0.4 | 0.34 | 0.23 | 62.76 | 1233.269 | 2.57
D | 4002 | 2022-12-23 | 9 | ON | 48.09 | 10.68 | 0.75 | 0.74 | 0.17 | 0.54 | 0 | -0.04 | 0.83 | -0.46 | 0 |  | 0.4 | 0.34 | 0.23 | 62.27 | 1253.155 | 2.2
D | 4002 | 2022-12-23 | 10 | ON | 130.22 | 10.68 | 0.75 | 0.74 | 0.73 | 0.56 | 0.09 | -0.24 | 3.84 | -0.46 | 0 |  | 0.4 | 0.34 | 0.23 | 147.88 | 1267.487 | 2.87
D | 4002 | 2022-12-23 | 11 | ON | 313.5 | 10.68 | 0.75 | 0.74 | 1.08 | 0.53 | 0.07 | -0.19 | 5.9 | -0.46 | 0 |  | 0.4 | 0.34 | 0.23 | 333.57 | 1281.793 | 3.17
D | 4002 | 2022-12-23 | 12 | ON | 334.27 | 10.68 | 0.75 | 0.74 | 1.33 | 0.54 | 0 | 0.05 | 5.27 | -0.46 | 0 |  | 0.4 | 0.34 | 0.23 | 354.14 | 1294.667 | 3.36
D | 4002 | 2022-12-23 | 13 | ON | 233.05 | 10.68 | 0.75 | 0.74 | 1.19 | 0.54 | 0 | 0.03 | 4.51 | -0.46 | 0 |  | 0.4 | 0.34 | 0.23 | 252 | 1294.904 | 3.22
D | 4002 | 2022-12-23 | 14 | ON | 185.17 | 10.68 | 0.75 | 0.74 | 0.72 | 0.56 | 0 | 0.05 | 3.85 | -0.46 | 0 |  | 0.4 | 0.34 | 0.23 | 203.03 | 1306.212 | 2.77
D | 4002 | 2022-12-23 | 15 | ON | 195.57 | 10.68 | 0.75 | 0.74 | 0.43 | 0.56 | 0 | -0.32 | 3.8 | -0.46 | 0 |  | 0.4 | 0.34 | 0.23 | 212.72 | 1302.594 | 2.48
D | 4002 | 2022-12-23 | 16 | ON | 217.78 | 10.68 | 0.75 | 0.74 | 0.54 | 0.55 | 0 | -0.06 | 4.74 | -0.46 | 0 |  | 0.4 | 0.34 | 0.23 | 236.23 | 1302.039 | 2.58
D | 4002 | 2022-12-23 | 17 | ON | 257.93 | 10.68 | 0.75 | 0.74 | 0.47 | 0.52 | 0.12 | -0.14 | 5.68 | -0.46 | 0 |  | 0.4 | 0.34 | 0.23 | 277.26 | 1371.35 | 2.6
D | 4002 | 2022-12-23 | 18 | ON | 361.8 | 10.68 | 0.75 | 0.74 | 0.96 | 0.5 | 0 | 4.98 | 6.74 | -0.46 | 0 |  | 0.4 | 0.34 | 0.23 | 387.66 | 1296.073 | 2.95
D | 4002 | 2022-12-23 | 19 | ON | 304.05 | 10.68 | 0.75 | 0.74 | 0.93 | 0.52 | 0 | 0.3 | 5.4 | -0.46 | 0 |  | 0.4 | 0.34 | 0.23 | 323.88 | 1236.913 | 2.94
D | 4002 | 2022-12-23 | 20 | ON | 319.66 | 10.68 | 0.75 | 0.74 | 1.08 | 0.55 | 0 | -0.64 | 6.43 | -0.46 | 0 |  | 0.4 | 0.34 | 0.23 | 339.76 | 1238.85 | 3.12
D | 4002 | 2022-12-23 | 21 | ON | 355.23 | 10.68 | 0.75 | 0.74 | 1.02 | 0.56 | 0 | -0.51 | 8.62 | -0.46 | 0 |  | 0.4 | 0.34 | 0.23 | 377.6 | 1234.097 | 3.07
D | 4002 | 2022-12-23 | 22 | ON | 384.9 | 10.68 | 0.75 | 0.74 | 0.54 | 0.57 | 0 | -0.66 | 1.11 | -0.46 | 0 |  | 0.4 | 0.34 | 0.23 | 399.14 | 1203.332 | 2.6
D | 4002 | 2022-12-23 | 23 | ON | 449.62 | 10.68 | 0.75 | 0.74 | 5.63 | 0.59 | 0 | -0.48 | -1.34 | -0.46 | 0 |  | 0.4 | 0.34 | 0.23 | 466.7 | 1148.923 | 7.71
D | 4002 | 2022-12-23 | 24 | OFF | 427.73 | 10.68 | 0.75 | 0.74 | 4.47 | 0 | 0 | -0.85 | -0.94 | -0.46 | 0 |  | 0.4 | 0.34 | 0.23 | 443.09 | 1098.87 | 5.96
D | 4002 | 2022-12-24 | 1 | OFF | 305.79 | 10.68 | 8.27 | 2.23 | 2.52 | 0 | 0 | 0.05 | -1 | -0.46 | 0 |  | 0.4 | 0.34 | 0.23 | 329.05 | 1064.265 | 13.02
D | 4002 | 2022-12-24 | 2 | OFF | 265.5 | 10.68 | 8.27 | 2.23 | 0.63 | 0 | 0 | -0.36 | -0.11 | -0.46 | 0 |  | 0.4 | 0.34 | 0.23 | 287.35 | 1048 | 11.13
D | 4002 | 2022-12-24 | 3 | OFF | 306.04 | 10.68 | 8.27 | 2.23 | 0.54 | 0 | 0 | 0.41 | -0.87 | -0.46 | 0 |  | 0.4 | 0.34 | 0.23 | 327.81 | 1044.209 | 11.04
D | 4002 | 2022-12-24 | 4 | OFF | 302.67 | 10.68 | 8.27 | 2.23 | 0.52 | 0 | 0 | -0.28 | 0.04 | -0.46 | 0 |  | 0.4 | 0.34 | 0.23 | 324.64 | 1048.041 | 11.02
D | 4002 | 2022-12-24 | 5 | OFF | 333.58 | 10.68 | 8.27 | 2.23 | 1.47 | 0 | 0 | 2.36 | -0.13 | -0.46 | 0 |  | 0.4 | 0.34 | 0.23 | 358.97 | 1068.804 | 11.97
D | 4002 | 2022-12-24 | 6 | OFF | 305.81 | 10.68 | 8.27 | 2.23 | 1.6 | 0 | 0 | 0.23 | 2.13 | -0.46 | 0 |  | 0.4 | 0.34 | 0.23 | 331.46 | 1129.161 | 12.1
D | 4002 | 2022-12-24 | 7 | OFF | 356.68 | 10.68 | 8.27 | 2.23 | 3.24 | 0 | 0 | 0.06 | 5.81 | -0.46 | 0 |  | 0.4 | 0.34 | 0.23 | 387.48 | 1197.373 | 13.74
D | 4002 | 2022-12-24 | 8 | OFF | 406.24 | 10.68 | 8.27 | 2.23 | 3.36 | 0 | 0.09 | 0 | 8.1 | -0.46 | 0 |  | 0.4 | 0.34 | 0.23 | 439.48 | 1285.997 | 13.95
D | 4002 | 2022-12-24 | 9 | OFF | 431.98 | 10.68 | 8.27 | 2.23 | 4.29 | 0 | 0 | -0.71 | 10.25 | -0.46 | 0 |  | 0.4 | 0.34 | 0.23 | 467.5 | 1365.474 | 14.79
D | 4002 | 2022-12-24 | 10 | OFF | 401.55 | 10.68 | 8.27 | 2.23 | 1.85 | 0 | 0 | -0.3 | 7.72 | -0.46 | 0 |  | 0.4 | 0.34 | 0.23 | 432.51 | 1420.16 | 12.35
D | 4002 | 2022-12-24 | 11 | OFF | 406.57 | 10.68 | 8.27 | 2.23 | 1.22 | 0 | 0 | -0.72 | 2.74 | -0.46 | 0 |  | 0.4 | 0.34 | 0.23 | 431.5 | 1454.571 | 11.72
D | 4002 | 2022-12-24 | 12 | OFF | 377.53 | 10.68 | 8.27 | 2.23 | 0.66 | 0 | 0 | -0.97 | 2.02 | -0.46 | 0 |  | 0.4 | 0.34 | 0.23 | 400.93 | 1451.181 | 11.16
D | 4002 | 2022-12-24 | 13 | OFF | 373.09 | 10.68 | 8.27 | 2.23 | 1.49 | 0 | 0 | -0.43 | 4.71 | -0.46 | 0 |  | 0.4 | 0.34 | 0.23 | 400.55 | 1443.054 | 11.99
D | 4002 | 2022-12-24 | 14 | OFF | 352.52 | 10.68 | 8.27 | 2.23 | 2.14 | 0 | 0 | -0.47 | 5.81 | -0.46 | 0 |  | 0.4 | 0.34 | 0.23 | 381.69 | 1438.269 | 12.64
D | 4002 | 2022-12-24 | 15 | OFF | 534.99 | 10.68 | 8.27 | 2.23 | 3.65 | 0 | 0 | 1.03 | 8.97 | -0.46 | 0 |  | 0.4 | 0.34 | 0.23 | 570.33 | 1454.598 | 14.15
D | 4002 | 2022-12-24 | 16 | OFF | 596.54 | 10.68 | 8.27 | 2.23 | 1.43 | 0 | 5.49 | -0.76 | 15.66 | -0.46 | -0.01 |  | 0.4 | 0.34 | 0.23 | 640.04 | 1492.78 | 17.41
D | 4002 | 2022-12-24 | 17 | OFF | 1131.58 | 10.68 | 8.27 | 2.23 | 4.48 | 0 | 76.51 | -0.83 | 38.66 | -0.46 | -2.05 |  | 0.4 | 0.34 | 0.23 | 1270.04 | 1574.632 | 89.44
D | 4002 | 2022-12-24 | 18 | OFF | 2248.7 | 10.68 | 8.27 | 2.23 | 14.25 | 0 | 185.13 | 9.6 | 50.87 | -0.46 | -4.65 |  | 0.4 | 0.34 | 0.23 | 2525.59 | 1609.25 | 205.23
D | 4002 | 2022-12-24 | 19 | OFF | 656.01 | 10.68 | 8.27 | 2.23 | 4.49 | 0 | 45.36 | -3.03 | 24.18 | -0.46 | -1.59 |  | 0.4 | 0.34 | 0.23 | 747.11 | 1567.539 | 58.76
D | 4002 | 2022-12-24 | 20 | OFF | 348.38 | 10.68 | 8.27 | 2.23 | 0.96 | 0 | 0.95 | 0.66 | 8.15 | -0.46 | 0 |  | 0.4 | 0.34 | 0.23 | 380.79 | 1536.774 | 12.41
D | 4002 | 2022-12-24 | 21 | OFF | 308.99 | 10.68 | 8.27 | 2.23 | 0.98 | 0 | 0 | -1 | 5.76 | -0.46 | 0 |  | 0.4 | 0.34 | 0.23 | 336.42 | 1509.771 | 11.48
D | 4002 | 2022-12-24 | 22 | OFF | 329.21 | 10.68 | 8.27 | 2.23 | 0.85 | 0 | 0 | -0.34 | 0.25 | -0.46 | 0 |  | 0.4 | 0.34 | 0.23 | 351.66 | 1466.405 | 11.35
D | 4002 | 2022-12-24 | 23 | OFF | 399.57 | 10.68 | 8.27 | 2.23 | 3.94 | 0 | 0 | -0.12 | -1.22 | -0.46 | 0 |  | 0.4 | 0.34 | 0.23 | 423.86 | 1402.533 | 14.44
D | 4002 | 2022-12-24 | 24 | OFF | 328.8 | 10.68 | 8.27 | 2.23 | 3.83 | 0 | 0 | 0.2 | -0.17 | -0.46 | 0 |  | 0.4 | 0.34 | 0.23 | 354.35 | 1330.661 | 14.33
D | 4002 | 2022-12-25 | 1 | OFF | 320.85 | 10.68 | 1.99 | 0.6 | 2.56 | 0 | 0 | -0.16 | 0.7 | -0.46 | 0 |  | 0.4 | 0.34 | 0.23 | 337.73 | 1262.417 | 5.15
D | 4002 | 2022-12-25 | 2 | OFF | 295.28 | 10.68 | 1.99 | 0.6 | 1.79 | 0 | 0 | -0.16 | 1.05 | -0.46 | 0 |  | 0.4 | 0.34 | 0.23 | 311.74 | 1223.516 | 4.38
D | 4002 | 2022-12-25 | 3 | OFF | 242.19 | 10.68 | 1.99 | 0.6 | 0.95 | 0 | 0 | 0.1 | 0.06 | -0.46 | 0 |  | 0.4 | 0.34 | 0.23 | 257.08 | 1200.818 | 3.54
D | 4002 | 2022-12-25 | 4 | OFF | 221.25 | 10.68 | 1.99 | 0.6 | 0.85 | 0 | 0 | 0.01 | 0.13 | -0.46 | 0 |  | 0.4 | 0.34 | 0.23 | 236.02 | 1195.99 | 3.44
D | 4002 | 2022-12-25 | 5 | OFF | 305.42 | 10.68 | 1.99 | 0.6 | 1.92 | 0 | 0 | -0.5 | 3.04 | -0.46 | 0 |  | 0.4 | 0.34 | 0.23 | 323.66 | 1203.489 | 4.51
D | 4002 | 2022-12-25 | 6 | OFF | 359.38 | 10.68 | 1.99 | 0.6 | 1.91 | 0 | 0 | 0.21 | 5.99 | -0.46 | 0 |  | 0.4 | 0.34 | 0.23 | 381.27 | 1232.331 | 4.5
D | 4002 | 2022-12-25 | 7 | OFF | 221.55 | 10.68 | 1.99 | 0.6 | 2.05 | 0 | 0 | -0.06 | 5.09 | -0.46 | 0 |  | 0.4 | 0.34 | 0.23 | 242.41 | 1293.827 | 4.64
D | 4002 | 2022-12-25 | 8 | OFF | 300.39 | 10.68 | 1.99 | 0.6 | 3.17 | 0 | 0 | -0.28 | 7.56 | -0.46 | 0 |  | 0.4 | 0.34 | 0.23 | 324.62 | 1377.008 | 5.76
D | 4002 | 2022-12-25 | 9 | OFF | 390.79 | 10.68 | 1.99 | 0.6 | 3.9 | 0 | 0 | -1.34 | 10.19 | -0.46 | 0 |  | 0.4 | 0.34 | 0.23 | 417.32 | 1452.028 | 6.49
D | 4002 | 2022-12-25 | 10 | OFF | 345.65 | 10.68 | 1.99 | 0.6 | 2.14 | 0 | 0 | -0.49 | 9.92 | -0.46 | 0 |  | 0.4 | 0.34 | 0.23 | 371 | 1493.765 | 4.73
D | 4002 | 2022-12-25 | 11 | OFF | 208.99 | 10.68 | 1.99 | 0.6 | 0.5 | 0 | 0 | -0.06 | 3.18 | -0.46 | 0 |  | 0.4 | 0.34 | 0.23 | 226.39 | 1486.886 | 3.09
D | 4002 | 2022-12-25 | 12 | OFF | 167.77 | 10.68 | 1.99 | 0.6 | 0.16 | 0 | 0 | 0.14 | 1.66 | -0.46 | 0 |  | 0.4 | 0.34 | 0.23 | 183.51 | 1472.638 | 2.75
D | 4002 | 2022-12-25 | 13 | OFF | 172.11 | 10.68 | 1.99 | 0.6 | 0.1 | 0 | 0 | -0.2 | 1.84 | -0.46 | 0 |  | 0.4 | 0.34 | 0.23 | 187.63 | 1428.968 | 2.69
D | 4002 | 2022-12-25 | 14 | OFF | 176.89 | 10.68 | 1.99 | 0.6 | 0.12 | 0 | 0 | -0.27 | 1.76 | -0.46 | 0 |  | 0.4 | 0.34 | 0.23 | 192.28 | 1390.945 | 2.71
D | 4002 | 2022-12-25 | 15 | OFF | 186.63 | 10.68 | 1.99 | 0.6 | 0.3 | 0 | 0 | -0.08 | 2.11 | -0.46 | 0 |  | 0.4 | 0.34 | 0.23 | 202.74 | 1386.287 | 2.89
D | 4002 | 2022-12-25 | 16 | OFF | 230.35 | 10.68 | 1.99 | 0.6 | 0.22 | 0 | 0 | 0.1 | 5.82 | -0.46 | 0 |  | 0.4 | 0.34 | 0.23 | 250.27 | 1414.683 | 2.81
D | 4002 | 2022-12-25 | 17 | OFF | 313.13 | 10.68 | 1.99 | 0.6 | 0.68 | 0 | 0.18 | 0.73 | 7.8 | -0.46 | 0 |  | 0.4 | 0.34 | 0.23 | 336.3 | 1485.406 | 3.45
D | 4002 | 2022-12-25 | 18 | OFF | 245.09 | 10.68 | 1.99 | 0.6 | 1.59 | 0 | 0 | 0.27 | 5.26 | -0.46 | 0 |  | 0.4 | 0.34 | 0.23 | 265.99 | 1524.664 | 4.18
D | 4002 | 2022-12-25 | 19 | OFF | 212.35 | 10.68 | 1.99 | 0.6 | 0.63 | 0 | 0 | -0.08 | 4.65 | -0.46 | 0 |  | 0.4 | 0.34 | 0.23 | 231.33 | 1508.964 | 3.22
D | 4002 | 2022-12-25 | 20 | OFF | 267.38 | 10.68 | 1.99 | 0.6 | 0.51 | 0 | 0 | -0.33 | 6.49 | -0.46 | 0 |  | 0.4 | 0.34 | 0.23 | 287.83 | 1486.955 | 3.1
D | 4002 | 2022-12-25 | 21 | OFF | 294.13 | 10.68 | 1.99 | 0.6 | 0.58 | 0 | 0 | -0.01 | 7.2 | -0.46 | 0 |  | 0.4 | 0.34 | 0.23 | 315.68 | 1458.946 | 3.17
D | 4002 | 2022-12-25 | 22 | OFF | 310.36 | 10.68 | 1.99 | 0.6 | 1.54 | 0 | 0 | -0.19 | 2.7 | -0.46 | 0 |  | 0.4 | 0.34 | 0.23 | 328.19 | 1407.983 | 4.13
D | 4002 | 2022-12-25 | 23 | OFF | 236.17 | 10.68 | 1.99 | 0.6 | 3.84 | 0 | 0 | -0.15 | 1.06 | -0.46 | 0 |  | 0.4 | 0.34 | 0.23 | 254.7 | 1333.725 | 6.43
D | 4002 | 2022-12-25 | 24 | OFF | 186.46 | 10.68 | 1.99 | 0.6 | 2.84 | 0 | 0 | 0.42 | 0.18 | -0.46 | 0 |  | 0.4 | 0.34 | 0.23 | 203.68 | 1259 | 5.43
D | 4002 | 2022-12-26 | 1 | OFF | 230.57 | 10.68 | 2.13 | 0.45 | 2.67 | 0 | 0 | 0.59 | 1.35 | -0.46 | 0 |  | 0.4 | 0.34 | 0.23 | 248.95 | 1196.947 | 5.25
D | 4002 | 2022-12-26 | 2 | OFF | 298.8 | 10.68 | 2.13 | 0.45 | 1.36 | 0 | 0 | 0.46 | 2.9 | -0.46 | 0 |  | 0.4 | 0.34 | 0.23 | 317.29 | 1168.474 | 3.94
D | 4002 | 2022-12-26 | 3 | OFF | 256.18 | 10.68 | 2.13 | 0.45 | 1.36 | 0 | 0 | 0.22 | 1.37 | -0.46 | 0 |  | 0.4 | 0.34 | 0.23 | 272.9 | 1158.217 | 3.94
D | 4002 | 2022-12-26 | 4 | OFF | 236.44 | 10.68 | 2.13 | 0.45 | 1.17 | 0 | 0 | -0.26 | 1.8 | -0.46 | 0 |  | 0.4 | 0.34 | 0.23 | 252.92 | 1167.073 | 3.75
D | 4002 | 2022-12-26 | 5 | OFF | 375.47 | 10.68 | 2.13 | 0.45 | 2.56 | 0 | 0 | -0.13 | 3.19 | -0.46 | 0 |  | 0.4 | 0.34 | 0.23 | 394.86 | 1184.414 | 5.14
D | 4002 | 2022-12-26 | 6 | OFF | 223.35 | 10.68 | 2.13 | 0.45 | 0.79 | 0 | 0 | 0.39 | 2.14 | -0.46 | 0 |  | 0.4 | 0.34 | 0.23 | 240.44 | 1227.994 | 3.37
D | 4002 | 2022-12-26 | 7 | OFF | 208.28 | 10.68 | 2.13 | 0.45 | 2.38 | 0 | 0 | 0.39 | 4.02 | -0.46 | 0 |  | 0.4 | 0.34 | 0.23 | 228.84 | 1295.679 | 4.96
D | 4002 | 2022-12-26 | 8 | OFF | 212.85 | 10.68 | 2.13 | 0.45 | 1.43 | 0 | 0 | -0.02 | 4.21 | -0.46 | 0 |  | 0.4 | 0.34 | 0.23 | 232.24 | 1357.798 | 4.01
D | 4002 | 2022-12-26 | 9 | OFF | 195.14 | 10.68 | 2.13 | 0.45 | 0.61 | 0 | 0 | -0.11 | 4.2 | -0.46 | 0 |  | 0.4 | 0.34 | 0.23 | 213.61 | 1411.668 | 3.19
D | 4002 | 2022-12-26 | 10 | OFF | 169.89 | 10.68 | 2.13 | 0.45 | 0.67 | 0 | 0 | -0.14 | 3.32 | -0.46 | 0 |  | 0.4 | 0.34 | 0.23 | 187.51 | 1431.086 | 3.25
D | 4002 | 2022-12-26 | 11 | OFF | 120.68 | 10.68 | 2.13 | 0.45 | 0.78 | 0 | 0 | 0.01 | 0.6 | -0.46 | 0 |  | 0.4 | 0.34 | 0.23 | 135.84 | 1432.268 | 3.36
D | 4002 | 2022-12-26 | 12 | OFF | 107.91 | 10.68 | 2.13 | 0.45 | 0.31 | 0 | 0 | 0.05 | -0.01 | -0.46 | 0 |  | 0.4 | 0.34 | 0.23 | 122.03 | 1420.961 | 2.89
D | 4002 | 2022-12-26 | 13 | OFF | 139.08 | 10.68 | 2.13 | 0.45 | 0.57 | 0 | 0 | -0.11 | 1.27 | -0.46 | 0 |  | 0.4 | 0.34 | 0.23 | 154.58 | 1421.771 | 3.15
D | 4002 | 2022-12-26 | 14 | OFF | 156.3 | 10.68 | 2.13 | 0.45 | 0.63 | 0 | 0 | -0.25 | 2.49 | -0.46 | 0 |  | 0.4 | 0.34 | 0.23 | 172.94 | 1424.88 | 3.21
D | 4002 | 2022-12-26 | 15 | OFF | 191.29 | 10.68 | 2.13 | 0.45 | 0.29 | 0 | 0 | -0.14 | 4.14 | -0.46 | 0 |  | 0.4 | 0.34 | 0.23 | 209.35 | 1436.133 | 2.87
D | 4002 | 2022-12-26 | 16 | OFF | 305.89 | 10.68 | 2.13 | 0.45 | 0.48 | 0 | 0 | -0.91 | 11.24 | -0.46 | 0 |  | 0.4 | 0.34 | 0.23 | 330.47 | 1471.127 | 3.06
D | 4002 | 2022-12-26 | 17 | OFF | 357.75 | 10.68 | 2.13 | 0.45 | 0.66 | 0 | 0 | 0.26 | 11.9 | -0.46 | 0 |  | 0.4 | 0.34 | 0.23 | 384.34 | 1582.438 | 3.24
D | 4002 | 2022-12-26 | 18 | OFF | 374.05 | 10.68 | 2.13 | 0.45 | 0.83 | 0 | 0 | -0.22 | 13.22 | -0.46 | 0 |  | 0.4 | 0.34 | 0.23 | 401.65 | 1667.829 | 3.41
D | 4002 | 2022-12-26 | 19 | OFF | 341.48 | 10.68 | 2.13 | 0.45 | 0.5 | 0 | 0 | 0.29 | 12.44 | -0.46 | 0 |  | 0.4 | 0.34 | 0.23 | 368.48 | 1628.702 | 3.08
D | 4002 | 2022-12-26 | 20 | OFF | 289.77 | 10.68 | 2.13 | 0.45 | 0.3 | 0 | 0 | -0.12 | 9.66 | -0.46 | 0 |  | 0.4 | 0.34 | 0.23 | 313.38 | 1565.49 | 2.88
D | 4002 | 2022-12-26 | 21 | OFF | 270.25 | 10.68 | 2.13 | 0.45 | 0.31 | 0 | 0 | 0.12 | 9.17 | -0.46 | 0 |  | 0.4 | 0.34 | 0.23 | 293.62 | 1505.79 | 2.89
D | 4002 | 2022-12-26 | 22 | OFF | 222.15 | 10.68 | 2.13 | 0.45 | 0.25 | 0 | 0 | 0.53 | 3.4 | -0.46 | 0 |  | 0.4 | 0.34 | 0.23 | 240.1 | 1414.293 | 2.83
D | 4002 | 2022-12-26 | 23 | OFF | 176.92 | 10.68 | 2.13 | 0.45 | 0.67 | 0 | 0 | 0.56 | 1.66 | -0.46 | 0 |  | 0.4 | 0.34 | 0.23 | 193.58 | 1307.245 | 3.25
D | 4002 | 2022-12-26 | 24 | OFF | 164.95 | 10.68 | 2.13 | 0.45 | 2.65 | 0 | 0 | 0.21 | 1.3 | -0.46 | 0 |  | 0.4 | 0.34 | 0.23 | 182.88 | 1232.911 | 5.23
D | 4002 | 2022-12-27 | 1 | OFF | 153.7 | 10.68 | 0.42 | 0.06 | 0.92 | 0 | 0 | 0.1 | 1.94 | -0.46 | 0 |  | 0.4 | 0.34 | 0.23 | 168.33 | 1179.456 | 1.4
D | 4002 | 2022-12-27 | 2 | OFF | 166.59 | 10.68 | 0.42 | 0.06 | 0.2 | 0 | 0 | 0.19 | 2.55 | -0.46 | 0 |  | 0.4 | 0.34 | 0.23 | 181.2 | 1146.362 | 0.68
D | 4002 | 2022-12-27 | 3 | OFF | 148.6 | 10.68 | 0.42 | 0.06 | 0.18 | 0 | 0 | 0.25 | 2.14 | -0.46 | 0 |  | 0.4 | 0.34 | 0.23 | 162.84 | 1134.354 | 0.66
D | 4002 | 2022-12-27 | 4 | OFF | 139.22 | 10.68 | 0.42 | 0.06 | 0.24 | 0 | 0 | 0.01 | 3.99 | -0.46 | 0 |  | 0.4 | 0.34 | 0.23 | 155.13 | 1143.511 | 0.72
D | 4002 | 2022-12-27 | 5 | OFF | 147.6 | 10.68 | 0.42 | 0.06 | 0.27 | 0 | 0 | 0.14 | 1.93 | -0.46 | 0 |  | 0.4 | 0.34 | 0.23 | 161.61 | 1172.205 | 0.75
D | 4002 | 2022-12-27 | 6 | OFF | 161.81 | 10.68 | 0.42 | 0.06 | 0.86 | 0 | 0 | -0.11 | 2.07 | -0.46 | 0 |  | 0.4 | 0.34 | 0.23 | 176.3 | 1251.307 | 1.34
D | 4002 | 2022-12-27 | 7 | OFF | 226.65 | 10.68 | 0.42 | 0.06 | 1.6 | 0 | 0 | -0.21 | 2.73 | -0.46 | 0 |  | 0.4 | 0.34 | 0.23 | 242.44 | 1352.325 | 2.08
D | 4002 | 2022-12-27 | 8 | ON | 238.7 | 10.68 | 0.42 | 0.06 | 1.97 | 0.38 | 0 | -0.01 | 2.11 | -0.46 | 0 |  | 0.4 | 0.34 | 0.23 | 254.82 | 1455.176 | 2.83
D | 4002 | 2022-12-27 | 9 | ON | 185.17 | 10.68 | 0.42 | 0.06 | 0.94 | 0.4 | 0 | -0.11 | 1.66 | -0.46 | 0 |  | 0.4 | 0.34 | 0.23 | 199.73 | 1523.51 | 1.82
D | 4002 | 2022-12-27 | 10 | ON | 194.12 | 10.68 | 0.42 | 0.06 | 0.15 | 0.47 | 0 | -0.1 | 1.82 | -0.46 | 0 |  | 0.4 | 0.34 | 0.23 | 208.13 | 1554.109 | 1.1
D | 4002 | 2022-12-27 | 11 | ON | 216.35 | 10.68 | 0.42 | 0.06 | 0.15 | 0.48 | 0 | 0.38 | 1.3 | -0.46 | 0 |  | 0.4 | 0.34 | 0.23 | 230.33 | 1519.375 | 1.11
D | 4002 | 2022-12-27 | 12 | ON | 170.82 | 10.68 | 0.42 | 0.06 | 0.16 | 0.49 | 0 | -0.06 | -0.05 | -0.46 | 0 |  | 0.4 | 0.34 | 0.23 | 183.03 | 1485.277 | 1.13
D | 4002 | 2022-12-27 | 13 | ON | 136.1 | 10.68 | 0.42 | 0.06 | 0.27 | 0.53 | 0 | 0.02 | -0.41 | -0.46 | 0 |  | 0.4 | 0.34 | 0.23 | 148.18 | 1472.763 | 1.28
D | 4002 | 2022-12-27 | 14 | ON | 150.59 | 10.68 | 0.42 | 0.06 | 0.11 | 0.52 | 0 | -0.04 | -0.1 | -0.46 | 0 |  | 0.4 | 0.34 | 0.23 | 162.75 | 1479.655 | 1.11
D | 4002 | 2022-12-27 | 15 | ON | 176.35 | 10.68 | 0.42 | 0.06 | 0.24 | 0.49 | 0 | -0.23 | 0.19 | -0.46 | 0 |  | 0.4 | 0.34 | 0.23 | 188.71 | 1490.953 | 1.21
D | 4002 | 2022-12-27 | 16 | ON | 205.41 | 10.68 | 0.42 | 0.06 | 0.16 | 0.5 | 0 | 0.24 | 0.95 | -0.46 | 0 |  | 0.4 | 0.34 | 0.23 | 218.93 | 1532.896 | 1.14
D | 4002 | 2022-12-27 | 17 | ON | 207.77 | 10.68 | 0.42 | 0.06 | 0.17 | 0.47 | 0 | 0.15 | 1.39 | -0.46 | 0 |  | 0.4 | 0.34 | 0.23 | 221.62 | 1630.111 | 1.12
D | 4002 | 2022-12-27 | 18 | ON | 201.79 | 10.68 | 0.42 | 0.06 | 0.13 | 0.46 | 0 | 0.21 | 1.24 | -0.46 | 0 |  | 0.4 | 0.34 | 0.23 | 215.5 | 1704.685 | 1.07
D | 4002 | 2022-12-27 | 19 | ON | 200.55 | 10.68 | 0.42 | 0.06 | 0.24 | 0.47 | 0 | -0.05 | 2.5 | -0.46 | 0 |  | 0.4 | 0.34 | 0.23 | 215.38 | 1680.874 | 1.19
D | 4002 | 2022-12-27 | 20 | ON | 211.13 | 10.68 | 0.42 | 0.06 | 0.34 | 0.48 | 0 | -0.01 | 2.96 | -0.46 | 0 |  | 0.4 | 0.34 | 0.23 | 226.57 | 1629.122 | 1.3
D | 4002 | 2022-12-27 | 21 | ON | 195.53 | 10.68 | 0.42 | 0.06 | 0.22 | 0.49 | 0 | 0.01 | 2.73 | -0.46 | 0 |  | 0.4 | 0.34 | 0.23 | 210.65 | 1566.733 | 1.19
D | 4002 | 2022-12-27 | 22 | ON | 180.61 | 10.68 | 0.42 | 0.06 | 0.35 | 0.51 | 0 | -0.11 | 0.03 | -0.46 | 0 |  | 0.4 | 0.34 | 0.23 | 193.06 | 1477.375 | 1.34
D | 4002 | 2022-12-27 | 23 | ON | 168.31 | 10.68 | 0.42 | 0.06 | 0.29 | 0.55 | 0 | -0.09 | -0.06 | -0.46 | 0 |  | 0.4 | 0.34 | 0.23 | 180.67 | 1374.203 | 1.32
D | 4002 | 2022-12-27 | 24 | OFF | 180.07 | 10.68 | 0.42 | 0.06 | 0.7 | 0 | 0 | -0.11 | 0.53 | -0.46 | 0 |  | 0.4 | 0.34 | 0.23 | 192.86 | 1279.602 | 1.18
D | 4002 | 2022-12-28 | 1 | OFF | 156.24 | 10.68 | 1.35 | 0.1 | 0.69 | 0 | 0 | 0.06 | 1.46 | -0.46 | 0 |  | 0.4 | 0.34 | 0.23 | 171.09 | 1229.252 | 2.14
D | 4002 | 2022-12-28 | 2 | OFF | 173.99 | 10.68 | 1.35 | 0.1 | 0.49 | 0 | 0 | 0.37 | 1.92 | -0.46 | 0 |  | 0.4 | 0.34 | 0.23 | 189.41 | 1199.192 | 1.94
D | 4002 | 2022-12-28 | 3 | OFF | 171.1 | 10.68 | 1.35 | 0.1 | 0.28 | 0 | 0 | -0.21 | 1.65 | -0.46 | 0 |  | 0.4 | 0.34 | 0.23 | 185.46 | 1186.611 | 1.73
D | 4002 | 2022-12-28 | 4 | OFF | 192.63 | 10.68 | 1.35 | 0.1 | 0.15 | 0 | 0 | 0.03 | 1.88 | -0.46 | 0 |  | 0.4 | 0.34 | 0.23 | 207.33 | 1196.201 | 1.6
D | 4002 | 2022-12-28 | 5 | OFF | 196.95 | 10.68 | 1.35 | 0.1 | 0.15 | 0 | 0 | 0.35 | 1.74 | -0.46 | 0 |  | 0.4 | 0.34 | 0.23 | 211.83 | 1221.459 | 1.6
D | 4002 | 2022-12-28 | 6 | OFF | 216.24 | 10.68 | 1.35 | 0.1 | 3.05 | 0 | 0 | -0.02 | 1.75 | -0.46 | 0 |  | 0.4 | 0.34 | 0.23 | 233.66 | 1293.023 | 4.5
D | 4002 | 2022-12-28 | 7 | OFF | 259.86 | 10.68 | 1.35 | 0.1 | 3.25 | 0 | 0.05 | 0.16 | 2.8 | -0.46 | 0 |  | 0.4 | 0.34 | 0.23 | 278.76 | 1397.53 | 4.75
D | 4002 | 2022-12-28 | 8 | ON | 273.58 | 10.68 | 1.35 | 0.1 | 5.28 | 0.71 | 0 | 0 | 1.78 | -0.46 | 0 |  | 0.4 | 0.34 | 0.23 | 293.99 | 1492.889 | 7.44
D | 4002 | 2022-12-28 | 9 | ON | 231.44 | 10.68 | 1.35 | 0.1 | 1.35 | 0.69 | 0 | 0.2 | 1.27 | -0.46 | 0 |  | 0.4 | 0.34 | 0.23 | 247.59 | 1555.234 | 3.49
D | 4002 | 2022-12-28 | 10 | ON | 179.88 | 10.68 | 1.35 | 0.1 | 0.38 | 0.7 | 0 | 0.06 | -0.26 | -0.46 | 0 |  | 0.4 | 0.34 | 0.23 | 193.4 | 1584.081 | 2.53
D | 4002 | 2022-12-28 | 11 | ON | 151.85 | 10.68 | 1.35 | 0.1 | 1.68 | 0.71 | 0 | 0.11 | -0.61 | -0.46 | 0 |  | 0.4 | 0.34 | 0.23 | 166.38 | 1599.102 | 3.84
D | 4002 | 2022-12-28 | 12 | ON | 142.7 | 10.68 | 1.35 | 0.1 | 0.87 | 0.71 | 0 | -0.02 | -1.57 | -0.46 | 0 |  | 0.4 | 0.34 | 0.23 | 155.33 | 1586.669 | 3.03
D | 4002 | 2022-12-28 | 13 | ON | 124.42 | 10.68 | 1.35 | 0.1 | 0.16 | 0.73 | 0 | 0.14 | -0.82 | -0.46 | 0 |  | 0.4 | 0.34 | 0.23 | 137.27 | 1572.636 | 2.34
D | 4002 | 2022-12-28 | 14 | ON | 124.01 | 10.68 | 1.35 | 0.1 | 0.09 | 0.74 | 0 | -0.06 | -0.57 | -0.46 | 0 |  | 0.4 | 0.34 | 0.23 | 136.85 | 1573.138 | 2.28
D | 4002 | 2022-12-28 | 15 | ON | 168.78 | 10.68 | 1.35 | 0.1 | 0.31 | 0.73 | 0 | -0.16 | -0.47 | -0.46 | 0 |  | 0.4 | 0.34 | 0.23 | 181.83 | 1564.647 | 2.49
D | 4002 | 2022-12-28 | 16 | ON | 155.83 | 10.68 | 1.35 | 0.1 | 0.17 | 0.72 | 0 | 0.13 | -0.17 | -0.46 | 0 |  | 0.4 | 0.34 | 0.23 | 169.32 | 1560.907 | 2.34
D | 4002 | 2022-12-28 | 17 | ON | 157.53 | 10.68 | 1.35 | 0.1 | 0.11 | 0.68 | 0 | 0.15 | 0.08 | -0.46 | 0 |  | 0.4 | 0.34 | 0.23 | 171.19 | 1624.96 | 2.24
D | 4002 | 2022-12-28 | 18 | ON | 174.71 | 10.68 | 1.35 | 0.1 | 0.26 | 0.66 | 0 | 0.13 | -0.31 | -0.46 | 0 |  | 0.4 | 0.34 | 0.23 | 188.09 | 1672.653 | 2.37
D | 4002 | 2022-12-28 | 19 | ON | 145.83 | 10.68 | 1.35 | 0.1 | 0.2 | 0.67 | 0 | 0.05 | -0.14 | -0.46 | 0 |  | 0.4 | 0.34 | 0.23 | 159.25 | 1644.625 | 2.32
D | 4002 | 2022-12-28 | 20 | ON | 134.03 | 10.68 | 1.35 | 0.1 | 0.08 | 0.7 | 0 | 0.06 | 0.07 | -0.46 | 0 |  | 0.4 | 0.34 | 0.23 | 147.58 | 1584.21 | 2.23
D | 4002 | 2022-12-28 | 21 | ON | 121.62 | 10.68 | 1.35 | 0.1 | 0.3 | 0.72 | 0 | -0.06 | 0.09 | -0.46 | 0 |  | 0.4 | 0.34 | 0.23 | 135.31 | 1515.334 | 2.47
D | 4002 | 2022-12-28 | 22 | ON | 126.28 | 10.68 | 1.35 | 0.1 | 0.22 | 0.75 | 0 | -0.03 | -2.47 | -0.46 | 0 |  | 0.4 | 0.34 | 0.23 | 137.39 | 1425.468 | 2.42
D | 4002 | 2022-12-28 | 23 | ON | 118.96 | 10.68 | 1.35 | 0.1 | 0.22 | 0.8 | 0 | -0.05 | -2.9 | -0.46 | 0 |  | 0.4 | 0.34 | 0.23 | 129.67 | 1315.509 | 2.47
D | 4002 | 2022-12-28 | 24 | OFF | 71.87 | 10.68 | 1.35 | 0.1 | 1.59 | 0 | 0 | 0.03 | -1.17 | -0.46 | 0 |  | 0.4 | 0.34 | 0.23 | 84.96 | 1218.489 | 3.04
D | 4002 | 2022-12-29 | 1 | OFF | 94.52 | 10.68 | 0.99 | 0.15 | 0.31 | 0 | 0 | -0.21 | -0.4 | -0.46 | 0 |  | 0.4 | 0.34 | 0.23 | 106.55 | 1161.423 | 1.45
D | 4002 | 2022-12-29 | 2 | OFF | 134.31 | 10.68 | 0.99 | 0.15 | 0.24 | 0 | 0.27 | -0.13 | 0.11 | -0.46 | 0 |  | 0.4 | 0.34 | 0.23 | 147.13 | 1127.511 | 1.65
D | 4002 | 2022-12-29 | 3 | OFF | 128.94 | 10.68 | 0.99 | 0.15 | 0.07 | 0 | 0 | -0.04 | 0.08 | -0.46 | 0 |  | 0.4 | 0.34 | 0.23 | 141.38 | 1111.332 | 1.21
D | 4002 | 2022-12-29 | 4 | OFF | 121.66 | 10.68 | 0.99 | 0.15 | 0.11 | 0 | 0 | 0.03 | -0.01 | -0.46 | 0 |  | 0.4 | 0.34 | 0.23 | 134.12 | 1110.558 | 1.25
D | 4002 | 2022-12-29 | 5 | OFF | 150.61 | 10.68 | 0.99 | 0.15 | 0.14 | 0 | 0.34 | -0.09 | 0.19 | -0.46 | 0 |  | 0.4 | 0.34 | 0.23 | 163.52 | 1147.326 | 1.62
D | 4002 | 2022-12-29 | 6 | OFF | 171.61 | 10.68 | 0.99 | 0.15 | 1.19 | 0 | 0.5 | -0.06 | 0.19 | -0.46 | 0 |  | 0.4 | 0.34 | 0.23 | 185.76 | 1224.902 | 2.83
D | 4002 | 2022-12-29 | 7 | OFF | 181.86 | 10.68 | 0.99 | 0.15 | 3.41 | 0 | 0.13 | 0.03 | 0.08 | -0.46 | 0 |  | 0.4 | 0.34 | 0.23 | 197.84 | 1339.354 | 4.68
D | 4002 | 2022-12-29 | 8 | ON | 177.87 | 10.68 | 0.99 | 0.15 | 0.98 | 0.78 | 0.32 | 0.01 | -0.11 | -0.46 | 0 |  | 0.4 | 0.34 | 0.23 | 192.18 | 1434.945 | 3.22
D | 4002 | 2022-12-29 | 9 | ON | 186.05 | 10.68 | 0.99 | 0.15 | 0.8 | 0.77 | 0.29 | -0.12 | 0.18 | -0.46 | 0 |  | 0.4 | 0.34 | 0.23 | 200.3 | 1475.811 | 3
D | 4002 | 2022-12-29 | 10 | ON | 130.75 | 10.68 | 0.99 | 0.15 | 0.36 | 0.78 | 0.02 | 0 | 0.25 | -0.46 | 0 |  | 0.4 | 0.34 | 0.23 | 144.49 | 1470.233 | 2.3
D | 4002 | 2022-12-29 | 11 | ON | 44.57 | 10.68 | 0.99 | 0.15 | 0.09 | 0.79 | 0 | -0.01 | -0.14 | -0.46 | 0 |  | 0.4 | 0.34 | 0.23 | 57.63 | 1436.853 | 2.02
D | 4002 | 2022-12-29 | 12 | ON | 47.76 | 10.68 | 0.99 | 0.15 | 0.1 | 0.83 | 0 | -0.02 | -0.12 | -0.46 | 0 |  | 0.4 | 0.34 | 0.23 | 60.88 | 1412.066 | 2.07
D | 4002 | 2022-12-29 | 13 | ON | 45.71 | 10.68 | 0.99 | 0.15 | 0.1 | 0.85 | 0 | -0.03 | -0.17 | -0.46 | 0 |  | 0.4 | 0.34 | 0.23 | 58.79 | 1383.082 | 2.09
D | 4002 | 2022-12-29 | 14 | ON | 45.27 | 10.68 | 0.99 | 0.15 | 0.07 | 0.85 | 0 | -0.01 | -0.16 | -0.46 | 0 |  | 0.4 | 0.34 | 0.23 | 58.35 | 1374.342 | 2.06
D | 4002 | 2022-12-29 | 15 | ON | 60.48 | 10.68 | 0.99 | 0.15 | 0.13 | 0.83 | 0 | 0.05 | 0.12 | -0.46 | 0 |  | 0.4 | 0.34 | 0.23 | 73.94 | 1380.938 | 2.1
D | 4002 | 2022-12-29 | 16 | ON | 104.22 | 10.68 | 0.99 | 0.15 | 0.46 | 0.8 | 0.1 | 0.12 | 0.22 | -0.46 | 0 |  | 0.4 | 0.34 | 0.23 | 118.25 | 1409.55 | 2.5
D | 4002 | 2022-12-29 | 17 | ON | 116.2 | 10.68 | 0.99 | 0.15 | 0.56 | 0.75 | 0.16 | 0 | 0.2 | -0.46 | 0 |  | 0.4 | 0.34 | 0.23 | 130.2 | 1504.952 | 2.61
D | 4002 | 2022-12-29 | 18 | ON | 130.53 | 10.68 | 0.99 | 0.15 | 0.3 | 0.71 | 0.07 | 0.13 | -0.05 | -0.46 | 0 |  | 0.4 | 0.34 | 0.23 | 144.02 | 1594.956 | 2.22
D | 4002 | 2022-12-29 | 19 | ON | 125.96 | 10.68 | 0.99 | 0.15 | 0.37 | 0.72 | 0 | 0.03 | 0.14 | -0.46 | 0 |  | 0.4 | 0.34 | 0.23 | 139.55 | 1573.489 | 2.23
D | 4002 | 2022-12-29 | 20 | ON | 119.59 | 10.68 | 0.99 | 0.15 | 0.32 | 0.74 | 0.7 | 0.03 | 0.32 | -0.46 | 0 |  | 0.4 | 0.34 | 0.23 | 134.03 | 1524.883 | 2.9
D | 4002 | 2022-12-29 | 21 | ON | 80.47 | 10.68 | 0.99 | 0.15 | 1.05 | 0.76 | 0.16 | 0.03 | 0.03 | -0.46 | 0 |  | 0.4 | 0.34 | 0.23 | 94.83 | 1463.646 | 3.11
D | 4002 | 2022-12-29 | 22 | ON | 94.48 | 10.68 | 0.99 | 0.15 | 0.35 | 0.8 | 0.22 | -0.06 | 0.05 | -0.46 | 0 |  | 0.4 | 0.34 | 0.23 | 108.17 | 1373.029 | 2.51
D | 4002 | 2022-12-29 | 23 | ON | 83.48 | 10.68 | 0.99 | 0.15 | 0.74 | 0.86 | 0.03 | 0.07 | 0.01 | -0.46 | 0 |  | 0.4 | 0.34 | 0.23 | 97.52 | 1267.658 | 2.77
D | 4002 | 2022-12-29 | 24 | OFF | 57.78 | 10.68 | 0.99 | 0.15 | 0.63 | 0 | 0 | 0 | 0.08 | -0.46 | 0 |  | 0.4 | 0.34 | 0.23 | 70.82 | 1170.277 | 1.77
D | 4002 | 2022-12-30 | 1 | OFF | 59.59 | 10.68 | 0.18 | 0.01 | 0.2 | 0 | 0.45 | -0.13 | -0.02 | -0.46 | 0 |  | 0.4 | 0.34 | 0.23 | 71.47 | 1102.334 | 0.84
D | 4002 | 2022-12-30 | 2 | OFF | 57.04 | 10.68 | 0.18 | 0.01 | 0.09 | 0 | 0.19 | 0.01 | 0.03 | -0.46 | 0 |  | 0.4 | 0.34 | 0.23 | 68.74 | 1060.055 | 0.47
D | 4002 | 2022-12-30 | 3 | OFF | 46.04 | 10.68 | 0.18 | 0.01 | 0.09 | 0 | 0 | 0.02 | 0 | -0.46 | 0 |  | 0.4 | 0.34 | 0.23 | 57.53 | 1037.801 | 0.28
D | 4002 | 2022-12-30 | 4 | OFF | 43.48 | 10.68 | 0.18 | 0.01 | 0.08 | 0 | 0 | 0.07 | -0.07 | -0.46 | 0 |  | 0.4 | 0.34 | 0.23 | 54.94 | 1032.061 | 0.27
D | 4002 | 2022-12-30 | 5 | OFF | 46.08 | 10.68 | 0.18 | 0.01 | 0.1 | 0 | 0 | 0.03 | -0.11 | -0.46 | 0 |  | 0.4 | 0.34 | 0.23 | 57.48 | 1054.882 | 0.29
D | 4002 | 2022-12-30 | 6 | OFF | 44.49 | 10.68 | 0.18 | 0.01 | 0.16 | 0 | 0 | 0.04 | -0.13 | -0.46 | 0 |  | 0.4 | 0.34 | 0.23 | 55.94 | 1119.218 | 0.35
D | 4002 | 2022-12-30 | 7 | OFF | 42.99 | 10.68 | 0.18 | 0.01 | 0.2 | 0 | 0 | 0.03 | -0.22 | -0.46 | 0 |  | 0.4 | 0.34 | 0.23 | 54.38 | 1214.812 | 0.39
D | 4002 | 2022-12-30 | 8 | ON | 47.29 | 10.68 | 0.18 | 0.01 | 0.17 | 0.85 | 0 | 0.02 | -0.14 | -0.46 | 0 |  | 0.4 | 0.34 | 0.23 | 59.57 | 1304.041 | 1.21
D | 4002 | 2022-12-30 | 9 | ON | 47.51 | 10.68 | 0.18 | 0.01 | 0.16 | 0.83 | 0 | -0.02 | -0.21 | -0.46 | 0 |  | 0.4 | 0.34 | 0.23 | 59.65 | 1356.988 | 1.18
D | 4002 | 2022-12-30 | 10 | ON | 41.74 | 10.68 | 0.18 | 0.01 | 0.11 | 0.84 | 0 | 0.04 | -0.09 | -0.46 | 0 |  | 0.4 | 0.34 | 0.23 | 54.02 | 1373.966 | 1.14
D | 4002 | 2022-12-30 | 11 | ON | 33.11 | 10.68 | 0.18 | 0.01 | 0.11 | 0.97 | 0 | -0.01 | 2.99 | -0.46 | 0 |  | 0.4 | 0.34 | 0.23 | 48.55 | 1364.281 | 1.27
D | 4002 | 2022-12-30 | 12 | ON | 32.56 | 10.68 | 0.18 | 0.01 | 0.13 | 0.88 | 0 | -0.05 | -0.12 | -0.46 | 0 |  | 0.4 | 0.34 | 0.23 | 44.78 | 1329.662 | 1.2
D | 4002 | 2022-12-30 | 13 | ON | 32.73 | 10.68 | 0.18 | 0.01 | 0.14 | 0.9 | 0 | 0.09 | -0.11 | -0.46 | 0 |  | 0.4 | 0.34 | 0.23 | 45.13 | 1299.695 | 1.23
D | 4002 | 2022-12-30 | 14 | ON | 32.76 | 10.68 | 0.18 | 0.01 | 0.35 | 0.9 | 0 | -0.01 | -0.08 | -0.46 | 0 |  | 0.4 | 0.34 | 0.23 | 45.3 | 1291.405 | 1.44
D | 4002 | 2022-12-30 | 15 | ON | 33.46 | 10.68 | 0.18 | 0.01 | 0.09 | 0.83 | 0 | 0 | -0.06 | -0.46 | 0 |  | 0.4 | 0.34 | 0.23 | 45.7 | 1298.829 | 1.11
D | 4002 | 2022-12-30 | 16 | ON | 37.89 | 10.68 | 0.18 | 0.01 | 0.08 | 0.79 | 0 | 0.03 | -0.08 | -0.46 | 0 |  | 0.4 | 0.34 | 0.23 | 50.09 | 1320.622 | 1.06
D | 4002 | 2022-12-30 | 17 | ON | 46.65 | 10.68 | 0.18 | 0.01 | 0.17 | 0.8 | 0.01 | 0.04 | 0.23 | -0.46 | 0 |  | 0.4 | 0.34 | 0.23 | 59.28 | 1399.579 | 1.17
D | 4002 | 2022-12-30 | 18 | ON | 54.22 | 10.68 | 0.18 | 0.01 | 0.86 | 0.76 | 0 | 0.01 | -0.05 | -0.46 | 0 |  | 0.4 | 0.34 | 0.23 | 67.18 | 1459.272 | 1.81
D | 4002 | 2022-12-30 | 19 | ON | 45.01 | 10.68 | 0.18 | 0.01 | 0.24 | 0.78 | 0 | -0.03 | 0 | -0.46 | 0 |  | 0.4 | 0.34 | 0.23 | 57.38 | 1425.329 | 1.21
D | 4002 | 2022-12-30 | 20 | ON | 40.49 | 10.68 | 0.18 | 0.01 | 0.07 | 0.8 | 0 | -0.01 | 0.05 | -0.46 | 0 |  | 0.4 | 0.34 | 0.23 | 52.78 | 1375.081 | 1.06
D | 4002 | 2022-12-30 | 21 | ON | 34 | 10.68 | 0.18 | 0.01 | 0.08 | 0.83 | 0 | -0.01 | 0.07 | -0.46 | 0 |  | 0.4 | 0.34 | 0.23 | 46.35 | 1321.315 | 1.1
D | 4002 | 2022-12-30 | 22 | ON | 30.71 | 10.68 | 0.18 | 0.01 | 0.07 | 0.87 | 0 | -0.01 | -0.02 | -0.46 | 0 |  | 0.4 | 0.34 | 0.23 | 43 | 1242.134 | 1.13
D | 4002 | 2022-12-30 | 23 | ON | 33.44 | 10.68 | 0.18 | 0.01 | 0.15 | 0.93 | 0 | -0.03 | 0.03 | -0.46 | 0 |  | 0.4 | 0.34 | 0.23 | 45.9 | 1152.511 | 1.27
D | 4002 | 2022-12-30 | 24 | OFF | 30.36 | 10.68 | 0.18 | 0.01 | 0.21 | 0 | 0 | 0 | 0.02 | -0.46 | 0 |  | 0.4 | 0.34 | 0.23 | 41.97 | 1067.951 | 0.4
D | 4002 | 2022-12-31 | 1 | OFF | 50.81 | 10.68 | 0.36 | 0.11 | 0.46 | 0 | 0 | 0 | 0.38 | -0.46 | 0 |  | 0.4 | 0.34 | 0.23 | 63.31 | 1002.014 | 0.93
D | 4002 | 2022-12-31 | 2 | OFF | 35.4 | 10.68 | 0.36 | 0.11 | 0.1 | 0 | 0 | 0 | 0.1 | -0.46 | 0 |  | 0.4 | 0.34 | 0.23 | 47.26 | 964.85 | 0.57
D | 4002 | 2022-12-31 | 3 | OFF | 39.9 | 10.68 | 0.36 | 0.11 | 0.28 | 0 | 0 | -0.01 | 0.1 | -0.46 | 0 |  | 0.4 | 0.34 | 0.23 | 51.93 | 947.692 | 0.75
D | 4002 | 2022-12-31 | 4 | OFF | 31.62 | 10.68 | 0.36 | 0.11 | 0.09 | 0 | 0 | 0.01 | 0.05 | -0.46 | 0 |  | 0.4 | 0.34 | 0.23 | 43.43 | 940.507 | 0.56
D | 4002 | 2022-12-31 | 5 | OFF | 29.99 | 10.68 | 0.36 | 0.11 | 0.12 | 0 | 0 | 0.02 | 0.03 | -0.46 | 0 |  | 0.4 | 0.34 | 0.23 | 41.82 | 951.308 | 0.59
D | 4002 | 2022-12-31 | 6 | OFF | 32.87 | 10.68 | 0.36 | 0.11 | 0.09 | 0 | 0 | 0.04 | 0.02 | -0.46 | 0 |  | 0.4 | 0.34 | 0.23 | 44.68 | 987.227 | 0.56
D | 4002 | 2022-12-31 | 7 | OFF | 29.45 | 10.68 | 0.36 | 0.11 | 0.14 | 0 | 0 | -0.01 | 0.03 | -0.46 | 0 |  | 0.4 | 0.34 | 0.23 | 41.27 | 1044.756 | 0.61
D | 4002 | 2022-12-31 | 8 | OFF | 33.08 | 10.68 | 0.36 | 0.11 | 0.12 | 0 | 0 | 0 | 0.04 | -0.46 | 0 |  | 0.4 | 0.34 | 0.23 | 44.9 | 1113.691 | 0.59
D | 4002 | 2022-12-31 | 9 | OFF | 32.82 | 10.68 | 0.36 | 0.11 | 0.1 | 0 | 0 | 0 | 0 | -0.46 | 0 |  | 0.4 | 0.34 | 0.23 | 44.58 | 1183.445 | 0.57
D | 4002 | 2022-12-31 | 10 | OFF | 32.79 | 10.68 | 0.36 | 0.11 | 0.06 | 0 | 0 | 0.02 | -0.01 | -0.46 | 0 |  | 0.4 | 0.34 | 0.23 | 44.52 | 1242.296 | 0.53
D | 4002 | 2022-12-31 | 11 | OFF | 70.23 | 10.68 | 0.36 | 0.11 | 0.21 | 0 | 0.09 | -0.02 | 0.37 | -0.46 | 0 |  | 0.4 | 0.34 | 0.23 | 82.54 | 1295.593 | 0.77
D | 4002 | 2022-12-31 | 12 | OFF | 67.81 | 10.68 | 0.36 | 0.11 | 0.28 | 0 | 0.19 | 0.01 | 0.29 | -0.46 | 0 |  | 0.4 | 0.34 | 0.23 | 80.24 | 1307.336 | 0.94
D | 4002 | 2022-12-31 | 13 | OFF | 64.43 | 10.68 | 0.36 | 0.11 | 0.19 | 0 | 0.09 | 0.02 | 0.13 | -0.46 | 0 |  | 0.4 | 0.34 | 0.23 | 76.52 | 1312.672 | 0.75
D | 4002 | 2022-12-31 | 14 | OFF | 67.66 | 10.68 | 0.36 | 0.11 | 0.18 | 0 | 0 | 0.01 | 0.15 | -0.46 | 0 |  | 0.4 | 0.34 | 0.23 | 79.66 | 1297.337 | 0.65
D | 4002 | 2022-12-31 | 15 | OFF | 72.74 | 10.68 | 0.36 | 0.11 | 0.21 | 0 | 0 | 0.02 | 0.22 | -0.46 | 0 |  | 0.4 | 0.34 | 0.23 | 84.85 | 1282.716 | 0.68
D | 4002 | 2022-12-31 | 16 | OFF | 45.08 | 10.68 | 0.36 | 0.11 | 0.11 | 0 | 0.01 | 0.01 | 0.1 | -0.46 | 0 |  | 0.4 | 0.34 | 0.23 | 56.97 | 1302.891 | 0.59
D | 4002 | 2022-12-31 | 17 | OFF | 60.23 | 10.68 | 0.36 | 0.11 | 0.24 | 0 | 0.02 | 0.04 | 0.26 | -0.46 | 0 |  | 0.4 | 0.34 | 0.23 | 72.45 | 1377.134 | 0.73
D | 4002 | 2022-12-31 | 18 | OFF | 61.12 | 10.68 | 0.36 | 0.11 | 0.19 | 0 | 0 | -0.01 | 0.17 | -0.46 | 0 |  | 0.4 | 0.34 | 0.23 | 73.13 | 1405.997 | 0.66
D | 4002 | 2022-12-31 | 19 | OFF | 39.87 | 10.68 | 0.36 | 0.11 | 0.1 | 0 | 0.09 | 0.02 | 0.13 | -0.46 | 0 |  | 0.4 | 0.34 | 0.23 | 51.87 | 1352.861 | 0.66
D | 4002 | 2022-12-31 | 20 | OFF | 26.38 | 10.68 | 0.36 | 0.11 | 0.81 | 0 | 0 | -0.01 | 0.01 | -0.46 | 0 |  | 0.4 | 0.34 | 0.23 | 38.85 | 1282.199 | 1.28
D | 4002 | 2022-12-31 | 21 | OFF | 25.33 | 10.68 | 0.36 | 0.11 | 0.19 | 0 | 0 | 0 | 0.07 | -0.46 | 0 |  | 0.4 | 0.34 | 0.23 | 37.25 | 1219.23 | 0.66
D | 4002 | 2022-12-31 | 22 | OFF | 31.7 | 10.68 | 0.36 | 0.11 | 0.13 | 0 | 0 | -0.07 | 0.11 | -0.46 | 0 |  | 0.4 | 0.34 | 0.23 | 43.53 | 1157.979 | 0.6
D | 4002 | 2022-12-31 | 23 | OFF | 44.15 | 10.68 | 0.36 | 0.11 | 0.22 | 0 | 0.09 | -0.1 | 0.15 | -0.46 | 0 |  | 0.4 | 0.34 | 0.23 | 56.17 | 1092.2 | 0.78
D | 4002 | 2022-12-31 | 24 | OFF | 58.67 | 10.68 | 0.36 | 0.11 | 1.23 | 0 | 0.04 | -0.07 | 0.5 | -0.46 | 0 |  | 0.4 | 0.34 | 0.23 | 72.03 | 1032.371 | 1.74
T | 744 lines

## whlsecost_hourly_4002_202301
C | Hourly Wholesale Load Cost Report
C | Filename: whlsecost_hourly_4002_202301.csv
C | Report for: 01 2023
C | Report generated: 04/05/2023 13:18:55 EDT
H | Location ID | Local Date | Local Hour | OnOffPeak | RTLMP | Capacity | First Contingency | Second Contingency | Regulation | Forward Reserves | Real-Time Reserves | Inadvertent | Marginal Loss Rev Fund | Auction Rev Rights | Real-Time Demand Reduction Cost | Price Responsive Demand Cost | ISO Sched 2 | ISO Sched 3 | NEPOOL Exp | Total Cost | RTLO | Total Ancillary & NCPC
H | Number | Date | Number | String | Number | Number | Number | Number | Number | Number | Number | Number | Number | Number | Number | Number | Number | Number | Number | Number | Number
D | 4002 | 2023-01-01 | 1 | OFF | 37.06 | 10.54 | 0.37 | 0.06 | 0.37 | 0 | 0 | -0.02 | 0.08 | -0.56 | 0 |  | 0.4 | 0.35 | 0.23 | 48.88 | 977.609 | 0.8
D | 4002 | 2023-01-01 | 2 | OFF | 33.48 | 10.54 | 0.37 | 0.06 | 0.02 | 0 | 0.02 | -0.03 | 0.09 | -0.56 | 0 |  | 0.4 | 0.35 | 0.23 | 44.97 | 932.173 | 0.47
D | 4002 | 2023-01-01 | 3 | OFF | 32.1 | 10.54 | 0.37 | 0.06 | 0 | 0 | 0 | 0.07 | 0.1 | -0.56 | 0 |  | 0.4 | 0.35 | 0.23 | 43.66 | 901.001 | 0.43
D | 4002 | 2023-01-01 | 4 | OFF | 31.8 | 10.54 | 0.37 | 0.06 | 0 | 0 | 0 | -0.03 | 0.08 | -0.56 | 0 |  | 0.4 | 0.35 | 0.23 | 43.24 | 888.381 | 0.43
D | 4002 | 2023-01-01 | 5 | OFF | 31.88 | 10.54 | 0.37 | 0.06 | 0.17 | 0 | 0 | 0.03 | 0.08 | -0.56 | 0 |  | 0.4 | 0.35 | 0.23 | 43.55 | 888.618 | 0.6
D | 4002 | 2023-01-01 | 6 | OFF | 29.99 | 10.54 | 0.37 | 0.06 | 0.14 | 0 | 0 | 0.04 | 0.03 | -0.56 | 0 |  | 0.4 | 0.35 | 0.23 | 41.59 | 913.535 | 0.57
D | 4002 | 2023-01-01 | 7 | OFF | 24.84 | 10.54 | 0.37 | 0.06 | 0.29 | 0 | 0 | -0.01 | 0 | -0.56 | 0 |  | 0.4 | 0.35 | 0.23 | 36.51 | 956.038 | 0.72
D | 4002 | 2023-01-01 | 8 | OFF | 25.2 | 10.54 | 0.37 | 0.06 | 0.2 | 0 | 0 | 0.03 | 0 | -0.56 | 0 |  | 0.4 | 0.35 | 0.23 | 36.82 | 1008.518 | 0.63
D | 4002 | 2023-01-01 | 9 | OFF | 14.29 | 10.54 | 0.37 | 0.06 | 0.18 | 0 | 0 | 0.04 | -0.08 | -0.56 | 0 |  | 0.4 | 0.35 | 0.23 | 25.82 | 1068.012 | 0.61
D | 4002 | 2023-01-01 | 10 | OFF | 10.26 | 10.54 | 0.37 | 0.06 | 0.08 | 0 | 0 | 0.02 | -0.04 | -0.56 | 0 |  | 0.4 | 0.35 | 0.23 | 21.71 | 1116.39 | 0.51
D | 4002 | 2023-01-01 | 11 | OFF | -5.27 | 10.54 | 0.37 | 0.06 | 0.34 | 0 | 0 | -0.03 | -0.15 | -0.56 | 0 |  | 0.4 | 0.35 | 0.23 | 6.28 | 1162.864 | 0.77
D | 4002 | 2023-01-01 | 12 | OFF | 22.3 | 10.54 | 0.37 | 0.06 | 0.3 | 0 | 0 | 0.02 | -0.09 | -0.56 | 0 |  | 0.4 | 0.35 | 0.23 | 33.92 | 1186.399 | 0.73
D | 4002 | 2023-01-01 | 13 | OFF | 21.81 | 10.54 | 0.37 | 0.06 | 0.11 | 0 | 0 | 0 | -0.04 | -0.56 | 0 |  | 0.4 | 0.35 | 0.23 | 33.27 | 1201.363 | 0.54
D | 4002 | 2023-01-01 | 14 | OFF | 20.16 | 10.54 | 0.37 | 0.06 | 0.08 | 0 | 0 | 0.02 | -0.06 | -0.56 | 0 |  | 0.4 | 0.35 | 0.23 | 31.59 | 1181.342 | 0.51
D | 4002 | 2023-01-01 | 15 | OFF | 23.67 | 10.54 | 0.37 | 0.06 | 0.14 | 0 | 0 | 0.01 | 0.05 | -0.56 | 0 |  | 0.4 | 0.35 | 0.23 | 35.26 | 1198.568 | 0.57
D | 4002 | 2023-01-01 | 16 | OFF | 46.08 | 10.54 | 0.37 | 0.06 | 0.16 | 0 | 0.39 | 0.12 | 0.32 | -0.56 | 0 |  | 0.4 | 0.35 | 0.23 | 58.46 | 1223.004 | 0.98
D | 4002 | 2023-01-01 | 17 | OFF | 46.36 | 10.54 | 0.37 | 0.06 | 0.1 | 0 | 0.15 | 0.13 | 0.32 | -0.56 | 0 |  | 0.4 | 0.35 | 0.23 | 58.45 | 1323.922 | 0.68
D | 4002 | 2023-01-01 | 18 | OFF | 71.51 | 10.54 | 0.37 | 0.06 | 0.24 | 0 | 0.02 | 0.12 | 0.15 | -0.56 | 0 |  | 0.4 | 0.35 | 0.23 | 83.43 | 1393.427 | 0.69
D | 4002 | 2023-01-01 | 19 | OFF | 38.85 | 10.54 | 0.37 | 0.06 | 0.11 | 0 | 0 | -0.02 | 0.03 | -0.56 | 0 |  | 0.4 | 0.35 | 0.23 | 50.36 | 1359.489 | 0.54
D | 4002 | 2023-01-01 | 20 | OFF | 38.29 | 10.54 | 0.37 | 0.06 | 0.14 | 0 | 0.22 | 0.01 | 0.03 | -0.56 | 0 |  | 0.4 | 0.35 | 0.23 | 50.08 | 1308.976 | 0.79
D | 4002 | 2023-01-01 | 21 | OFF | 43.63 | 10.54 | 0.37 | 0.06 | 0.57 | 0 | 0.03 | -0.18 | 0.17 | -0.56 | 0 |  | 0.4 | 0.35 | 0.23 | 55.61 | 1251.971 | 1.03
D | 4002 | 2023-01-01 | 22 | OFF | 41.78 | 10.54 | 0.37 | 0.06 | 0.35 | 0 | 0.24 | -0.14 | 0.27 | -0.56 | 0 |  | 0.4 | 0.35 | 0.23 | 53.89 | 1184.613 | 1.02
D | 4002 | 2023-01-01 | 23 | OFF | 49.27 | 10.54 | 0.37 | 0.06 | 0.37 | 0 | 0.16 | -0.18 | -0.03 | -0.56 | 0 |  | 0.4 | 0.35 | 0.23 | 60.98 | 1100.778 | 0.96
D | 4002 | 2023-01-01 | 24 | OFF | 33.75 | 10.54 | 0.37 | 0.06 | 0.69 | 0 | 0 | -0.17 | 0.05 | -0.56 | 0 |  | 0.4 | 0.35 | 0.23 | 45.71 | 1027.481 | 1.12
D | 4002 | 2023-01-02 | 1 | OFF | 28.91 | 10.54 | 1.57 | 0.26 | 0.29 | 0 | 0 | -0.13 | -0.07 | -0.56 | 0 |  | 0.4 | 0.35 | 0.23 | 41.79 | 979.778 | 2.12
D | 4002 | 2023-01-02 | 2 | OFF | 26.68 | 10.54 | 1.57 | 0.26 | 0.09 | 0 | 0 | -0.1 | -0.04 | -0.56 | 0 |  | 0.4 | 0.35 | 0.23 | 39.42 | 956.804 | 1.92
D | 4002 | 2023-01-02 | 3 | OFF | 27.82 | 10.54 | 1.57 | 0.26 | 0.01 | 0 | 0 | -0.13 | -0.04 | -0.56 | 0 |  | 0.4 | 0.35 | 0.23 | 40.45 | 948.667 | 1.84
D | 4002 | 2023-01-02 | 4 | OFF | 28.08 | 10.54 | 1.57 | 0.26 | 0 | 0 | 0 | -0.14 | -0.03 | -0.56 | 0 |  | 0.4 | 0.35 | 0.23 | 40.7 | 953.557 | 1.83
D | 4002 | 2023-01-02 | 5 | OFF | 40.75 | 10.54 | 1.57 | 0.26 | 0.42 | 0 | 0 | -0.08 | 0.05 | -0.56 | 0 |  | 0.4 | 0.35 | 0.23 | 53.93 | 975.992 | 2.25
D | 4002 | 2023-01-02 | 6 | OFF | 32.37 | 10.54 | 1.57 | 0.26 | 0.66 | 0 | 0 | -0.01 | -0.1 | -0.56 | 0 |  | 0.4 | 0.35 | 0.23 | 45.71 | 1029.55 | 2.49
D | 4002 | 2023-01-02 | 7 | OFF | 30.44 | 10.54 | 1.57 | 0.26 | 0.23 | 0 | 0 | -0.05 | -0.01 | -0.56 | 0 |  | 0.4 | 0.35 | 0.23 | 43.4 | 1110.166 | 2.06
D | 4002 | 2023-01-02 | 8 | OFF | 66.99 | 10.54 | 1.57 | 0.26 | 0.47 | 0 | 0.02 | -0.01 | 0.35 | -0.56 | 0 |  | 0.4 | 0.35 | 0.23 | 80.61 | 1184.729 | 2.32
D | 4002 | 2023-01-02 | 9 | OFF | 41.52 | 10.54 | 1.57 | 0.26 | 0.19 | 0 | 0 | 0.02 | 0.06 | -0.56 | 0 |  | 0.4 | 0.35 | 0.23 | 54.58 | 1258.691 | 2.02
D | 4002 | 2023-01-02 | 10 | OFF | 62.7 | 10.54 | 1.57 | 0.26 | 0.17 | 0 | 0 | 0 | 0.19 | -0.56 | 0 |  | 0.4 | 0.35 | 0.23 | 75.85 | 1298.368 | 2
D | 4002 | 2023-01-02 | 11 | OFF | 61.54 | 10.54 | 1.57 | 0.26 | 0.19 | 0 | 0 | -0.01 | 0.26 | -0.56 | 0 |  | 0.4 | 0.35 | 0.23 | 74.77 | 1336.431 | 2.02
D | 4002 | 2023-01-02 | 12 | OFF | 58.01 | 10.54 | 1.57 | 0.26 | 0.2 | 0 | 0.74 | 0.07 | 0.28 | -0.56 | 0 |  | 0.4 | 0.35 | 0.23 | 72.09 | 1336.055 | 2.77
D | 4002 | 2023-01-02 | 13 | OFF | 54.38 | 10.54 | 1.57 | 0.26 | 0.18 | 0 | 0.02 | -0.06 | 0.2 | -0.56 | 0 |  | 0.4 | 0.35 | 0.23 | 67.51 | 1322.275 | 2.03
D | 4002 | 2023-01-02 | 14 | OFF | 65.34 | 10.54 | 1.57 | 0.26 | 0.16 | 0 | 0.06 | -0.04 | 0.31 | -0.56 | 0 |  | 0.4 | 0.35 | 0.23 | 78.62 | 1298.756 | 2.05
D | 4002 | 2023-01-02 | 15 | OFF | 70.79 | 10.54 | 1.57 | 0.26 | 0.85 | 0 | 0 | 0.12 | 0.31 | -0.56 | 0 |  | 0.4 | 0.35 | 0.23 | 84.86 | 1289.217 | 2.68
D | 4002 | 2023-01-02 | 16 | OFF | 97.64 | 10.54 | 1.57 | 0.26 | 0.96 | 0 | 0.12 | -0.04 | 0.41 | -0.56 | 0 |  | 0.4 | 0.35 | 0.23 | 111.88 | 1314.254 | 2.91
D | 4002 | 2023-01-02 | 17 | OFF | 96.31 | 10.54 | 1.57 | 0.26 | 0.23 | 0 | 0 | 0.1 | 0.87 | -0.56 | 0 |  | 0.4 | 0.35 | 0.23 | 110.3 | 1414.873 | 2.06
D | 4002 | 2023-01-02 | 18 | OFF | 129.93 | 10.54 | 1.57 | 0.26 | 0.48 | 0 | 0.6 | 0.16 | 0.46 | -0.56 | 0 |  | 0.4 | 0.35 | 0.23 | 144.42 | 1510.211 | 2.91
D | 4002 | 2023-01-02 | 19 | OFF | 103.23 | 10.54 | 1.57 | 0.26 | 0.16 | 0 | 0.84 | -0.02 | 0.55 | -0.56 | 0 |  | 0.4 | 0.35 | 0.23 | 117.55 | 1479.417 | 2.83
D | 4002 | 2023-01-02 | 20 | OFF | 82.44 | 10.54 | 1.57 | 0.26 | 0.3 | 0 | 0.49 | -0.01 | 0.26 | -0.56 | 0 |  | 0.4 | 0.35 | 0.23 | 96.27 | 1424.902 | 2.62
D | 4002 | 2023-01-02 | 21 | OFF | 93.75 | 10.54 | 1.57 | 0.26 | 0.9 | 0 | 0.01 | -0.03 | 0.59 | -0.56 | 0 |  | 0.4 | 0.35 | 0.23 | 108.01 | 1359.184 | 2.74
D | 4002 | 2023-01-02 | 22 | OFF | 110.11 | 10.54 | 1.57 | 0.26 | 0.32 | 0 | 0.43 | -0.12 | 0.55 | -0.56 | 0 |  | 0.4 | 0.35 | 0.23 | 124.08 | 1261.622 | 2.58
D | 4002 | 2023-01-02 | 23 | OFF | 89.06 | 10.54 | 1.57 | 0.26 | 0.82 | 0 | 1.16 | -0.03 | 0.74 | -0.56 | 0 |  | 0.4 | 0.35 | 0.23 | 104.54 | 1160.056 | 3.81
D | 4002 | 2023-01-02 | 24 | OFF | 60.96 | 10.54 | 1.57 | 0.26 | 0.39 | 0 | 0.23 | -0.06 | 0.1 | -0.56 | 0 |  | 0.4 | 0.35 | 0.23 | 74.41 | 1081.357 | 2.45
D | 4002 | 2023-01-03 | 1 | OFF | 72.51 | 10.54 | 1.04 | 0.19 | 0.13 | 0 | 0.13 | -0.02 | 0.09 | -0.56 | 0 |  | 0.4 | 0.35 | 0.23 | 85.03 | 1036.078 | 1.49
D | 4002 | 2023-01-03 | 2 | OFF | 53.96 | 10.54 | 1.04 | 0.19 | 0.12 | 0 | 0 | -0.04 | -0.17 | -0.56 | 0 |  | 0.4 | 0.35 | 0.23 | 66.06 | 1014.803 | 1.35
D | 4002 | 2023-01-03 | 3 | OFF | 63.12 | 10.54 | 1.04 | 0.19 | 0.13 | 0 | 0 | 0.01 | -0.13 | -0.56 | 0 |  | 0.4 | 0.35 | 0.23 | 75.32 | 1008.731 | 1.36
D | 4002 | 2023-01-03 | 4 | OFF | 71.64 | 10.54 | 1.04 | 0.19 | 0.02 | 0 | 0 | -0.01 | -0.15 | -0.56 | 0 |  | 0.4 | 0.35 | 0.23 | 83.69 | 1017.385 | 1.25
D | 4002 | 2023-01-03 | 5 | OFF | 63.01 | 10.54 | 1.04 | 0.19 | 0.61 | 0 | 0 | 0.02 | -0.18 | -0.56 | 0 |  | 0.4 | 0.35 | 0.23 | 75.65 | 1061.823 | 1.84
D | 4002 | 2023-01-03 | 6 | OFF | 74.01 | 10.54 | 1.04 | 0.19 | 1.33 | 0 | 0 | 0.07 | 0.29 | -0.56 | 0 |  | 0.4 | 0.35 | 0.23 | 87.89 | 1167.42 | 2.56
D | 4002 | 2023-01-03 | 7 | OFF | 102.96 | 10.54 | 1.04 | 0.19 | 0.87 | 0 | 2.75 | -0.21 | 0.09 | -0.56 | 0 |  | 0.4 | 0.35 | 0.23 | 118.65 | 1312.933 | 4.85
D | 4002 | 2023-01-03 | 8 | ON | 138.16 | 10.54 | 1.04 | 0.19 | 1.76 | 0.76 | 0.84 | 0.08 | -0.18 | -0.56 | 0 |  | 0.4 | 0.35 | 0.23 | 153.61 | 1406.643 | 4.59
D | 4002 | 2023-01-03 | 9 | ON | 162.97 | 10.54 | 1.04 | 0.19 | 1.31 | 0.74 | 0.09 | -0.06 | -0.26 | -0.56 | 0 |  | 0.4 | 0.35 | 0.23 | 176.98 | 1443.453 | 3.37
D | 4002 | 2023-01-03 | 10 | ON | 181.42 | 10.54 | 1.04 | 0.19 | 0.71 | 0.73 | 0.31 | -0.05 | -0.07 | -0.56 | 0 |  | 0.4 | 0.35 | 0.23 | 195.24 | 1472.74 | 2.98
D | 4002 | 2023-01-03 | 11 | ON | 229.9 | 10.54 | 1.04 | 0.19 | 0.74 | 0.72 | 0.66 | 0.11 | 0.25 | -0.56 | 0 |  | 0.4 | 0.35 | 0.23 | 244.57 | 1502.354 | 3.35
D | 4002 | 2023-01-03 | 12 | ON | 261.24 | 10.54 | 1.04 | 0.19 | 1.2 | 0.72 | 1.03 | -0.06 | 0.33 | -0.56 | 0 |  | 0.4 | 0.35 | 0.23 | 276.65 | 1518.121 | 4.18
D | 4002 | 2023-01-03 | 13 | ON | 139.83 | 10.54 | 1.04 | 0.19 | 0.95 | 0.71 | 1.06 | 0 | 0.15 | -0.56 | 0 |  | 0.4 | 0.35 | 0.23 | 154.89 | 1524.084 | 3.95
D | 4002 | 2023-01-03 | 14 | ON | 86.84 | 10.54 | 1.04 | 0.19 | 0.39 | 0.71 | 0.27 | 0.04 | 0.03 | -0.56 | 0 |  | 0.4 | 0.35 | 0.23 | 100.47 | 1517.784 | 2.6
D | 4002 | 2023-01-03 | 15 | ON | 61.84 | 10.54 | 1.04 | 0.19 | 0.3 | 0.72 | 0.09 | 0.06 | -0.18 | -0.56 | 0 |  | 0.4 | 0.35 | 0.23 | 75.02 | 1500.684 | 2.34
D | 4002 | 2023-01-03 | 16 | ON | 57.72 | 10.54 | 1.04 | 0.19 | 0.77 | 0.72 | 0.04 | 0.13 | -0.37 | -0.56 | 0 |  | 0.4 | 0.35 | 0.23 | 71.2 | 1499.324 | 2.76
D | 4002 | 2023-01-03 | 17 | ON | 39.46 | 10.54 | 1.04 | 0.19 | 0.12 | 0.69 | 0 | 0.06 | -0.47 | -0.56 | 0 |  | 0.4 | 0.35 | 0.23 | 52.05 | 1553.385 | 2.04
D | 4002 | 2023-01-03 | 18 | ON | 45.39 | 10.54 | 1.04 | 0.19 | 0.16 | 0.67 | 0 | -0.02 | -0.47 | -0.56 | 0 |  | 0.4 | 0.35 | 0.23 | 57.92 | 1606.932 | 2.06
D | 4002 | 2023-01-03 | 19 | ON | 54.53 | 10.54 | 1.04 | 0.19 | 0.23 | 0.68 | 0.17 | 0.03 | -0.22 | -0.56 | 0 |  | 0.4 | 0.35 | 0.23 | 67.61 | 1572.332 | 2.31
D | 4002 | 2023-01-03 | 20 | ON | 46.35 | 10.54 | 1.04 | 0.19 | 0.32 | 0.71 | 0.09 | -0.04 | -0.21 | -0.56 | 0 |  | 0.4 | 0.35 | 0.23 | 59.41 | 1502.389 | 2.35
D | 4002 | 2023-01-03 | 21 | ON | 42.38 | 10.54 | 1.04 | 0.19 | 0.2 | 0.74 | 0 | -0.02 | -0.12 | -0.56 | 0 |  | 0.4 | 0.35 | 0.23 | 55.37 | 1420.741 | 2.17
D | 4002 | 2023-01-03 | 22 | ON | 37.24 | 10.54 | 1.04 | 0.19 | 0.13 | 0.79 | 0 | -0.01 | -0.15 | -0.56 | 0 |  | 0.4 | 0.35 | 0.23 | 50.19 | 1318.824 | 2.15
D | 4002 | 2023-01-03 | 23 | ON | 36.84 | 10.54 | 1.04 | 0.19 | 0.21 | 0.86 | 0 | -0.01 | -0.02 | -0.56 | 0 |  | 0.4 | 0.35 | 0.23 | 50.07 | 1205.517 | 2.3
D | 4002 | 2023-01-03 | 24 | OFF | 34.89 | 10.54 | 1.04 | 0.19 | 0.7 | 0 | 0 | -0.03 | -0.08 | -0.56 | 0 |  | 0.4 | 0.35 | 0.23 | 47.67 | 1110.061 | 1.93
D | 4002 | 2023-01-04 | 1 | OFF | 37.01 | 10.54 | 0.55 | 0.01 | 0.15 | 0 | 0 | -0.03 | 0.01 | -0.56 | 0 |  | 0.4 | 0.35 | 0.23 | 48.66 | 1051.172 | 0.71
D | 4002 | 2023-01-04 | 2 | OFF | 35.93 | 10.54 | 0.55 | 0.01 | 0.3 | 0 | 0 | 0.03 | 0.02 | -0.56 | 0 |  | 0.4 | 0.35 | 0.23 | 47.8 | 1020.128 | 0.86
D | 4002 | 2023-01-04 | 3 | OFF | 33.77 | 10.54 | 0.55 | 0.01 | 0.34 | 0 | 0 | 0 | -0.04 | -0.56 | 0 |  | 0.4 | 0.35 | 0.23 | 45.59 | 1009.481 | 0.9
D | 4002 | 2023-01-04 | 4 | OFF | 32.82 | 10.54 | 0.55 | 0.01 | 0.33 | 0 | 0 | 0.03 | -0.03 | -0.56 | 0 |  | 0.4 | 0.35 | 0.23 | 44.67 | 1011.479 | 0.89
D | 4002 | 2023-01-04 | 5 | OFF | 35.4 | 10.54 | 0.55 | 0.01 | 0.48 | 0 | 0 | 0 | -0.03 | -0.56 | 0 |  | 0.4 | 0.35 | 0.23 | 47.37 | 1046.047 | 1.04
D | 4002 | 2023-01-04 | 6 | OFF | 31.8 | 10.54 | 0.55 | 0.01 | 0.23 | 0 | 0 | 0.04 | -0.1 | -0.56 | 0 |  | 0.4 | 0.35 | 0.23 | 43.49 | 1139.123 | 0.79
D | 4002 | 2023-01-04 | 7 | OFF | 32.82 | 10.54 | 0.55 | 0.01 | 0.24 | 0 | 0 | 0.03 | -0.09 | -0.56 | 0 |  | 0.4 | 0.35 | 0.23 | 44.52 | 1281.785 | 0.8
D | 4002 | 2023-01-04 | 8 | ON | 41.82 | 10.54 | 0.55 | 0.01 | 0.33 | 0.78 | 0.02 | -0.01 | -0.09 | -0.56 | 0 |  | 0.4 | 0.35 | 0.23 | 54.37 | 1375.07 | 1.69
D | 4002 | 2023-01-04 | 9 | ON | 39.61 | 10.54 | 0.55 | 0.01 | 0.16 | 0.77 | 0 | 0.02 | -0.13 | -0.56 | 0 |  | 0.4 | 0.35 | 0.23 | 51.95 | 1400.616 | 1.49
D | 4002 | 2023-01-04 | 10 | ON | 40.37 | 10.54 | 0.55 | 0.01 | 0.12 | 0.77 | 0.01 | -0.01 | -0.12 | -0.56 | 0 |  | 0.4 | 0.35 | 0.23 | 52.66 | 1413.252 | 1.46
D | 4002 | 2023-01-04 | 11 | ON | 34.48 | 10.54 | 0.55 | 0.01 | 0.11 | 0.77 | 0 | 0 | -0.07 | -0.56 | 0 |  | 0.4 | 0.35 | 0.23 | 46.81 | 1414.015 | 1.44
D | 4002 | 2023-01-04 | 12 | ON | 34.51 | 10.54 | 0.55 | 0.01 | 0.09 | 0.77 | 0 | -0.02 | -0.11 | -0.56 | 0 |  | 0.4 | 0.35 | 0.23 | 46.76 | 1403.399 | 1.42
D | 4002 | 2023-01-04 | 13 | ON | 35.26 | 10.54 | 0.55 | 0.01 | 0.1 | 0.78 | 0 | 0 | -0.09 | -0.56 | 0 |  | 0.4 | 0.35 | 0.23 | 47.57 | 1397.062 | 1.44
D | 4002 | 2023-01-04 | 14 | ON | 37.98 | 10.54 | 0.55 | 0.01 | 0.1 | 0.78 | 0 | -0.03 | -0.08 | -0.56 | 0 |  | 0.4 | 0.35 | 0.23 | 50.27 | 1396.965 | 1.44
D | 4002 | 2023-01-04 | 15 | ON | 37.26 | 10.54 | 0.55 | 0.01 | 0.1 | 0.77 | 0 | -0.02 | -0.1 | -0.56 | 0 |  | 0.4 | 0.35 | 0.23 | 49.53 | 1392.819 | 1.43
D | 4002 | 2023-01-04 | 16 | ON | 29.51 | 10.54 | 0.55 | 0.01 | 0.06 | 0.76 | 0 | 0.03 | -0.11 | -0.56 | 0 |  | 0.4 | 0.35 | 0.23 | 41.77 | 1400.668 | 1.38
D | 4002 | 2023-01-04 | 17 | ON | 37.48 | 10.54 | 0.55 | 0.01 | 0.06 | 0.72 | 0.11 | 0.01 | 0.01 | -0.56 | 0 |  | 0.4 | 0.35 | 0.23 | 49.91 | 1467.997 | 1.45
D | 4002 | 2023-01-04 | 18 | ON | 56.73 | 10.54 | 0.55 | 0.01 | 0.23 | 0.7 | 0.1 | 0.05 | -0.05 | -0.56 | 0 |  | 0.4 | 0.35 | 0.23 | 69.28 | 1532.236 | 1.59
D | 4002 | 2023-01-04 | 19 | ON | 39.44 | 10.54 | 0.55 | 0.01 | 0.25 | 0.71 | 0.03 | -0.02 | -0.05 | -0.56 | 0 |  | 0.4 | 0.35 | 0.23 | 51.88 | 1507.658 | 1.55
D | 4002 | 2023-01-04 | 20 | ON | 29.15 | 10.54 | 0.55 | 0.01 | 0.09 | 0.73 | 0 | -0.01 | -0.07 | -0.56 | 0 |  | 0.4 | 0.35 | 0.23 | 41.41 | 1450.507 | 1.38
D | 4002 | 2023-01-04 | 21 | ON | 27.79 | 10.54 | 0.55 | 0.01 | 0.09 | 0.76 | 0 | 0 | -0.01 | -0.56 | 0 |  | 0.4 | 0.35 | 0.23 | 40.15 | 1381.264 | 1.41
D | 4002 | 2023-01-04 | 22 | ON | 27.9 | 10.54 | 0.55 | 0.01 | 0.16 | 0.81 | 0 | -0.06 | -0.02 | -0.56 | 0 |  | 0.4 | 0.35 | 0.23 | 40.31 | 1282.505 | 1.53
D | 4002 | 2023-01-04 | 23 | ON | 11.61 | 10.54 | 0.55 | 0.01 | 0.25 | 0.87 | 0 | 0.03 | 0.12 | -0.56 | 0 |  | 0.4 | 0.35 | 0.23 | 24.4 | 1172.958 | 1.68
D | 4002 | 2023-01-04 | 24 | OFF | 18.42 | 10.54 | 0.55 | 0.01 | 0.38 | 0 | 0 | -0.01 | -0.29 | -0.56 | 0 |  | 0.4 | 0.35 | 0.23 | 30.02 | 1084.81 | 0.94
D | 4002 | 2023-01-05 | 1 | OFF | 24.96 | 10.54 | 0.3 | 0.03 | 0.2 | 0 | 0 | -0.03 | -0.18 | -0.56 | 0 |  | 0.4 | 0.35 | 0.23 | 36.24 | 1027.267 | 0.53
D | 4002 | 2023-01-05 | 2 | OFF | 28.2 | 10.54 | 0.3 | 0.03 | 0.02 | 0 | 0 | -0.06 | -0.1 | -0.56 | 0 |  | 0.4 | 0.35 | 0.23 | 39.35 | 998.168 | 0.35
D | 4002 | 2023-01-05 | 3 | OFF | 25.58 | 10.54 | 0.3 | 0.03 | 0 | 0 | 0 | -0.02 | -0.11 | -0.56 | 0 |  | 0.4 | 0.35 | 0.23 | 36.74 | 982.894 | 0.33
D | 4002 | 2023-01-05 | 4 | OFF | 26.72 | 10.54 | 0.3 | 0.03 | 0 | 0 | 0 | -0.04 | -0.12 | -0.56 | 0 |  | 0.4 | 0.35 | 0.23 | 37.85 | 984.746 | 0.33
D | 4002 | 2023-01-05 | 5 | OFF | 26.87 | 10.54 | 0.3 | 0.03 | 0 | 0 | 0 | -0.02 | -0.15 | -0.56 | 0 |  | 0.4 | 0.35 | 0.23 | 37.99 | 1020.656 | 0.33
D | 4002 | 2023-01-05 | 6 | OFF | 28.13 | 10.54 | 0.3 | 0.03 | 0.23 | 0 | 0 | -0.02 | -0.29 | -0.56 | 0 |  | 0.4 | 0.35 | 0.23 | 39.34 | 1120.265 | 0.56
D | 4002 | 2023-01-05 | 7 | OFF | 26.92 | 10.54 | 0.3 | 0.03 | 0.17 | 0 | 0 | 0.02 | -0.22 | -0.56 | 0 |  | 0.4 | 0.35 | 0.23 | 38.18 | 1268.855 | 0.5
D | 4002 | 2023-01-05 | 8 | ON | 26.98 | 10.54 | 0.3 | 0.03 | 0.23 | 0.79 | 0 | 0.01 | -0.47 | -0.56 | 0 |  | 0.4 | 0.35 | 0.23 | 38.83 | 1374.209 | 1.35
D | 4002 | 2023-01-05 | 9 | ON | 26.66 | 10.54 | 0.3 | 0.03 | 0.08 | 0.77 | 0 | 0 | -0.29 | -0.56 | 0 |  | 0.4 | 0.35 | 0.23 | 38.51 | 1415.055 | 1.18
D | 4002 | 2023-01-05 | 10 | ON | 27.08 | 10.54 | 0.3 | 0.03 | 0.13 | 0.76 | 0 | -0.02 | -0.44 | -0.56 | 0 |  | 0.4 | 0.35 | 0.23 | 38.8 | 1439.686 | 1.22
D | 4002 | 2023-01-05 | 11 | ON | 37.43 | 10.54 | 0.3 | 0.03 | 0.08 | 0.75 | 0 | 0.08 | -0.5 | -0.56 | 0 |  | 0.4 | 0.35 | 0.23 | 49.13 | 1462.151 | 1.16
D | 4002 | 2023-01-05 | 12 | ON | 36.6 | 10.54 | 0.3 | 0.03 | 0.08 | 0.74 | 0 | 0.02 | -0.48 | -0.56 | 0 |  | 0.4 | 0.35 | 0.23 | 48.25 | 1470.384 | 1.15
D | 4002 | 2023-01-05 | 13 | ON | 33.17 | 10.54 | 0.3 | 0.03 | 0.05 | 0.71 | 0 | 0.03 | -0.4 | -0.56 | 0 |  | 0.4 | 0.35 | 0.23 | 44.85 | 1467.039 | 1.09
D | 4002 | 2023-01-05 | 14 | ON | 32.63 | 10.54 | 0.3 | 0.03 | 0.08 | 0.72 | 0 | 0 | -0.42 | -0.56 | 0 |  | 0.4 | 0.35 | 0.23 | 44.3 | 1464.665 | 1.13
D | 4002 | 2023-01-05 | 15 | ON | 33.16 | 10.54 | 0.3 | 0.03 | 0.1 | 0.72 | 0 | -0.01 | -0.41 | -0.56 | 0 |  | 0.4 | 0.35 | 0.23 | 44.85 | 1453.754 | 1.15
D | 4002 | 2023-01-05 | 16 | ON | 37.02 | 10.54 | 0.3 | 0.03 | 0.1 | 0.74 | 0 | 0.03 | -0.35 | -0.56 | 0 |  | 0.4 | 0.35 | 0.23 | 48.83 | 1461.121 | 1.17
D | 4002 | 2023-01-05 | 17 | ON | 48.79 | 10.54 | 0.3 | 0.03 | 0.08 | 0.68 | 0.03 | 0.02 | -0.35 | -0.56 | 0 |  | 0.4 | 0.35 | 0.23 | 60.54 | 1521.547 | 1.12
D | 4002 | 2023-01-05 | 18 | ON | 63.21 | 10.54 | 0.3 | 0.03 | 0.19 | 0.66 | 0.08 | -0.01 | -0.62 | -0.56 | 0 |  | 0.4 | 0.35 | 0.23 | 74.8 | 1581.943 | 1.26
D | 4002 | 2023-01-05 | 19 | ON | 48.78 | 10.54 | 0.3 | 0.03 | 0.09 | 0.67 | 0 | 0 | -0.34 | -0.56 | 0 |  | 0.4 | 0.35 | 0.23 | 60.49 | 1561.738 | 1.09
D | 4002 | 2023-01-05 | 20 | ON | 49.89 | 10.54 | 0.3 | 0.03 | 0.59 | 0.69 | 0.12 | -0.12 | -0.17 | -0.56 | 0 |  | 0.4 | 0.35 | 0.23 | 62.29 | 1510.527 | 1.73
D | 4002 | 2023-01-05 | 21 | ON | 47.96 | 10.54 | 0.3 | 0.03 | 0.24 | 0.74 | 0.01 | 0.06 | -0.27 | -0.56 | 0 |  | 0.4 | 0.35 | 0.23 | 60.03 | 1436.352 | 1.32
D | 4002 | 2023-01-05 | 22 | ON | 57.39 | 10.54 | 0.3 | 0.03 | 0.26 | 0.79 | 0.07 | 0.07 | 0.02 | -0.56 | 0 |  | 0.4 | 0.35 | 0.23 | 69.89 | 1342.889 | 1.45
D | 4002 | 2023-01-05 | 23 | ON | 45.97 | 10.54 | 0.3 | 0.03 | 0.56 | 0.85 | 0 | 0.02 | -0.05 | -0.56 | 0 |  | 0.4 | 0.35 | 0.23 | 58.64 | 1237.244 | 1.74
D | 4002 | 2023-01-05 | 24 | OFF | 32.53 | 10.54 | 0.3 | 0.03 | 0.29 | 0 | 0 | -0.02 | -0.06 | -0.56 | 0 |  | 0.4 | 0.35 | 0.23 | 44.03 | 1148.288 | 0.62
D | 4002 | 2023-01-06 | 1 | OFF | 40.94 | 10.54 | 0.13 | 0.03 | 0.11 | 0 | 0 | -0.12 | -0.1 | -0.56 | 0 |  | 0.4 | 0.35 | 0.23 | 51.95 | 1089.476 | 0.27
D | 4002 | 2023-01-06 | 2 | OFF | 38.4 | 10.54 | 0.13 | 0.03 | 0.01 | 0 | 0 | 0.04 | -0.18 | -0.56 | 0 |  | 0.4 | 0.35 | 0.23 | 49.39 | 1057.649 | 0.17
D | 4002 | 2023-01-06 | 3 | OFF | 37.78 | 10.54 | 0.13 | 0.03 | 0 | 0 | 0 | -0.01 | -0.17 | -0.56 | 0 |  | 0.4 | 0.35 | 0.23 | 48.72 | 1044.843 | 0.16
D | 4002 | 2023-01-06 | 4 | OFF | 39.74 | 10.54 | 0.13 | 0.03 | 0 | 0 | 0 | 0.11 | -0.2 | -0.56 | 0 |  | 0.4 | 0.35 | 0.23 | 50.77 | 1046.218 | 0.16
D | 4002 | 2023-01-06 | 5 | OFF | 40.89 | 10.54 | 0.13 | 0.03 | 0 | 0 | 0 | 0.14 | -0.21 | -0.56 | 0 |  | 0.4 | 0.35 | 0.23 | 51.94 | 1071.499 | 0.16
D | 4002 | 2023-01-06 | 6 | OFF | 40.41 | 10.54 | 0.13 | 0.03 | 0.12 | 0 | 0 | 0.12 | -0.1 | -0.56 | 0 |  | 0.4 | 0.35 | 0.23 | 51.67 | 1164.709 | 0.28
D | 4002 | 2023-01-06 | 7 | OFF | 58.85 | 10.54 | 0.13 | 0.03 | 0.43 | 0 | 0 | 0.03 | 0.26 | -0.56 | 0 |  | 0.4 | 0.35 | 0.23 | 70.69 | 1303.603 | 0.59
D | 4002 | 2023-01-06 | 8 | ON | 63.93 | 10.54 | 0.13 | 0.03 | 1.85 | 0.75 | 0 | 0.03 | -0.13 | -0.56 | 0 |  | 0.4 | 0.35 | 0.23 | 77.55 | 1405.005 | 2.76
D | 4002 | 2023-01-06 | 9 | ON | 69.98 | 10.54 | 0.13 | 0.03 | 0.77 | 0.72 | 0 | -0.19 | -0.05 | -0.56 | 0 |  | 0.4 | 0.35 | 0.23 | 82.35 | 1451.221 | 1.65
D | 4002 | 2023-01-06 | 10 | ON | 86.86 | 10.54 | 0.13 | 0.03 | 0.67 | 0.73 | 0 | -0.04 | -0.21 | -0.56 | 0 |  | 0.4 | 0.35 | 0.23 | 99.13 | 1483.801 | 1.56
D | 4002 | 2023-01-06 | 11 | ON | 63.88 | 10.54 | 0.13 | 0.03 | 0.34 | 0.72 | 0.12 | 0.01 | -0.11 | -0.56 | 0 |  | 0.4 | 0.35 | 0.23 | 76.08 | 1500.805 | 1.34
D | 4002 | 2023-01-06 | 12 | ON | 67.12 | 10.54 | 0.13 | 0.03 | 0.22 | 0.72 | 0.2 | 0.03 | -0.07 | -0.56 | 0 |  | 0.4 | 0.35 | 0.23 | 79.34 | 1501.83 | 1.3
D | 4002 | 2023-01-06 | 13 | ON | 51.34 | 10.54 | 0.13 | 0.03 | 0.09 | 0.72 | 0.03 | 0.02 | -0.14 | -0.56 | 0 |  | 0.4 | 0.35 | 0.23 | 63.18 | 1499.858 | 1
D | 4002 | 2023-01-06 | 14 | ON | 46.4 | 10.54 | 0.13 | 0.03 | 0.07 | 0.72 | 0 | 0.02 | -0.16 | -0.56 | 0 |  | 0.4 | 0.35 | 0.23 | 58.17 | 1499.241 | 0.95
D | 4002 | 2023-01-06 | 15 | ON | 43.12 | 10.54 | 0.13 | 0.03 | 0.06 | 0.73 | 0 | 0.04 | -0.13 | -0.56 | 0 |  | 0.4 | 0.35 | 0.23 | 54.94 | 1478.118 | 0.95
D | 4002 | 2023-01-06 | 16 | ON | 41.05 | 10.54 | 0.13 | 0.03 | 0.13 | 0.73 | 0 | 0.02 | -0.07 | -0.56 | 0 |  | 0.4 | 0.35 | 0.23 | 52.98 | 1475.874 | 1.02
D | 4002 | 2023-01-06 | 17 | ON | 46.07 | 10.54 | 0.13 | 0.03 | 0.16 | 0.7 | 0 | 0.06 | -0.04 | -0.56 | 0 |  | 0.4 | 0.35 | 0.23 | 58.07 | 1523.945 | 1.02
D | 4002 | 2023-01-06 | 18 | ON | 50.75 | 10.54 | 0.13 | 0.03 | 0.02 | 0.68 | 0 | 0.03 | -0.11 | -0.56 | 0 |  | 0.4 | 0.35 | 0.23 | 62.49 | 1574.043 | 0.86
D | 4002 | 2023-01-06 | 19 | ON | 45.48 | 10.54 | 0.13 | 0.03 | 0.07 | 0.7 | 0 | 0.01 | -0.05 | -0.56 | 0 |  | 0.4 | 0.35 | 0.23 | 57.33 | 1536.149 | 0.93
D | 4002 | 2023-01-06 | 20 | ON | 40.89 | 10.54 | 0.13 | 0.03 | 0.34 | 0.72 | 0 | -0.02 | -0.08 | -0.56 | 0 |  | 0.4 | 0.35 | 0.23 | 52.97 | 1476.731 | 1.22
D | 4002 | 2023-01-06 | 21 | ON | 42.21 | 10.54 | 0.13 | 0.03 | 0.14 | 0.75 | 0 | 0.02 | -0.04 | -0.56 | 0 |  | 0.4 | 0.35 | 0.23 | 54.2 | 1413.278 | 1.05
D | 4002 | 2023-01-06 | 22 | ON | 42.92 | 10.54 | 0.13 | 0.03 | 0.14 | 0.79 | 0.08 | -0.06 | -0.17 | -0.56 | 0 |  | 0.4 | 0.35 | 0.23 | 54.82 | 1329.899 | 1.17
D | 4002 | 2023-01-06 | 23 | ON | 48.99 | 10.54 | 0.13 | 0.03 | 0.26 | 0.84 | 0.13 | 0.01 | -0.05 | -0.56 | 0 |  | 0.4 | 0.35 | 0.23 | 61.3 | 1234.772 | 1.39
D | 4002 | 2023-01-06 | 24 | OFF | 39.99 | 10.54 | 0.13 | 0.03 | 0.18 | 0 | 0 | 0.01 | -0.09 | -0.56 | 0 |  | 0.4 | 0.35 | 0.23 | 51.21 | 1149.949 | 0.34
D | 4002 | 2023-01-07 | 1 | OFF | 40.52 | 10.54 | 0.32 | 0.07 | 0.01 | 0 | 0 | -0.11 | 0.02 | -0.56 | 0 |  | 0.4 | 0.35 | 0.23 | 51.79 | 1084.308 | 0.4
D | 4002 | 2023-01-07 | 2 | OFF | 38.12 | 10.54 | 0.32 | 0.07 | 0 | 0 | 0 | 0 | -0.07 | -0.56 | 0 |  | 0.4 | 0.35 | 0.23 | 49.4 | 1047.526 | 0.39
D | 4002 | 2023-01-07 | 3 | OFF | 36.67 | 10.54 | 0.32 | 0.07 | 0 | 0 | 0 | -0.04 | -0.05 | -0.56 | 0 |  | 0.4 | 0.35 | 0.23 | 47.93 | 1030.056 | 0.39
D | 4002 | 2023-01-07 | 4 | OFF | 38.03 | 10.54 | 0.32 | 0.07 | 0 | 0 | 0 | 0.01 | -0.01 | -0.56 | 0 |  | 0.4 | 0.35 | 0.23 | 49.38 | 1020.427 | 0.39
D | 4002 | 2023-01-07 | 5 | OFF | 37.29 | 10.54 | 0.32 | 0.07 | 0 | 0 | 0 | 0.02 | -0.05 | -0.56 | 0 |  | 0.4 | 0.35 | 0.23 | 48.61 | 1034.152 | 0.39
D | 4002 | 2023-01-07 | 6 | OFF | 38.34 | 10.54 | 0.32 | 0.07 | 0 | 0 | 0 | -0.04 | -0.04 | -0.56 | 0 |  | 0.4 | 0.35 | 0.23 | 49.61 | 1079.412 | 0.39
D | 4002 | 2023-01-07 | 7 | OFF | 32.62 | 10.54 | 0.32 | 0.07 | 0.18 | 0 | 0 | 0.01 | -0.05 | -0.56 | 0 |  | 0.4 | 0.35 | 0.23 | 44.11 | 1145.074 | 0.57
D | 4002 | 2023-01-07 | 8 | OFF | 52.43 | 10.54 | 0.32 | 0.07 | 0.21 | 0 | 0.01 | -0.03 | 0.2 | -0.56 | 0 |  | 0.4 | 0.35 | 0.23 | 64.17 | 1222.106 | 0.61
D | 4002 | 2023-01-07 | 9 | OFF | 77.1 | 10.54 | 0.32 | 0.07 | 0.28 | 0 | 0.03 | -0.02 | 0.07 | -0.56 | 0 |  | 0.4 | 0.35 | 0.23 | 88.81 | 1298.287 | 0.7
D | 4002 | 2023-01-07 | 10 | OFF | 72.76 | 10.54 | 0.32 | 0.07 | 0.21 | 0 | 0.05 | 0 | 0.02 | -0.56 | 0 |  | 0.4 | 0.35 | 0.23 | 84.39 | 1344.273 | 0.65
D | 4002 | 2023-01-07 | 11 | OFF | 61.1 | 10.54 | 0.32 | 0.07 | 0.19 | 0 | 0.12 | -0.01 | 0.08 | -0.56 | 0 |  | 0.4 | 0.35 | 0.23 | 72.83 | 1351.141 | 0.7
D | 4002 | 2023-01-07 | 12 | OFF | 40.2 | 10.54 | 0.32 | 0.07 | 0.11 | 0 | 0.01 | -0.02 | 0.02 | -0.56 | 0 |  | 0.4 | 0.35 | 0.23 | 51.67 | 1327.694 | 0.51
D | 4002 | 2023-01-07 | 13 | OFF | 35.43 | 10.54 | 0.32 | 0.07 | 0.08 | 0 | 0 | -0.03 | -0.08 | -0.56 | 0 |  | 0.4 | 0.35 | 0.23 | 46.75 | 1314.215 | 0.47
D | 4002 | 2023-01-07 | 14 | OFF | 35.82 | 10.54 | 0.32 | 0.07 | 0.06 | 0 | 0 | -0.02 | -0.08 | -0.56 | 0 |  | 0.4 | 0.35 | 0.23 | 47.13 | 1311.061 | 0.45
D | 4002 | 2023-01-07 | 15 | OFF | 39.78 | 10.54 | 0.32 | 0.07 | 0.36 | 0 | 0 | 0 | -0.03 | -0.56 | 0 |  | 0.4 | 0.35 | 0.23 | 51.46 | 1311.936 | 0.75
D | 4002 | 2023-01-07 | 16 | OFF | 40.21 | 10.54 | 0.32 | 0.07 | 0.39 | 0 | 0.05 | -0.01 | 0 | -0.56 | 0 |  | 0.4 | 0.35 | 0.23 | 51.99 | 1342.804 | 0.83
D | 4002 | 2023-01-07 | 17 | OFF | 56.24 | 10.54 | 0.32 | 0.07 | 0.21 | 0 | 0.07 | 0.09 | 0.24 | -0.56 | 0 |  | 0.4 | 0.35 | 0.23 | 68.2 | 1426.455 | 0.67
D | 4002 | 2023-01-07 | 18 | OFF | 52.69 | 10.54 | 0.32 | 0.07 | 0.7 | 0 | 0.14 | -0.07 | -0.25 | -0.56 | 0 |  | 0.4 | 0.35 | 0.23 | 64.56 | 1492.14 | 1.23
D | 4002 | 2023-01-07 | 19 | OFF | 42.94 | 10.54 | 0.32 | 0.07 | 0.16 | 0 | 0 | 0.02 | -0.24 | -0.56 | 0 |  | 0.4 | 0.35 | 0.23 | 54.23 | 1467.442 | 0.55
D | 4002 | 2023-01-07 | 20 | OFF | 45.58 | 10.54 | 0.32 | 0.07 | 0.58 | 0 | 0 | 0.05 | -0.11 | -0.56 | 0 |  | 0.4 | 0.35 | 0.23 | 57.45 | 1424.627 | 0.97
D | 4002 | 2023-01-07 | 21 | OFF | 38.07 | 10.54 | 0.32 | 0.07 | 0.12 | 0 | 0 | 0.02 | -0.08 | -0.56 | 0 |  | 0.4 | 0.35 | 0.23 | 49.48 | 1385.895 | 0.51
D | 4002 | 2023-01-07 | 22 | OFF | 37.66 | 10.54 | 0.32 | 0.07 | 0.09 | 0 | 0 | 0.03 | -0.06 | -0.56 | 0 |  | 0.4 | 0.35 | 0.23 | 49.07 | 1328.213 | 0.48
D | 4002 | 2023-01-07 | 23 | OFF | 36.68 | 10.54 | 0.32 | 0.07 | 0.18 | 0 | 0.03 | -0.04 | -0.18 | -0.56 | 0 |  | 0.4 | 0.35 | 0.23 | 48.02 | 1254.751 | 0.6
D | 4002 | 2023-01-07 | 24 | OFF | 45.8 | 10.54 | 0.32 | 0.07 | 0.5 | 0 | 0.03 | 0.04 | 0.05 | -0.56 | 0 |  | 0.4 | 0.35 | 0.23 | 57.77 | 1189.157 | 0.92
D | 4002 | 2023-01-08 | 1 | OFF | 55.07 | 10.54 | 0.24 | 0.03 | 0.32 | 0 | 0 | -0.03 | -0.2 | -0.56 | 0 |  | 0.4 | 0.35 | 0.23 | 66.39 | 1143.885 | 0.59
D | 4002 | 2023-01-08 | 2 | OFF | 48.68 | 10.54 | 0.24 | 0.03 | 0.11 | 0 | 0 | 0.02 | -0.24 | -0.56 | 0 |  | 0.4 | 0.35 | 0.23 | 59.8 | 1120.613 | 0.38
D | 4002 | 2023-01-08 | 3 | OFF | 39.93 | 10.54 | 0.24 | 0.03 | 0.11 | 0 | 0 | 0.01 | -0.19 | -0.56 | 0 |  | 0.4 | 0.35 | 0.23 | 51.09 | 1110.18 | 0.38
D | 4002 | 2023-01-08 | 4 | OFF | 40.53 | 10.54 | 0.24 | 0.03 | 0.11 | 0 | 0 | 0.01 | -0.18 | -0.56 | 0 |  | 0.4 | 0.35 | 0.23 | 51.7 | 1109.641 | 0.38
D | 4002 | 2023-01-08 | 5 | OFF | 38.81 | 10.54 | 0.24 | 0.03 | 0.09 | 0 | 0 | 0.01 | -0.03 | -0.56 | 0 |  | 0.4 | 0.35 | 0.23 | 50.11 | 1125.485 | 0.36
D | 4002 | 2023-01-08 | 6 | OFF | 32.29 | 10.54 | 0.24 | 0.03 | 0.17 | 0 | 0 | 0 | -0.22 | -0.56 | 0 |  | 0.4 | 0.35 | 0.23 | 43.47 | 1164.57 | 0.44
D | 4002 | 2023-01-08 | 7 | OFF | 23.9 | 10.54 | 0.24 | 0.03 | 0.15 | 0 | 0 | 0 | 0.06 | -0.56 | 0 |  | 0.4 | 0.35 | 0.23 | 35.34 | 1223.739 | 0.42
D | 4002 | 2023-01-08 | 8 | OFF | 36.27 | 10.54 | 0.24 | 0.03 | 0.16 | 0 | 0 | 0 | -0.08 | -0.56 | 0 |  | 0.4 | 0.35 | 0.23 | 47.58 | 1295.22 | 0.43
D | 4002 | 2023-01-08 | 9 | OFF | 35.37 | 10.54 | 0.24 | 0.03 | 0.52 | 0 | 0 | 0.05 | -0.1 | -0.56 | 0 |  | 0.4 | 0.35 | 0.23 | 47.07 | 1355.845 | 0.79
D | 4002 | 2023-01-08 | 10 | OFF | 28.51 | 10.54 | 0.24 | 0.03 | 0.14 | 0 | 0 | -0.01 | -0.09 | -0.56 | 0 |  | 0.4 | 0.35 | 0.23 | 39.78 | 1366.914 | 0.41
D | 4002 | 2023-01-08 | 11 | OFF | 30.72 | 10.54 | 0.24 | 0.03 | 0.07 | 0 | 0 | 0 | -0.19 | -0.56 | 0 |  | 0.4 | 0.35 | 0.23 | 41.83 | 1360.821 | 0.34
D | 4002 | 2023-01-08 | 12 | OFF | 30.7 | 10.54 | 0.24 | 0.03 | 0.06 | 0 | 0 | -0.01 | -0.08 | -0.56 | 0 |  | 0.4 | 0.35 | 0.23 | 41.9 | 1350.645 | 0.33
D | 4002 | 2023-01-08 | 13 | OFF | 32.08 | 10.54 | 0.24 | 0.03 | 0.04 | 0 | 0 | -0.02 | -0.05 | -0.56 | 0 |  | 0.4 | 0.35 | 0.23 | 43.28 | 1339.098 | 0.31
D | 4002 | 2023-01-08 | 14 | OFF | 34.32 | 10.54 | 0.24 | 0.03 | 0.05 | 0 | 0 | -0.02 | -0.05 | -0.56 | 0 |  | 0.4 | 0.35 | 0.23 | 45.53 | 1328.895 | 0.32
D | 4002 | 2023-01-08 | 15 | OFF | 35.98 | 10.54 | 0.24 | 0.03 | 0.11 | 0 | 0 | 0.03 | -0.04 | -0.56 | 0 |  | 0.4 | 0.35 | 0.23 | 47.31 | 1341.304 | 0.38
D | 4002 | 2023-01-08 | 16 | OFF | 47.19 | 10.54 | 0.24 | 0.03 | 0.11 | 0 | 0 | 0.04 | 0.05 | -0.56 | 0 |  | 0.4 | 0.35 | 0.23 | 58.62 | 1385.998 | 0.38
D | 4002 | 2023-01-08 | 17 | OFF | 55.1 | 10.54 | 0.24 | 0.03 | 0.14 | 0 | 0.01 | 0.01 | 0.04 | -0.56 | 0 |  | 0.4 | 0.35 | 0.23 | 66.53 | 1500.877 | 0.42
D | 4002 | 2023-01-08 | 18 | OFF | 67.34 | 10.54 | 0.24 | 0.03 | 0.28 | 0 | 0 | 0.06 | -0.39 | -0.56 | 0 |  | 0.4 | 0.35 | 0.23 | 78.52 | 1606.572 | 0.55
D | 4002 | 2023-01-08 | 19 | OFF | 44 | 10.54 | 0.24 | 0.03 | 0.07 | 0 | 0 | 0 | -0.32 | -0.56 | 0 |  | 0.4 | 0.35 | 0.23 | 54.98 | 1588.599 | 0.34
D | 4002 | 2023-01-08 | 20 | OFF | 44.18 | 10.54 | 0.24 | 0.03 | 0.1 | 0 | 0 | 0.01 | -0.15 | -0.56 | 0 |  | 0.4 | 0.35 | 0.23 | 55.37 | 1539.706 | 0.37
D | 4002 | 2023-01-08 | 21 | OFF | 43.4 | 10.54 | 0.24 | 0.03 | 0.08 | 0 | 0 | -0.01 | -0.03 | -0.56 | 0 |  | 0.4 | 0.35 | 0.23 | 54.67 | 1475.862 | 0.35
D | 4002 | 2023-01-08 | 22 | OFF | 38.93 | 10.54 | 0.24 | 0.03 | 0.1 | 0 | 0 | -0.02 | -0.01 | -0.56 | 0 |  | 0.4 | 0.35 | 0.23 | 50.23 | 1389.484 | 0.37
D | 4002 | 2023-01-08 | 23 | OFF | 40.86 | 10.54 | 0.24 | 0.03 | 0.19 | 0 | 0.03 | -0.05 | -0.09 | -0.56 | 0 |  | 0.4 | 0.35 | 0.23 | 52.17 | 1293.956 | 0.49
D | 4002 | 2023-01-08 | 24 | OFF | 41.15 | 10.54 | 0.24 | 0.03 | 0.27 | 0 | 0 | 0 | -0.04 | -0.56 | 0 |  | 0.4 | 0.35 | 0.23 | 52.61 | 1216.726 | 0.54
D | 4002 | 2023-01-09 | 1 | OFF | 32.37 | 10.54 | 0.19 | 0.04 | 0.11 | 0 | 0 | -0.03 | -0.05 | -0.56 | 0 |  | 0.4 | 0.35 | 0.23 | 43.59 | 1175.001 | 0.34
D | 4002 | 2023-01-09 | 2 | OFF | 33.59 | 10.54 | 0.19 | 0.04 | 0.04 | 0 | 0 | -0.02 | -0.11 | -0.56 | 0 |  | 0.4 | 0.35 | 0.23 | 44.69 | 1153.554 | 0.27
D | 4002 | 2023-01-09 | 3 | OFF | 32.97 | 10.54 | 0.19 | 0.04 | 0.07 | 0 | 0 | -0.04 | -0.05 | -0.56 | 0 |  | 0.4 | 0.35 | 0.23 | 44.14 | 1145.599 | 0.3
D | 4002 | 2023-01-09 | 4 | OFF | 33.93 | 10.54 | 0.19 | 0.04 | 0.08 | 0 | 0 | -0.02 | -0.08 | -0.56 | 0 |  | 0.4 | 0.35 | 0.23 | 45.1 | 1157.138 | 0.31
D | 4002 | 2023-01-09 | 5 | OFF | 34.76 | 10.54 | 0.19 | 0.04 | 0.37 | 0 | 0 | 0.05 | -0.16 | -0.56 | 0 |  | 0.4 | 0.35 | 0.23 | 46.21 | 1190.291 | 0.6
D | 4002 | 2023-01-09 | 6 | OFF | 30.74 | 10.54 | 0.19 | 0.04 | 0.36 | 0 | 0 | 0.01 | -0.08 | -0.56 | 0 |  | 0.4 | 0.35 | 0.23 | 42.22 | 1293.78 | 0.59
D | 4002 | 2023-01-09 | 7 | OFF | 41.2 | 10.54 | 0.19 | 0.04 | 0.23 | 0 | 0 | 0.04 | -0.13 | -0.56 | 0 |  | 0.4 | 0.35 | 0.23 | 52.53 | 1447.488 | 0.46
D | 4002 | 2023-01-09 | 8 | ON | 54.67 | 10.54 | 0.19 | 0.04 | 0.52 | 0.73 | 0 | 0.01 | -0.4 | -0.56 | 0 |  | 0.4 | 0.35 | 0.23 | 66.72 | 1547.332 | 1.48
D | 4002 | 2023-01-09 | 9 | ON | 49.98 | 10.54 | 0.19 | 0.04 | 0.17 | 0.73 | 0.05 | -0.05 | -0.37 | -0.56 | 0 |  | 0.4 | 0.35 | 0.23 | 61.7 | 1560.095 | 1.18
D | 4002 | 2023-01-09 | 10 | ON | 46.29 | 10.54 | 0.19 | 0.04 | 0.17 | 0.73 | 0 | -0.03 | -0.25 | -0.56 | 0 |  | 0.4 | 0.35 | 0.23 | 58.1 | 1520.34 | 1.13
D | 4002 | 2023-01-09 | 11 | ON | 43.14 | 10.54 | 0.19 | 0.04 | 0.45 | 0.76 | 0 | 0.03 | -0.1 | -0.56 | 0 |  | 0.4 | 0.35 | 0.23 | 55.47 | 1475.752 | 1.44
D | 4002 | 2023-01-09 | 12 | ON | 37.77 | 10.54 | 0.19 | 0.04 | 0.12 | 0.78 | 0 | 0.01 | -0.09 | -0.56 | 0 |  | 0.4 | 0.35 | 0.23 | 49.78 | 1452.956 | 1.13
D | 4002 | 2023-01-09 | 13 | ON | 35.33 | 10.54 | 0.19 | 0.04 | 0.09 | 0.8 | 0 | 0.05 | -0.05 | -0.56 | 0 |  | 0.4 | 0.35 | 0.23 | 47.41 | 1427.158 | 1.12
D | 4002 | 2023-01-09 | 14 | ON | 29.78 | 10.54 | 0.19 | 0.04 | 0.09 | 0.81 | 0 | 0.02 | -0.06 | -0.56 | 0 |  | 0.4 | 0.35 | 0.23 | 41.83 | 1417.762 | 1.13
D | 4002 | 2023-01-09 | 15 | ON | 34.32 | 10.54 | 0.19 | 0.04 | 0.03 | 0.8 | 0 | 0.03 | -0.08 | -0.56 | 0 |  | 0.4 | 0.35 | 0.23 | 46.29 | 1422.858 | 1.06
D | 4002 | 2023-01-09 | 16 | ON | 46.41 | 10.54 | 0.19 | 0.04 | 0.05 | 0.77 | 0 | 0.06 | 0.18 | -0.56 | 0 |  | 0.4 | 0.35 | 0.23 | 58.66 | 1459.425 | 1.05
D | 4002 | 2023-01-09 | 17 | ON | 42.03 | 10.54 | 0.19 | 0.04 | 0.08 | 0.72 | 0 | 0.05 | -0.09 | -0.56 | 0 |  | 0.4 | 0.35 | 0.23 | 53.98 | 1548.924 | 1.03
D | 4002 | 2023-01-09 | 18 | ON | 75.94 | 10.54 | 0.19 | 0.04 | 0.08 | 0.68 | 0.01 | 0.03 | -0.09 | -0.56 | 0 |  | 0.4 | 0.35 | 0.23 | 87.84 | 1650.016 | 1
D | 4002 | 2023-01-09 | 19 | ON | 54.33 | 10.54 | 0.19 | 0.04 | 0.37 | 0.68 | 0 | -0.01 | -0.16 | -0.56 | 0 |  | 0.4 | 0.35 | 0.23 | 66.4 | 1629.623 | 1.28
D | 4002 | 2023-01-09 | 20 | ON | 40.35 | 10.54 | 0.19 | 0.04 | 0.2 | 0.69 | 0 | 0 | -0.06 | -0.56 | 0 |  | 0.4 | 0.35 | 0.23 | 52.37 | 1571.386 | 1.12
D | 4002 | 2023-01-09 | 21 | ON | 46.99 | 10.54 | 0.19 | 0.04 | 0.12 | 0.72 | 0.03 | 0.07 | 0.05 | -0.56 | 0 |  | 0.4 | 0.35 | 0.23 | 59.17 | 1499.409 | 1.1
D | 4002 | 2023-01-09 | 22 | ON | 39.85 | 10.54 | 0.19 | 0.04 | 0.14 | 0.77 | 0 | 0 | 0.03 | -0.56 | 0 |  | 0.4 | 0.35 | 0.23 | 51.98 | 1393.538 | 1.14
D | 4002 | 2023-01-09 | 23 | ON | 57.67 | 10.54 | 0.19 | 0.04 | 0.26 | 0.83 | 0 | 0 | 0.24 | -0.56 | 0 |  | 0.4 | 0.35 | 0.23 | 70.19 | 1283.639 | 1.32
D | 4002 | 2023-01-09 | 24 | OFF | 41.69 | 10.54 | 0.19 | 0.04 | 0.51 | 0 | 0 | 0.02 | 0.27 | -0.56 | 0 |  | 0.4 | 0.35 | 0.23 | 53.68 | 1196.464 | 0.74
D | 4002 | 2023-01-10 | 1 | OFF | 87.49 | 10.54 | 1.69 | 0.36 | 0.04 | 0 | 0 | 0.01 | -0.43 | -0.56 | 0 |  | 0.4 | 0.35 | 0.23 | 100.12 | 1141.22 | 2.09
D | 4002 | 2023-01-10 | 2 | OFF | 136.65 | 10.54 | 1.69 | 0.36 | 0 | 0 | 0 | -0.06 | -0.27 | -0.56 | 0 |  | 0.4 | 0.35 | 0.23 | 149.33 | 1113.233 | 2.05
D | 4002 | 2023-01-10 | 3 | OFF | 186.88 | 10.54 | 1.69 | 0.36 | 0 | 0 | 0 | 0.08 | 0.48 | -0.56 | 0 |  | 0.4 | 0.35 | 0.23 | 200.45 | 1100.506 | 2.05
D | 4002 | 2023-01-10 | 4 | OFF | 153.63 | 10.54 | 1.69 | 0.36 | 0 | 0 | 0 | -0.03 | 0.22 | -0.56 | 0 |  | 0.4 | 0.35 | 0.23 | 166.83 | 1101.043 | 2.05
D | 4002 | 2023-01-10 | 5 | OFF | 153.2 | 10.54 | 1.69 | 0.36 | 0 | 0 | 0 | 0.07 | -0.01 | -0.56 | 0 |  | 0.4 | 0.35 | 0.23 | 166.27 | 1139.274 | 2.05
D | 4002 | 2023-01-10 | 6 | OFF | 60.11 | 10.54 | 1.69 | 0.36 | 0.29 | 0 | 0 | 0.09 | -0.04 | -0.56 | 0 |  | 0.4 | 0.35 | 0.23 | 73.46 | 1235.484 | 2.34
D | 4002 | 2023-01-10 | 7 | OFF | 84.11 | 10.54 | 1.69 | 0.36 | 0.47 | 0 | 0.09 | 0.07 | 0 | -0.56 | 0 |  | 0.4 | 0.35 | 0.23 | 97.75 | 1385.73 | 2.61
D | 4002 | 2023-01-10 | 8 | ON | 99.46 | 10.54 | 1.69 | 0.36 | 1.85 | 0.75 | 0 | -0.01 | -0.55 | -0.56 | 0 |  | 0.4 | 0.35 | 0.23 | 114.51 | 1477.586 | 4.65
D | 4002 | 2023-01-10 | 9 | ON | 91.56 | 10.54 | 1.69 | 0.36 | 0.55 | 0.74 | 0 | 0.04 | -0.24 | -0.56 | 0 |  | 0.4 | 0.35 | 0.23 | 105.66 | 1492.568 | 3.34
D | 4002 | 2023-01-10 | 10 | ON | 111.52 | 10.54 | 1.69 | 0.36 | 0.34 | 0.75 | 0 | -0.02 | -0.05 | -0.56 | 0 |  | 0.4 | 0.35 | 0.23 | 125.55 | 1474.499 | 3.14
D | 4002 | 2023-01-10 | 11 | ON | 67.83 | 10.54 | 1.69 | 0.36 | 0.11 | 0.77 | 0.03 | 0.08 | 0 | -0.56 | 0 |  | 0.4 | 0.35 | 0.23 | 81.83 | 1448.246 | 2.96
D | 4002 | 2023-01-10 | 12 | ON | 64.27 | 10.54 | 1.69 | 0.36 | 0.08 | 0.8 | 0 | 0.12 | 0.01 | -0.56 | 0 |  | 0.4 | 0.35 | 0.23 | 78.29 | 1431.718 | 2.93
D | 4002 | 2023-01-10 | 13 | ON | 56.2 | 10.54 | 1.69 | 0.36 | 0.2 | 0.82 | 0 | 0.08 | -0.02 | -0.56 | 0 |  | 0.4 | 0.35 | 0.23 | 70.29 | 1416.477 | 3.07
D | 4002 | 2023-01-10 | 14 | ON | 56.24 | 10.54 | 1.69 | 0.36 | 0.1 | 0.81 | 0 | 0.02 | -0.08 | -0.56 | 0 |  | 0.4 | 0.35 | 0.23 | 70.1 | 1413.406 | 2.96
D | 4002 | 2023-01-10 | 15 | ON | 58.22 | 10.54 | 1.69 | 0.36 | 0.09 | 0.73 | 0 | 0.1 | -0.16 | -0.56 | 0 |  | 0.4 | 0.35 | 0.23 | 71.99 | 1417.984 | 2.87
D | 4002 | 2023-01-10 | 16 | ON | 83.68 | 10.54 | 1.69 | 0.36 | 0.2 | 0.7 | 0.25 | 0.07 | 0.4 | -0.56 | 0 |  | 0.4 | 0.35 | 0.23 | 98.31 | 1466.834 | 3.2
D | 4002 | 2023-01-10 | 17 | ON | 60.9 | 10.54 | 1.69 | 0.36 | 0.11 | 0.72 | 0.02 | 0.21 | -0.75 | -0.56 | 0 |  | 0.4 | 0.35 | 0.23 | 74.22 | 1567.94 | 2.9
D | 4002 | 2023-01-10 | 18 | ON | 60.01 | 10.54 | 1.69 | 0.36 | 0.07 | 0.68 | 0 | 0.12 | -0.59 | -0.56 | 0 |  | 0.4 | 0.35 | 0.23 | 73.3 | 1669.249 | 2.8
D | 4002 | 2023-01-10 | 19 | ON | 60.88 | 10.54 | 1.69 | 0.36 | 0.07 | 0.68 | 0 | 0.05 | -0.62 | -0.56 | 0 |  | 0.4 | 0.35 | 0.23 | 74.07 | 1659.485 | 2.8
D | 4002 | 2023-01-10 | 20 | ON | 64.7 | 10.54 | 1.69 | 0.36 | 0.7 | 0.69 | 0 | -0.03 | -0.48 | -0.56 | 0 |  | 0.4 | 0.35 | 0.23 | 78.59 | 1614.814 | 3.44
D | 4002 | 2023-01-10 | 21 | ON | 75.03 | 10.54 | 1.69 | 0.36 | 0.78 | 0.72 | 0.01 | -0.04 | -0.14 | -0.56 | 0 |  | 0.4 | 0.35 | 0.23 | 89.37 | 1552.56 | 3.56
D | 4002 | 2023-01-10 | 22 | ON | 77.74 | 10.54 | 1.69 | 0.36 | 0.17 | 0.76 | 0 | -0.03 | -0.52 | -0.56 | 0 |  | 0.4 | 0.35 | 0.23 | 91.13 | 1459.475 | 2.98
D | 4002 | 2023-01-10 | 23 | ON | 68.92 | 10.54 | 1.69 | 0.36 | 0.34 | 0.81 | 0 | -0.01 | -0.4 | -0.56 | 0 |  | 0.4 | 0.35 | 0.23 | 82.67 | 1354.482 | 3.2
D | 4002 | 2023-01-10 | 24 | OFF | 59.33 | 10.54 | 1.69 | 0.36 | 0.23 | 0 | 0 | 0.01 | -0.4 | -0.56 | 0 |  | 0.4 | 0.35 | 0.23 | 72.18 | 1273.179 | 2.28
D | 4002 | 2023-01-11 | 1 | OFF | 55.37 | 10.54 | 0.57 | 0.12 | 0.03 | 0 | 0 | -0.05 | -0.5 | -0.56 | 0 |  | 0.4 | 0.35 | 0.23 | 66.5 | 1230.644 | 0.72
D | 4002 | 2023-01-11 | 2 | OFF | 52.21 | 10.54 | 0.57 | 0.12 | 0 | 0 | 0 | -0.02 | -0.56 | -0.56 | 0 |  | 0.4 | 0.35 | 0.23 | 63.28 | 1208.354 | 0.69
D | 4002 | 2023-01-11 | 3 | OFF | 53.05 | 10.54 | 0.57 | 0.12 | 0 | 0 | 0 | -0.03 | -0.5 | -0.56 | 0 |  | 0.4 | 0.35 | 0.23 | 64.17 | 1202.5 | 0.69
D | 4002 | 2023-01-11 | 4 | OFF | 56.76 | 10.54 | 0.57 | 0.12 | 0 | 0 | 0 | 0.03 | -0.57 | -0.56 | 0 |  | 0.4 | 0.35 | 0.23 | 67.87 | 1213.118 | 0.69
D | 4002 | 2023-01-11 | 5 | OFF | 67.06 | 10.54 | 0.57 | 0.12 | 0 | 0 | 0 | 0.02 | -0.4 | -0.56 | 0 |  | 0.4 | 0.35 | 0.23 | 78.33 | 1259.552 | 0.69
D | 4002 | 2023-01-11 | 6 | OFF | 84.64 | 10.54 | 0.57 | 0.12 | 0.24 | 0 | 0 | 0.06 | -0.12 | -0.56 | 0 |  | 0.4 | 0.35 | 0.23 | 96.47 | 1365.506 | 0.93
D | 4002 | 2023-01-11 | 7 | OFF | 89.87 | 10.54 | 0.57 | 0.12 | 0.28 | 0 | 0.1 | 0.03 | -0.33 | -0.56 | 0 |  | 0.4 | 0.35 | 0.23 | 101.6 | 1527.952 | 1.07
D | 4002 | 2023-01-11 | 8 | ON | 116.29 | 10.54 | 0.57 | 0.12 | 1.4 | 0.6 | 0 | 0.04 | -0.99 | -0.56 | 0 |  | 0.4 | 0.35 | 0.23 | 128.99 | 1621.308 | 2.69
D | 4002 | 2023-01-11 | 9 | ON | 100.4 | 10.54 | 0.57 | 0.12 | 0.6 | 0.61 | 0 | 0.03 | -0.19 | -0.56 | 0 |  | 0.4 | 0.35 | 0.23 | 113.1 | 1620.922 | 1.9
D | 4002 | 2023-01-11 | 10 | ON | 54.54 | 10.54 | 0.57 | 0.12 | 0.04 | 0.74 | 0 | 0.03 | -0.24 | -0.56 | 0 |  | 0.4 | 0.35 | 0.23 | 66.76 | 1576.219 | 1.47
D | 4002 | 2023-01-11 | 11 | ON | 49.26 | 10.54 | 0.57 | 0.12 | 0.07 | 0.77 | 0 | 0.09 | -0.31 | -0.56 | 0 |  | 0.4 | 0.35 | 0.23 | 61.53 | 1528.727 | 1.53
D | 4002 | 2023-01-11 | 12 | ON | 48.26 | 10.54 | 0.57 | 0.12 | 0.06 | 0.8 | 0 | -0.02 | -0.28 | -0.56 | 0 |  | 0.4 | 0.35 | 0.23 | 60.47 | 1496.439 | 1.55
D | 4002 | 2023-01-11 | 13 | ON | 46.62 | 10.54 | 0.57 | 0.12 | 0.06 | 0.81 | 0 | 0.04 | -0.32 | -0.56 | 0 |  | 0.4 | 0.35 | 0.23 | 58.86 | 1466.612 | 1.56
D | 4002 | 2023-01-11 | 14 | ON | 48.58 | 10.54 | 0.57 | 0.12 | 0.06 | 0.79 | 0 | -0.02 | -0.25 | -0.56 | 0 |  | 0.4 | 0.35 | 0.23 | 60.81 | 1463.747 | 1.54
D | 4002 | 2023-01-11 | 15 | ON | 56.5 | 10.54 | 0.57 | 0.12 | 0.07 | 0.77 | 0 | 0.01 | -0.24 | -0.56 | 0 |  | 0.4 | 0.35 | 0.23 | 68.76 | 1481.984 | 1.53
D | 4002 | 2023-01-11 | 16 | ON | 65.58 | 10.54 | 0.57 | 0.12 | 0.2 | 0.74 | 0 | 0.01 | -0.22 | -0.56 | 0 |  | 0.4 | 0.35 | 0.23 | 77.96 | 1525.972 | 1.63
D | 4002 | 2023-01-11 | 17 | ON | 64.9 | 10.54 | 0.57 | 0.12 | 0.12 | 0.69 | 0 | 0.05 | -0.43 | -0.56 | 0 |  | 0.4 | 0.35 | 0.23 | 76.98 | 1614.522 | 1.5
D | 4002 | 2023-01-11 | 18 | ON | 94.82 | 10.54 | 0.57 | 0.12 | 0.17 | 0.66 | 0 | 0 | -0.78 | -0.56 | 0 |  | 0.4 | 0.35 | 0.23 | 106.52 | 1701.831 | 1.52
D | 4002 | 2023-01-11 | 19 | ON | 92.76 | 10.54 | 0.57 | 0.12 | 0.42 | 0.67 | 0.03 | 0.01 | -0.53 | -0.56 | 0 |  | 0.4 | 0.35 | 0.23 | 105.01 | 1678.353 | 1.81
D | 4002 | 2023-01-11 | 20 | ON | 85.23 | 10.54 | 0.57 | 0.12 | 0.5 | 0.68 | 0.23 | -0.07 | -0.33 | -0.56 | 0 |  | 0.4 | 0.35 | 0.23 | 97.89 | 1627.316 | 2.1
D | 4002 | 2023-01-11 | 21 | ON | 110.6 | 10.54 | 0.57 | 0.12 | 0.63 | 0.71 | 0.06 | 0.02 | -0.11 | -0.56 | 0 |  | 0.4 | 0.35 | 0.23 | 123.56 | 1558.3 | 2.09
D | 4002 | 2023-01-11 | 22 | ON | 98.45 | 10.54 | 0.57 | 0.12 | 0.43 | 0.75 | 0.02 | -0.14 | -0.36 | -0.56 | 0 |  | 0.4 | 0.35 | 0.23 | 110.8 | 1455.647 | 1.89
D | 4002 | 2023-01-11 | 23 | ON | 87.62 | 10.54 | 0.57 | 0.12 | 1.03 | 0.81 | 0 | 0.01 | -0.28 | -0.56 | 0 |  | 0.4 | 0.35 | 0.23 | 100.84 | 1342.138 | 2.53
D | 4002 | 2023-01-11 | 24 | OFF | 56.51 | 10.54 | 0.57 | 0.12 | 0.32 | 0 | 0 | -0.02 | -0.47 | -0.56 | 0 |  | 0.4 | 0.35 | 0.23 | 67.99 | 1250.932 | 1.01
D | 4002 | 2023-01-12 | 1 | OFF | 55.69 | 10.54 | 0.59 | 0.07 | 0.02 | 0 | 0 | -0.07 | -0.49 | -0.56 | 0 |  | 0.4 | 0.35 | 0.23 | 66.77 | 1195.923 | 0.68
D | 4002 | 2023-01-12 | 2 | OFF | 55.3 | 10.54 | 0.59 | 0.07 | 0 | 0 | 0 | -0.02 | -0.44 | -0.56 | 0 |  | 0.4 | 0.35 | 0.23 | 66.46 | 1164.761 | 0.66
D | 4002 | 2023-01-12 | 3 | OFF | 52.43 | 10.54 | 0.59 | 0.07 | 0 | 0 | 0 | -0.02 | -0.46 | -0.56 | 0 |  | 0.4 | 0.35 | 0.23 | 63.57 | 1151.611 | 0.66
D | 4002 | 2023-01-12 | 4 | OFF | 53.28 | 10.54 | 0.59 | 0.07 | 0 | 0 | 0 | -0.01 | -0.47 | -0.56 | 0 |  | 0.4 | 0.35 | 0.23 | 64.42 | 1155.071 | 0.66
D | 4002 | 2023-01-12 | 5 | OFF | 55.21 | 10.54 | 0.59 | 0.07 | 0 | 0 | 0 | 0.06 | -0.56 | -0.56 | 0 |  | 0.4 | 0.35 | 0.23 | 66.33 | 1191.731 | 0.66
D | 4002 | 2023-01-12 | 6 | OFF | 55.19 | 10.54 | 0.59 | 0.07 | 0.07 | 0 | 0 | 0.04 | -0.51 | -0.56 | 0 |  | 0.4 | 0.35 | 0.23 | 66.41 | 1291.839 | 0.73
D | 4002 | 2023-01-12 | 7 | OFF | 57.04 | 10.54 | 0.59 | 0.07 | 0.15 | 0 | 0 | -0.01 | -0.47 | -0.56 | 0 |  | 0.4 | 0.35 | 0.23 | 68.33 | 1441.626 | 0.81
D | 4002 | 2023-01-12 | 8 | ON | 60.42 | 10.54 | 0.59 | 0.07 | 0.19 | 0.72 | 0 | 0.02 | -0.51 | -0.56 | 0 |  | 0.4 | 0.35 | 0.23 | 72.46 | 1534.354 | 1.57
D | 4002 | 2023-01-12 | 9 | ON | 61.27 | 10.54 | 0.59 | 0.07 | 0.23 | 0.7 | 0.03 | -0.02 | -0.53 | -0.56 | 0 |  | 0.4 | 0.35 | 0.23 | 73.3 | 1560.95 | 1.62
D | 4002 | 2023-01-12 | 10 | ON | 96.79 | 10.54 | 0.59 | 0.07 | 0.28 | 0.65 | 0.01 | -0.06 | -0.39 | -0.56 | 0 |  | 0.4 | 0.35 | 0.23 | 108.9 | 1587.029 | 1.6
D | 4002 | 2023-01-12 | 11 | ON | 80.86 | 10.54 | 0.59 | 0.07 | 0.67 | 0.64 | 0.03 | -0.05 | -0.42 | -0.56 | 0 |  | 0.4 | 0.35 | 0.23 | 93.35 | 1616.135 | 2
D | 4002 | 2023-01-12 | 12 | ON | 72.35 | 10.54 | 0.59 | 0.07 | 0.26 | 0.64 | 0.1 | -0.06 | -0.37 | -0.56 | 0 |  | 0.4 | 0.35 | 0.23 | 84.54 | 1621.247 | 1.66
D | 4002 | 2023-01-12 | 13 | ON | 79.5 | 10.54 | 0.59 | 0.07 | 0.31 | 0.69 | 0.35 | -0.01 | -0.18 | -0.56 | 0 |  | 0.4 | 0.35 | 0.23 | 92.28 | 1612.405 | 2.01
D | 4002 | 2023-01-12 | 14 | ON | 64.83 | 10.54 | 0.59 | 0.07 | 0.33 | 0.64 | 0.15 | -0.03 | -0.17 | -0.56 | 0 |  | 0.4 | 0.35 | 0.23 | 77.37 | 1601.906 | 1.78
D | 4002 | 2023-01-12 | 15 | ON | 55.77 | 10.54 | 0.59 | 0.07 | 0.22 | 0.65 | 0.2 | 0 | -0.17 | -0.56 | 0 |  | 0.4 | 0.35 | 0.23 | 68.29 | 1573.129 | 1.73
D | 4002 | 2023-01-12 | 16 | ON | 44.96 | 10.54 | 0.59 | 0.07 | 0.12 | 0.69 | 0 | 0.01 | -0.22 | -0.56 | 0 |  | 0.4 | 0.35 | 0.23 | 57.18 | 1562.432 | 1.47
D | 4002 | 2023-01-12 | 17 | ON | 51.97 | 10.54 | 0.59 | 0.07 | 0.17 | 0.68 | 0 | 0.04 | -0.25 | -0.56 | 0 |  | 0.4 | 0.35 | 0.23 | 64.23 | 1608.099 | 1.51
D | 4002 | 2023-01-12 | 18 | ON | 62.28 | 10.54 | 0.59 | 0.07 | 0.32 | 0.67 | 0.03 | 0.03 | -0.32 | -0.56 | 0 |  | 0.4 | 0.35 | 0.23 | 74.63 | 1651.883 | 1.68
D | 4002 | 2023-01-12 | 19 | ON | 52.42 | 10.54 | 0.59 | 0.07 | 0.46 | 0.68 | 0.08 | -0.01 | -0.22 | -0.56 | 0 |  | 0.4 | 0.35 | 0.23 | 65.03 | 1616.917 | 1.88
D | 4002 | 2023-01-12 | 20 | ON | 54.94 | 10.54 | 0.59 | 0.07 | 0.23 | 0.71 | 0.18 | -0.04 | -0.23 | -0.56 | 0 |  | 0.4 | 0.35 | 0.23 | 67.41 | 1551.403 | 1.78
D | 4002 | 2023-01-12 | 21 | ON | 84.28 | 10.54 | 0.59 | 0.07 | 0.7 | 0.75 | 0.47 | -0.16 | 0.22 | -0.56 | 0 |  | 0.4 | 0.35 | 0.23 | 97.88 | 1467.666 | 2.58
D | 4002 | 2023-01-12 | 22 | ON | 44.3 | 10.54 | 0.59 | 0.07 | 0.18 | 0.8 | 0.21 | -0.01 | 0.11 | -0.56 | 0 |  | 0.4 | 0.35 | 0.23 | 57.21 | 1362.713 | 1.85
D | 4002 | 2023-01-12 | 23 | ON | 35.67 | 10.54 | 0.59 | 0.07 | 1 | 0.87 | 0.12 | -0.05 | -0.14 | -0.56 | 0 |  | 0.4 | 0.35 | 0.23 | 49.09 | 1249.66 | 2.65
D | 4002 | 2023-01-12 | 24 | OFF | 29.81 | 10.54 | 0.59 | 0.07 | 0.34 | 0 | 0 | 0 | -0.12 | -0.56 | 0 |  | 0.4 | 0.35 | 0.23 | 41.65 | 1161.148 | 1
D | 4002 | 2023-01-13 | 1 | OFF | 30.7 | 10.54 | 0.22 | 0.03 | 0.08 | 0 | 0 | -0.05 | -0.13 | -0.56 | 0 |  | 0.4 | 0.35 | 0.23 | 41.81 | 1095.185 | 0.33
D | 4002 | 2023-01-13 | 2 | OFF | 30.09 | 10.54 | 0.22 | 0.03 | 0.05 | 0 | 0 | 0.04 | -0.14 | -0.56 | 0 |  | 0.4 | 0.35 | 0.23 | 41.25 | 1057.674 | 0.3
D | 4002 | 2023-01-13 | 3 | OFF | 29.38 | 10.54 | 0.22 | 0.03 | 0.05 | 0 | 0 | -0.01 | -0.13 | -0.56 | 0 |  | 0.4 | 0.35 | 0.23 | 40.5 | 1037.256 | 0.3
D | 4002 | 2023-01-13 | 4 | OFF | 28.3 | 10.54 | 0.22 | 0.03 | 0.05 | 0 | 0 | 0.02 | -0.13 | -0.56 | 0 |  | 0.4 | 0.35 | 0.23 | 39.45 | 1035.827 | 0.3
D | 4002 | 2023-01-13 | 5 | OFF | 29.56 | 10.54 | 0.22 | 0.03 | 0.04 | 0 | 0 | 0.01 | -0.13 | -0.56 | 0 |  | 0.4 | 0.35 | 0.23 | 40.69 | 1067.768 | 0.29
D | 4002 | 2023-01-13 | 6 | OFF | 30.66 | 10.54 | 0.22 | 0.03 | 0.14 | 0 | 0 | 0.03 | -0.21 | -0.56 | 0 |  | 0.4 | 0.35 | 0.23 | 41.83 | 1152.783 | 0.39
D | 4002 | 2023-01-13 | 7 | OFF | 31.75 | 10.54 | 0.22 | 0.03 | 0.18 | 0 | 0 | 0.04 | -0.26 | -0.56 | 0 |  | 0.4 | 0.35 | 0.23 | 42.92 | 1282.547 | 0.43
D | 4002 | 2023-01-13 | 8 | ON | 34.05 | 10.54 | 0.22 | 0.03 | 0.15 | 0.79 | 0 | 0.02 | -0.46 | -0.56 | 0 |  | 0.4 | 0.35 | 0.23 | 45.76 | 1379.095 | 1.19
D | 4002 | 2023-01-13 | 9 | ON | 49.11 | 10.54 | 0.22 | 0.03 | 0.2 | 0.73 | 0.21 | -0.06 | -0.44 | -0.56 | 0 |  | 0.4 | 0.35 | 0.23 | 60.96 | 1423.091 | 1.39
D | 4002 | 2023-01-13 | 10 | ON | 43 | 10.54 | 0.22 | 0.03 | 0.09 | 0.72 | 0 | -0.03 | -0.37 | -0.56 | 0 |  | 0.4 | 0.35 | 0.23 | 54.62 | 1444.53 | 1.06
D | 4002 | 2023-01-13 | 11 | ON | 38.26 | 10.54 | 0.22 | 0.03 | 0.31 | 0.72 | 0 | 0.02 | -0.4 | -0.56 | 0 |  | 0.4 | 0.35 | 0.23 | 50.12 | 1457.173 | 1.28
D | 4002 | 2023-01-13 | 12 | ON | 36.89 | 10.54 | 0.22 | 0.03 | 0.12 | 0.72 | 0 | 0 | -0.38 | -0.56 | 0 |  | 0.4 | 0.35 | 0.23 | 48.56 | 1446.43 | 1.09
D | 4002 | 2023-01-13 | 13 | ON | 37.49 | 10.54 | 0.22 | 0.03 | 0.05 | 0.79 | 0 | -0.02 | -0.38 | -0.56 | 0 |  | 0.4 | 0.35 | 0.23 | 49.14 | 1426.478 | 1.09
D | 4002 | 2023-01-13 | 14 | ON | 41.33 | 10.54 | 0.22 | 0.03 | 0.05 | 0.79 | 0 | -0.03 | -0.31 | -0.56 | 0 |  | 0.4 | 0.35 | 0.23 | 53.04 | 1407.357 | 1.09
D | 4002 | 2023-01-13 | 15 | ON | 41.29 | 10.54 | 0.22 | 0.03 | 0.05 | 0.8 | 0 | -0.03 | -0.3 | -0.56 | 0 |  | 0.4 | 0.35 | 0.23 | 53.02 | 1383.134 | 1.1
D | 4002 | 2023-01-13 | 16 | ON | 38.95 | 10.54 | 0.22 | 0.03 | 0.05 | 0.79 | 0 | -0.02 | -0.28 | -0.56 | 0 |  | 0.4 | 0.35 | 0.23 | 50.7 | 1389.11 | 1.09
D | 4002 | 2023-01-13 | 17 | ON | 35.93 | 10.54 | 0.22 | 0.03 | 0.06 | 0.77 | 0 | -0.03 | -0.31 | -0.56 | 0 |  | 0.4 | 0.35 | 0.23 | 47.63 | 1441.255 | 1.08
D | 4002 | 2023-01-13 | 18 | ON | 63.7 | 10.54 | 0.22 | 0.03 | 0.16 | 0.75 | 0.24 | -0.06 | -0.3 | -0.56 | 0 |  | 0.4 | 0.35 | 0.23 | 75.7 | 1486.593 | 1.4
D | 4002 | 2023-01-13 | 19 | ON | 36.95 | 10.54 | 0.22 | 0.03 | 0.09 | 0.76 | 0 | -0.05 | -0.3 | -0.56 | 0 |  | 0.4 | 0.35 | 0.23 | 48.66 | 1456.023 | 1.1
D | 4002 | 2023-01-13 | 20 | ON | 33.75 | 10.54 | 0.22 | 0.03 | 0.05 | 0.78 | 0 | -0.06 | -0.23 | -0.56 | 0 |  | 0.4 | 0.35 | 0.23 | 45.5 | 1402.927 | 1.08
D | 4002 | 2023-01-13 | 21 | ON | 32.18 | 10.54 | 0.22 | 0.03 | 0.09 | 0.81 | 0 | 0 | -0.21 | -0.56 | 0 |  | 0.4 | 0.35 | 0.23 | 44.08 | 1354.603 | 1.15
D | 4002 | 2023-01-13 | 22 | ON | 32.5 | 10.54 | 0.22 | 0.03 | 0.1 | 0.85 | 0 | -0.05 | -0.22 | -0.56 | 0 |  | 0.4 | 0.35 | 0.23 | 44.39 | 1280.342 | 1.2
D | 4002 | 2023-01-13 | 23 | ON | 32.19 | 10.54 | 0.22 | 0.03 | 0.16 | 0.9 | 0 | 0.01 | -0.16 | -0.56 | 0 |  | 0.4 | 0.35 | 0.23 | 44.31 | 1195.344 | 1.31
D | 4002 | 2023-01-13 | 24 | OFF | 33.58 | 10.54 | 0.22 | 0.03 | 0.16 | 0 | 0 | -0.05 | -0.22 | -0.56 | 0 |  | 0.4 | 0.35 | 0.23 | 44.68 | 1115.665 | 0.41
D | 4002 | 2023-01-14 | 1 | OFF | 33.94 | 10.54 | 0.73 | 0.16 | 0.02 | 0 | 0 | -0.03 | -0.22 | -0.56 | 0 |  | 0.4 | 0.35 | 0.23 | 45.56 | 1056.9 | 0.91
D | 4002 | 2023-01-14 | 2 | OFF | 34.34 | 10.54 | 0.73 | 0.16 | 0 | 0 | 0 | -0.02 | -0.15 | -0.56 | 0 |  | 0.4 | 0.35 | 0.23 | 46.02 | 1027.931 | 0.89
D | 4002 | 2023-01-14 | 3 | OFF | 36.26 | 10.54 | 0.73 | 0.16 | 0 | 0 | 0 | -0.06 | -0.08 | -0.56 | 0 |  | 0.4 | 0.35 | 0.23 | 47.97 | 1017.72 | 0.89
D | 4002 | 2023-01-14 | 4 | OFF | 35.31 | 10.54 | 0.73 | 0.16 | 0 | 0 | 0 | 0.03 | -0.13 | -0.56 | 0 |  | 0.4 | 0.35 | 0.23 | 47.06 | 1017.244 | 0.89
D | 4002 | 2023-01-14 | 5 | OFF | 34.05 | 10.54 | 0.73 | 0.16 | 0 | 0 | 0 | 0.01 | -0.13 | -0.56 | 0 |  | 0.4 | 0.35 | 0.23 | 45.78 | 1033.451 | 0.89
D | 4002 | 2023-01-14 | 6 | OFF | 38.64 | 10.54 | 0.73 | 0.16 | 0 | 0 | 0 | 0.04 | -0.11 | -0.56 | 0 |  | 0.4 | 0.35 | 0.23 | 50.42 | 1077.127 | 0.89
D | 4002 | 2023-01-14 | 7 | OFF | 41.36 | 10.54 | 0.73 | 0.16 | 0.11 | 0 | 0 | -0.06 | -0.09 | -0.56 | 0 |  | 0.4 | 0.35 | 0.23 | 53.17 | 1146.352 | 1
D | 4002 | 2023-01-14 | 8 | OFF | 39.14 | 10.54 | 0.73 | 0.16 | 0.23 | 0 | 0.02 | -0.09 | -0.2 | -0.56 | 0 |  | 0.4 | 0.35 | 0.23 | 50.95 | 1233.927 | 1.14
D | 4002 | 2023-01-14 | 9 | OFF | 68.78 | 10.54 | 0.73 | 0.16 | 0.19 | 0 | 0.05 | -0.08 | -0.03 | -0.56 | 0 |  | 0.4 | 0.35 | 0.23 | 80.76 | 1320.465 | 1.13
D | 4002 | 2023-01-14 | 10 | OFF | 102.54 | 10.54 | 0.73 | 0.16 | 0.37 | 0 | 0.11 | -0.12 | -0.19 | -0.56 | 0 |  | 0.4 | 0.35 | 0.23 | 114.56 | 1385.847 | 1.37
D | 4002 | 2023-01-14 | 11 | OFF | 115.36 | 10.54 | 0.73 | 0.16 | 0.16 | 0 | 0 | -0.21 | -0.21 | -0.56 | 0 |  | 0.4 | 0.35 | 0.23 | 126.95 | 1424.555 | 1.05
D | 4002 | 2023-01-14 | 12 | OFF | 142.41 | 10.54 | 0.73 | 0.16 | 0.15 | 0 | 0 | -0.19 | -0.04 | -0.56 | 0 |  | 0.4 | 0.35 | 0.23 | 154.18 | 1434.473 | 1.04
D | 4002 | 2023-01-14 | 13 | OFF | 138.62 | 10.54 | 0.73 | 0.16 | 0.24 | 0 | 0 | -0.18 | 0.01 | -0.56 | 0 |  | 0.4 | 0.35 | 0.23 | 150.54 | 1420.255 | 1.13
D | 4002 | 2023-01-14 | 14 | OFF | 147.84 | 10.54 | 0.73 | 0.16 | 0.53 | 0 | 0.04 | -0.04 | -0.02 | -0.56 | 0 |  | 0.4 | 0.35 | 0.23 | 160.2 | 1407.992 | 1.46
D | 4002 | 2023-01-14 | 15 | OFF | 133.57 | 10.54 | 0.73 | 0.16 | 0.99 | 0 | 0.07 | -0.03 | -0.01 | -0.56 | 0 |  | 0.4 | 0.35 | 0.23 | 146.44 | 1403.18 | 1.95
D | 4002 | 2023-01-14 | 16 | OFF | 126.31 | 10.54 | 0.73 | 0.16 | 0.52 | 0 | 0.33 | -0.16 | 0.01 | -0.56 | 0 |  | 0.4 | 0.35 | 0.23 | 138.86 | 1416.215 | 1.74
D | 4002 | 2023-01-14 | 17 | OFF | 80.8 | 10.54 | 0.73 | 0.16 | 0.39 | 0 | 0.26 | 0 | -0.4 | -0.56 | 0 |  | 0.4 | 0.35 | 0.23 | 92.9 | 1474.092 | 1.54
D | 4002 | 2023-01-14 | 18 | OFF | 74.43 | 10.54 | 0.73 | 0.16 | 0.27 | 0 | 0.18 | -0.03 | -0.62 | -0.56 | 0 |  | 0.4 | 0.35 | 0.23 | 86.08 | 1530.545 | 1.34
D | 4002 | 2023-01-14 | 19 | OFF | 77.92 | 10.54 | 0.73 | 0.16 | 0.2 | 0 | 0.01 | -0.04 | -0.48 | -0.56 | 0 |  | 0.4 | 0.35 | 0.23 | 89.46 | 1500.564 | 1.1
D | 4002 | 2023-01-14 | 20 | OFF | 100.38 | 10.54 | 0.73 | 0.16 | 0.53 | 0 | 0 | -0.1 | -0.14 | -0.56 | 0 |  | 0.4 | 0.35 | 0.23 | 112.52 | 1444.45 | 1.42
D | 4002 | 2023-01-14 | 21 | OFF | 117.34 | 10.54 | 0.73 | 0.16 | 0.85 | 0 | 0.16 | -0.21 | -0.11 | -0.56 | 0 |  | 0.4 | 0.35 | 0.23 | 129.88 | 1390.247 | 1.9
D | 4002 | 2023-01-14 | 22 | OFF | 100.74 | 10.54 | 0.73 | 0.16 | 0.25 | 0 | 0.9 | -0.06 | -0.14 | -0.56 | 0 |  | 0.4 | 0.35 | 0.23 | 113.54 | 1322.398 | 2.04
D | 4002 | 2023-01-14 | 23 | OFF | 79.63 | 10.54 | 0.73 | 0.16 | 0.24 | 0 | 0.22 | -0.03 | -0.11 | -0.56 | 0 |  | 0.4 | 0.35 | 0.23 | 91.8 | 1238.686 | 1.35
D | 4002 | 2023-01-14 | 24 | OFF | 69.6 | 10.54 | 0.73 | 0.16 | 0.18 | 0 | 0 | -0.08 | -0.19 | -0.56 | 0 |  | 0.4 | 0.35 | 0.23 | 81.36 | 1164.623 | 1.07
D | 4002 | 2023-01-15 | 1 | OFF | 73.49 | 10.54 | 1.07 | 0.16 | 0.43 | 0 | 0 | -0.18 | -0.19 | -0.56 | 0 |  | 0.4 | 0.35 | 0.23 | 85.74 | 1115.574 | 1.66
D | 4002 | 2023-01-15 | 2 | OFF | 69.83 | 10.54 | 1.07 | 0.16 | 0.1 | 0 | 0 | -0.03 | -0.16 | -0.56 | 0 |  | 0.4 | 0.35 | 0.23 | 81.93 | 1084.454 | 1.33
D | 4002 | 2023-01-15 | 3 | OFF | 60.47 | 10.54 | 1.07 | 0.16 | 0.12 | 0 | 0 | -0.02 | -0.24 | -0.56 | 0 |  | 0.4 | 0.35 | 0.23 | 72.52 | 1067.542 | 1.35
D | 4002 | 2023-01-15 | 4 | OFF | 132.68 | 10.54 | 1.07 | 0.16 | 0.26 | 0 | 0 | -0.26 | -0.09 | -0.56 | 0 |  | 0.4 | 0.35 | 0.23 | 144.78 | 1064.52 | 1.49
D | 4002 | 2023-01-15 | 5 | OFF | 115.08 | 10.54 | 1.07 | 0.16 | 0.2 | 0 | 0 | -0.12 | -0.1 | -0.56 | 0 |  | 0.4 | 0.35 | 0.23 | 127.25 | 1072.216 | 1.43
D | 4002 | 2023-01-15 | 6 | OFF | 80.77 | 10.54 | 1.07 | 0.16 | 0.1 | 0 | 0 | 0.09 | -0.19 | -0.56 | 0 |  | 0.4 | 0.35 | 0.23 | 92.96 | 1108.106 | 1.33
D | 4002 | 2023-01-15 | 7 | OFF | 61.11 | 10.54 | 1.07 | 0.16 | 0.34 | 0 | 0 | 0.02 | -0.09 | -0.56 | 0 |  | 0.4 | 0.35 | 0.23 | 73.57 | 1167.035 | 1.57
D | 4002 | 2023-01-15 | 8 | OFF | 67.14 | 10.54 | 1.07 | 0.16 | 0.15 | 0 | 0 | 0 | -0.01 | -0.56 | 0 |  | 0.4 | 0.35 | 0.23 | 79.47 | 1243.998 | 1.38
D | 4002 | 2023-01-15 | 9 | OFF | 116.11 | 10.54 | 1.07 | 0.16 | 0.69 | 0 | 0 | -0.12 | 0.05 | -0.56 | 0 |  | 0.4 | 0.35 | 0.23 | 128.92 | 1319.847 | 1.92
D | 4002 | 2023-01-15 | 10 | OFF | 127.71 | 10.54 | 1.07 | 0.16 | 0.38 | 0 | 0 | -0.22 | 0.11 | -0.56 | 0 |  | 0.4 | 0.35 | 0.23 | 140.17 | 1362.365 | 1.61
D | 4002 | 2023-01-15 | 11 | OFF | 100.65 | 10.54 | 1.07 | 0.16 | 0.4 | 0 | 0.14 | -0.13 | 0.03 | -0.56 | 0 |  | 0.4 | 0.35 | 0.23 | 113.28 | 1389.203 | 1.77
D | 4002 | 2023-01-15 | 12 | OFF | 112.08 | 10.54 | 1.07 | 0.16 | 0.16 | 0 | 0.02 | -0.16 | 0.21 | -0.56 | 0 |  | 0.4 | 0.35 | 0.23 | 124.5 | 1401.352 | 1.41
D | 4002 | 2023-01-15 | 13 | OFF | 102.2 | 10.54 | 1.07 | 0.16 | 0.53 | 0 | 0.3 | -0.19 | 0.01 | -0.56 | 0 |  | 0.4 | 0.35 | 0.23 | 115.04 | 1396.816 | 2.06
D | 4002 | 2023-01-15 | 14 | OFF | 136.83 | 10.54 | 1.07 | 0.16 | 0.18 | 0 | 0.34 | -0.28 | 0.2 | -0.56 | 0 |  | 0.4 | 0.35 | 0.23 | 149.46 | 1393.323 | 1.75
D | 4002 | 2023-01-15 | 15 | OFF | 88.59 | 10.54 | 1.07 | 0.16 | 0.25 | 0 | 0 | -0.01 | -0.19 | -0.56 | 0 |  | 0.4 | 0.35 | 0.23 | 100.83 | 1397.463 | 1.48
D | 4002 | 2023-01-15 | 16 | OFF | 65.28 | 10.54 | 1.07 | 0.16 | 0.13 | 0 | 0 | -0.07 | -0.09 | -0.56 | 0 |  | 0.4 | 0.35 | 0.23 | 77.44 | 1420.948 | 1.36
D | 4002 | 2023-01-15 | 17 | OFF | 109.55 | 10.54 | 1.07 | 0.16 | 0.68 | 0 | 0.04 | 0.02 | 0.17 | -0.56 | 0 |  | 0.4 | 0.35 | 0.23 | 122.65 | 1486.826 | 1.95
D | 4002 | 2023-01-15 | 18 | OFF | 137.94 | 10.54 | 1.07 | 0.16 | 0.56 | 0 | 0.11 | -0.04 | -0.61 | -0.56 | 0 |  | 0.4 | 0.35 | 0.23 | 150.15 | 1572.79 | 1.9
D | 4002 | 2023-01-15 | 19 | OFF | 123.9 | 10.54 | 1.07 | 0.16 | 0.53 | 0 | 0.1 | -0.09 | -0.53 | -0.56 | 0 |  | 0.4 | 0.35 | 0.23 | 136.1 | 1539.872 | 1.86
D | 4002 | 2023-01-15 | 20 | OFF | 77.59 | 10.54 | 1.07 | 0.16 | 0.19 | 0 | 0 | -0.14 | -0.41 | -0.56 | 0 |  | 0.4 | 0.35 | 0.23 | 89.42 | 1476.477 | 1.42
D | 4002 | 2023-01-15 | 21 | OFF | 90.71 | 10.54 | 1.07 | 0.16 | 0.19 | 0 | 0.05 | -0.06 | -0.04 | -0.56 | 0 |  | 0.4 | 0.35 | 0.23 | 103.04 | 1416.336 | 1.47
D | 4002 | 2023-01-15 | 22 | OFF | 78.52 | 10.54 | 1.07 | 0.16 | 0.12 | 0 | 0.35 | -0.1 | -0.11 | -0.56 | 0 |  | 0.4 | 0.35 | 0.23 | 90.97 | 1333.17 | 1.7
D | 4002 | 2023-01-15 | 23 | OFF | 79.69 | 10.54 | 1.07 | 0.16 | 0.58 | 0 | 0.16 | -0.06 | -0.1 | -0.56 | 0 |  | 0.4 | 0.35 | 0.23 | 92.46 | 1242.24 | 1.97
D | 4002 | 2023-01-15 | 24 | OFF | 72.71 | 10.54 | 1.07 | 0.16 | 0.31 | 0 | 0 | 0.08 | -0.01 | -0.56 | 0 |  | 0.4 | 0.35 | 0.23 | 85.28 | 1168.771 | 1.54
D | 4002 | 2023-01-16 | 1 | OFF | 78.15 | 10.54 | 1.06 | 0.27 | 0.07 | 0 | 0 | 0.13 | -0.28 | -0.56 | 0 |  | 0.4 | 0.35 | 0.23 | 90.36 | 1119.189 | 1.4
D | 4002 | 2023-01-16 | 2 | OFF | 80.29 | 10.54 | 1.06 | 0.27 | 0.05 | 0 | 0 | 0.05 | -0.23 | -0.56 | 0 |  | 0.4 | 0.35 | 0.23 | 92.45 | 1089.41 | 1.38
D | 4002 | 2023-01-16 | 3 | OFF | 84.31 | 10.54 | 1.06 | 0.27 | 0.07 | 0 | 0 | -0.03 | -0.17 | -0.56 | 0 |  | 0.4 | 0.35 | 0.23 | 96.47 | 1077.918 | 1.4
D | 4002 | 2023-01-16 | 4 | OFF | 78.04 | 10.54 | 1.06 | 0.27 | 0.32 | 0 | 0 | -0.02 | -0.28 | -0.56 | 0 |  | 0.4 | 0.35 | 0.23 | 90.35 | 1085.234 | 1.65
D | 4002 | 2023-01-16 | 5 | OFF | 80.44 | 10.54 | 1.06 | 0.27 | 0.07 | 0 | 0 | -0.07 | -0.34 | -0.56 | 0 |  | 0.4 | 0.35 | 0.23 | 92.39 | 1122.191 | 1.4
D | 4002 | 2023-01-16 | 6 | OFF | 62.14 | 10.54 | 1.06 | 0.27 | 0.61 | 0 | 0 | 0.2 | -0.38 | -0.56 | 0 |  | 0.4 | 0.35 | 0.23 | 74.86 | 1197.338 | 1.94
D | 4002 | 2023-01-16 | 7 | OFF | 64.17 | 10.54 | 1.06 | 0.27 | 0.36 | 0 | 0 | -0.04 | -0.41 | -0.56 | 0 |  | 0.4 | 0.35 | 0.23 | 76.37 | 1304.787 | 1.69
D | 4002 | 2023-01-16 | 8 | ON | 64.69 | 10.54 | 1.06 | 0.27 | 0.31 | 0.78 | 0.17 | -0.09 | -0.42 | -0.56 | 0 |  | 0.4 | 0.35 | 0.23 | 77.73 | 1399.798 | 2.59
D | 4002 | 2023-01-16 | 9 | ON | 149.43 | 10.54 | 1.06 | 0.27 | 0.75 | 0.74 | 0.57 | -0.2 | -0.36 | -0.56 | 0 |  | 0.4 | 0.35 | 0.23 | 163.22 | 1469.726 | 3.39
D | 4002 | 2023-01-16 | 10 | ON | 148.35 | 10.54 | 1.06 | 0.27 | 0.4 | 0.72 | 0.05 | -0.05 | -0.35 | -0.56 | 0 |  | 0.4 | 0.35 | 0.23 | 161.41 | 1525.556 | 2.5
D | 4002 | 2023-01-16 | 11 | ON | 150.23 | 10.54 | 1.06 | 0.27 | 0.38 | 0.71 | 0 | 0.02 | -0.36 | -0.56 | 0 |  | 0.4 | 0.35 | 0.23 | 163.27 | 1566.786 | 2.42
D | 4002 | 2023-01-16 | 12 | ON | 141.15 | 10.54 | 1.06 | 0.27 | 0.36 | 0.71 | 0.17 | -0.03 | -0.37 | -0.56 | 0 |  | 0.4 | 0.35 | 0.23 | 154.28 | 1583.5 | 2.57
D | 4002 | 2023-01-16 | 13 | ON | 144.9 | 10.54 | 1.06 | 0.27 | 0.27 | 0.71 | 0 | -0.05 | -0.36 | -0.56 | 0 |  | 0.4 | 0.35 | 0.23 | 157.76 | 1572.321 | 2.31
D | 4002 | 2023-01-16 | 14 | ON | 153.29 | 10.54 | 1.06 | 0.27 | 0.2 | 0.71 | 0.48 | -0.03 | -0.24 | -0.56 | 0 |  | 0.4 | 0.35 | 0.23 | 166.7 | 1559.46 | 2.72
D | 4002 | 2023-01-16 | 15 | ON | 153.8 | 10.54 | 1.06 | 0.27 | 0.33 | 0.71 | 1.04 | -0.09 | -0.26 | -0.56 | 0 |  | 0.4 | 0.35 | 0.23 | 167.82 | 1549.218 | 3.41
D | 4002 | 2023-01-16 | 16 | ON | 131.57 | 10.54 | 1.06 | 0.27 | 0.41 | 0.71 | 0.6 | 0.02 | -0.4 | -0.56 | 0 |  | 0.4 | 0.35 | 0.23 | 145.2 | 1548.173 | 3.05
D | 4002 | 2023-01-16 | 17 | ON | 119.67 | 10.54 | 1.06 | 0.27 | 0.53 | 0.69 | 0.26 | -0.03 | -0.04 | -0.56 | 0 |  | 0.4 | 0.35 | 0.23 | 133.37 | 1599.42 | 2.81
D | 4002 | 2023-01-16 | 18 | ON | 163.45 | 10.54 | 1.06 | 0.27 | 0.51 | 0.66 | 0 | -0.03 | -0.75 | -0.56 | 0 |  | 0.4 | 0.35 | 0.23 | 176.13 | 1669.72 | 2.5
D | 4002 | 2023-01-16 | 19 | ON | 120.64 | 10.54 | 1.06 | 0.27 | 0.48 | 0.67 | 0 | -0.03 | -0.59 | -0.56 | 0 |  | 0.4 | 0.35 | 0.23 | 133.46 | 1634.446 | 2.48
D | 4002 | 2023-01-16 | 20 | ON | 105.52 | 10.54 | 1.06 | 0.27 | 0.29 | 0.69 | 0.03 | -0.18 | -0.4 | -0.56 | 0 |  | 0.4 | 0.35 | 0.23 | 118.24 | 1568.727 | 2.34
D | 4002 | 2023-01-16 | 21 | ON | 104.67 | 10.54 | 1.06 | 0.27 | 0.38 | 0.72 | 0 | -0.07 | -0.24 | -0.56 | 0 |  | 0.4 | 0.35 | 0.23 | 117.75 | 1490.297 | 2.43
D | 4002 | 2023-01-16 | 22 | ON | 113.18 | 10.54 | 1.06 | 0.27 | 0.33 | 0.77 | 0.37 | 0.04 | -0.18 | -0.56 | 0 |  | 0.4 | 0.35 | 0.23 | 126.8 | 1386.576 | 2.8
D | 4002 | 2023-01-16 | 23 | ON | 73.09 | 10.54 | 1.06 | 0.27 | 0.37 | 0.82 | 0 | -0.03 | -0.29 | -0.56 | 0 |  | 0.4 | 0.35 | 0.23 | 86.25 | 1273.758 | 2.52
D | 4002 | 2023-01-16 | 24 | OFF | 56.61 | 10.54 | 1.06 | 0.27 | 0.53 | 0 | 0 | 0 | -0.34 | -0.56 | 0 |  | 0.4 | 0.35 | 0.23 | 69.09 | 1182.25 | 1.86
D | 4002 | 2023-01-17 | 1 | OFF | 145.47 | 10.54 | 0.68 | 0.13 | 0.68 | 0 | 0 | 0.17 | 0.03 | -0.56 | 0 |  | 0.4 | 0.35 | 0.23 | 158.12 | 1126.049 | 1.49
D | 4002 | 2023-01-17 | 2 | OFF | 76.57 | 10.54 | 0.68 | 0.13 | 0.12 | 0 | 0 | -0.01 | -0.44 | -0.56 | 0 |  | 0.4 | 0.35 | 0.23 | 88.01 | 1095.39 | 0.93
D | 4002 | 2023-01-17 | 3 | OFF | 72.71 | 10.54 | 0.68 | 0.13 | 0.11 | 0 | 0 | 0.02 | -0.46 | -0.56 | 0 |  | 0.4 | 0.35 | 0.23 | 84.15 | 1086.03 | 0.92
D | 4002 | 2023-01-17 | 4 | OFF | 72.18 | 10.54 | 0.68 | 0.13 | 0.01 | 0 | 0 | -0.02 | -0.47 | -0.56 | 0 |  | 0.4 | 0.35 | 0.23 | 83.47 | 1093.805 | 0.82
D | 4002 | 2023-01-17 | 5 | OFF | 76.85 | 10.54 | 0.68 | 0.13 | 0 | 0 | 0 | 0.01 | -0.49 | -0.56 | 0 |  | 0.4 | 0.35 | 0.23 | 88.14 | 1135.635 | 0.81
D | 4002 | 2023-01-17 | 6 | OFF | 68.71 | 10.54 | 0.68 | 0.13 | 0.89 | 0 | 0 | 0.04 | -0.43 | -0.56 | 0 |  | 0.4 | 0.35 | 0.23 | 80.98 | 1235.585 | 1.7
D | 4002 | 2023-01-17 | 7 | OFF | 76.34 | 10.54 | 0.68 | 0.13 | 0.52 | 0 | 0.02 | -0.07 | -0.21 | -0.56 | 0 |  | 0.4 | 0.35 | 0.23 | 88.37 | 1392.099 | 1.35
D | 4002 | 2023-01-17 | 8 | ON | 128.69 | 10.54 | 0.68 | 0.13 | 1.09 | 0.74 | 0 | 0.11 | -0.84 | -0.56 | 0 |  | 0.4 | 0.35 | 0.23 | 141.56 | 1475.418 | 2.64
D | 4002 | 2023-01-17 | 9 | ON | 122.89 | 10.54 | 0.68 | 0.13 | 0.54 | 0.74 | 0 | 0.13 | -0.07 | -0.56 | 0 |  | 0.4 | 0.35 | 0.23 | 136 | 1476.121 | 2.09
D | 4002 | 2023-01-17 | 10 | ON | 54.94 | 10.54 | 0.68 | 0.13 | 0.3 | 0.77 | 0 | 0.06 | -0.38 | -0.56 | 0 |  | 0.4 | 0.35 | 0.23 | 67.46 | 1434.861 | 1.88
D | 4002 | 2023-01-17 | 11 | ON | 46.1 | 10.54 | 0.68 | 0.13 | 0.1 | 0.81 | 0 | 0.1 | -0.57 | -0.56 | 0 |  | 0.4 | 0.35 | 0.23 | 58.31 | 1395.49 | 1.72
D | 4002 | 2023-01-17 | 12 | ON | 24.97 | 10.54 | 0.68 | 0.13 | 0.39 | 0.84 | 0 | -0.01 | -0.5 | -0.56 | 0 |  | 0.4 | 0.35 | 0.23 | 37.46 | 1360.032 | 2.04
D | 4002 | 2023-01-17 | 13 | ON | 36.96 | 10.54 | 0.68 | 0.13 | 0.26 | 0.79 | 0 | -0.07 | -0.27 | -0.56 | 0 |  | 0.4 | 0.35 | 0.23 | 49.44 | 1329.288 | 1.86
D | 4002 | 2023-01-17 | 14 | ON | 48.06 | 10.54 | 0.68 | 0.13 | 0.06 | 0.77 | 0 | 0 | -0.28 | -0.56 | 0 |  | 0.4 | 0.35 | 0.23 | 60.38 | 1323.226 | 1.64
D | 4002 | 2023-01-17 | 15 | ON | 51.05 | 10.54 | 0.68 | 0.13 | 0.09 | 0.74 | 0 | 0.01 | -0.3 | -0.56 | 0 |  | 0.4 | 0.35 | 0.23 | 63.36 | 1353.681 | 1.64
D | 4002 | 2023-01-17 | 16 | ON | 61.16 | 10.54 | 0.68 | 0.13 | 0.2 | 0.72 | 0 | 0.04 | -0.43 | -0.56 | 0 |  | 0.4 | 0.35 | 0.23 | 73.46 | 1393.852 | 1.73
D | 4002 | 2023-01-17 | 17 | ON | 53.12 | 10.54 | 0.68 | 0.13 | 0.09 | 0.69 | 0.03 | 0.06 | -0.69 | -0.56 | 0 |  | 0.4 | 0.35 | 0.23 | 65.07 | 1462.693 | 1.62
D | 4002 | 2023-01-17 | 18 | ON | 76.2 | 10.54 | 0.68 | 0.13 | 0.27 | 0.66 | 0.08 | 0.05 | -0.89 | -0.56 | -0.02 |  | 0.4 | 0.35 | 0.23 | 88.12 | 1544.402 | 1.8
D | 4002 | 2023-01-17 | 19 | ON | 69.12 | 10.54 | 0.68 | 0.13 | 0.2 | 0.66 | 0 | -0.03 | -0.53 | -0.56 | -0.02 |  | 0.4 | 0.35 | 0.23 | 81.17 | 1526.35 | 1.65
D | 4002 | 2023-01-17 | 20 | ON | 49.13 | 10.54 | 0.68 | 0.13 | 0.09 | 0.69 | 0 | -0.04 | -0.45 | -0.56 | 0 |  | 0.4 | 0.35 | 0.23 | 61.19 | 1470.362 | 1.59
D | 4002 | 2023-01-17 | 21 | ON | 51.97 | 10.54 | 0.68 | 0.13 | 0.13 | 0.72 | 0 | -0.03 | -0.36 | -0.56 | 0 |  | 0.4 | 0.35 | 0.23 | 64.2 | 1401.382 | 1.66
D | 4002 | 2023-01-17 | 22 | ON | 45.65 | 10.54 | 0.68 | 0.13 | 0.13 | 0.76 | 0 | -0.05 | -0.38 | -0.56 | 0 |  | 0.4 | 0.35 | 0.23 | 57.88 | 1300.649 | 1.7
D | 4002 | 2023-01-17 | 23 | ON | 35.27 | 10.54 | 0.68 | 0.13 | 1.42 | 0.83 | 0 | -0.05 | -0.46 | -0.56 | 0 |  | 0.4 | 0.35 | 0.23 | 48.78 | 1189.29 | 3.06
D | 4002 | 2023-01-17 | 24 | OFF | 30.41 | 10.54 | 0.68 | 0.13 | 0.28 | 0 | 0 | -0.06 | -0.45 | -0.56 | 0 |  | 0.4 | 0.35 | 0.23 | 41.95 | 1106.162 | 1.09
D | 4002 | 2023-01-18 | 1 | OFF | 32.8 | 10.54 | 0.11 | 0.01 | 0.02 | 0 | 0 | -0.03 | -0.38 | -0.56 | 0 |  | 0.4 | 0.35 | 0.23 | 43.49 | 1053.052 | 0.14
D | 4002 | 2023-01-18 | 2 | OFF | 29.74 | 10.54 | 0.11 | 0.01 | 0 | 0 | 0 | -0.03 | -0.38 | -0.56 | 0 |  | 0.4 | 0.35 | 0.23 | 40.41 | 1024.048 | 0.12
D | 4002 | 2023-01-18 | 3 | OFF | 28.67 | 10.54 | 0.11 | 0.01 | 0 | 0 | 0 | -0.04 | -0.34 | -0.56 | 0 |  | 0.4 | 0.35 | 0.23 | 39.37 | 1010.794 | 0.12
D | 4002 | 2023-01-18 | 4 | OFF | 29.72 | 10.54 | 0.11 | 0.01 | 0 | 0 | 0 | -0.01 | -0.34 | -0.56 | 0 |  | 0.4 | 0.35 | 0.23 | 40.45 | 1018.656 | 0.12
D | 4002 | 2023-01-18 | 5 | OFF | 33.63 | 10.54 | 0.11 | 0.01 | 0 | 0 | 0 | -0.03 | -0.41 | -0.56 | 0 |  | 0.4 | 0.35 | 0.23 | 44.27 | 1057.722 | 0.12
D | 4002 | 2023-01-18 | 6 | OFF | 35.55 | 10.54 | 0.11 | 0.01 | 0.25 | 0 | 0 | -0.04 | -0.5 | -0.56 | 0 |  | 0.4 | 0.35 | 0.23 | 46.34 | 1160.132 | 0.37
D | 4002 | 2023-01-18 | 7 | OFF | 39.76 | 10.54 | 0.11 | 0.01 | 0.35 | 0 | 0.06 | -0.06 | -0.45 | -0.56 | 0 |  | 0.4 | 0.35 | 0.23 | 50.74 | 1313.622 | 0.53
D | 4002 | 2023-01-18 | 8 | ON | 49.52 | 10.54 | 0.11 | 0.01 | 0.42 | 0.72 | 0.31 | 0 | -0.56 | -0.56 | 0 |  | 0.4 | 0.35 | 0.23 | 61.49 | 1399.428 | 1.57
D | 4002 | 2023-01-18 | 9 | ON | 48.66 | 10.54 | 0.11 | 0.01 | 0.33 | 0.66 | 0 | -0.03 | -0.49 | -0.56 | 0 |  | 0.4 | 0.35 | 0.23 | 60.21 | 1419.859 | 1.11
D | 4002 | 2023-01-18 | 10 | ON | 43.1 | 10.54 | 0.11 | 0.01 | 0.34 | 0.66 | 0.15 | -0.04 | -0.48 | -0.56 | 0 |  | 0.4 | 0.35 | 0.23 | 54.81 | 1417.29 | 1.27
D | 4002 | 2023-01-18 | 11 | ON | 36.47 | 10.54 | 0.11 | 0.01 | 0.12 | 0.61 | 0 | -0.01 | -0.45 | -0.56 | 0 |  | 0.4 | 0.35 | 0.23 | 47.82 | 1402.722 | 0.85
D | 4002 | 2023-01-18 | 12 | ON | 34.95 | 10.54 | 0.11 | 0.01 | 0.06 | 0.68 | 0 | -0.03 | -0.37 | -0.56 | 0 |  | 0.4 | 0.35 | 0.23 | 46.37 | 1377.151 | 0.86
D | 4002 | 2023-01-18 | 13 | ON | 31.88 | 10.54 | 0.11 | 0.01 | 0.03 | 0.7 | 0 | 0.01 | -0.36 | -0.56 | 0 |  | 0.4 | 0.35 | 0.23 | 43.34 | 1362.598 | 0.85
D | 4002 | 2023-01-18 | 14 | ON | 30.96 | 10.54 | 0.11 | 0.01 | 0.04 | 0.76 | 0 | -0.01 | -0.33 | -0.56 | 0 |  | 0.4 | 0.35 | 0.23 | 42.5 | 1357.727 | 0.92
D | 4002 | 2023-01-18 | 15 | ON | 30.25 | 10.54 | 0.11 | 0.01 | 0.47 | 0.76 | 0 | -0.03 | -0.3 | -0.56 | 0 |  | 0.4 | 0.35 | 0.23 | 42.23 | 1351.304 | 1.35
D | 4002 | 2023-01-18 | 16 | ON | 28.05 | 10.54 | 0.11 | 0.01 | 0.18 | 0.74 | 0 | -0.01 | -0.29 | -0.56 | 0 |  | 0.4 | 0.35 | 0.23 | 39.75 | 1368.199 | 1.04
D | 4002 | 2023-01-18 | 17 | ON | 26.16 | 10.54 | 0.11 | 0.01 | 0.16 | 0.7 | 0 | 0.01 | -0.34 | -0.56 | 0 |  | 0.4 | 0.35 | 0.23 | 37.77 | 1435.857 | 0.98
D | 4002 | 2023-01-18 | 18 | ON | 31.31 | 10.54 | 0.11 | 0.01 | 0.14 | 0.66 | 0 | 0 | -0.46 | -0.56 | 0 |  | 0.4 | 0.35 | 0.23 | 42.73 | 1526.389 | 0.92
D | 4002 | 2023-01-18 | 19 | ON | 30.78 | 10.54 | 0.11 | 0.01 | 0.14 | 0.67 | 0 | -0.03 | -0.34 | -0.56 | 0 |  | 0.4 | 0.35 | 0.23 | 42.3 | 1510.854 | 0.93
D | 4002 | 2023-01-18 | 20 | ON | 28.35 | 10.54 | 0.11 | 0.01 | 0.1 | 0.68 | 0 | 0.02 | -0.34 | -0.56 | 0 |  | 0.4 | 0.35 | 0.23 | 39.89 | 1460.268 | 0.9
D | 4002 | 2023-01-18 | 21 | ON | 27.91 | 10.54 | 0.11 | 0.01 | 0.08 | 0.72 | 0 | 0.02 | -0.33 | -0.56 | 0 |  | 0.4 | 0.35 | 0.23 | 39.48 | 1397.393 | 0.92
D | 4002 | 2023-01-18 | 22 | ON | 25.48 | 10.54 | 0.11 | 0.01 | 0.16 | 0.77 | 0 | -0.08 | -0.31 | -0.56 | 0 |  | 0.4 | 0.35 | 0.23 | 37.1 | 1300.539 | 1.05
D | 4002 | 2023-01-18 | 23 | ON | 24.7 | 10.54 | 0.11 | 0.01 | 0.28 | 0.83 | 0 | 0 | -0.33 | -0.56 | 0 |  | 0.4 | 0.35 | 0.23 | 36.56 | 1196.131 | 1.23
D | 4002 | 2023-01-18 | 24 | OFF | 18.42 | 10.54 | 0.11 | 0.01 | 0.33 | 0 | 0 | -0.01 | -0.33 | -0.56 | 0 |  | 0.4 | 0.35 | 0.23 | 29.49 | 1118.558 | 0.45
D | 4002 | 2023-01-19 | 1 | OFF | 28.91 | 10.54 | 0.11 | 0.01 | 0.25 | 0 | 0 | -0.04 | -0.13 | -0.56 | 0 |  | 0.4 | 0.35 | 0.23 | 40.07 | 1066.632 | 0.37
D | 4002 | 2023-01-19 | 2 | OFF | 26.49 | 10.54 | 0.11 | 0.01 | 0.13 | 0 | 0 | -0.01 | -0.05 | -0.56 | 0 |  | 0.4 | 0.35 | 0.23 | 37.64 | 1038.599 | 0.25
D | 4002 | 2023-01-19 | 3 | OFF | 28.53 | 10.54 | 0.11 | 0.01 | 0.06 | 0 | 0 | -0.02 | -0.09 | -0.56 | 0 |  | 0.4 | 0.35 | 0.23 | 39.56 | 1030.126 | 0.18
D | 4002 | 2023-01-19 | 4 | OFF | 29.87 | 10.54 | 0.11 | 0.01 | 0.1 | 0 | 0 | -0.06 | -0.06 | -0.56 | 0 |  | 0.4 | 0.35 | 0.23 | 40.93 | 1039.595 | 0.22
D | 4002 | 2023-01-19 | 5 | OFF | 30.66 | 10.54 | 0.11 | 0.01 | 0.08 | 0 | 0 | 0 | -0.02 | -0.56 | 0 |  | 0.4 | 0.35 | 0.23 | 41.8 | 1075.409 | 0.2
D | 4002 | 2023-01-19 | 6 | OFF | 34.08 | 10.54 | 0.11 | 0.01 | 0.42 | 0 | 0 | 0.12 | -0.02 | -0.56 | 0 |  | 0.4 | 0.35 | 0.23 | 45.68 | 1177.79 | 0.54
D | 4002 | 2023-01-19 | 7 | OFF | 26.86 | 10.54 | 0.11 | 0.01 | 1.32 | 0 | 0 | 0.06 | -0.19 | -0.56 | 0 |  | 0.4 | 0.35 | 0.23 | 39.13 | 1329.487 | 1.44
D | 4002 | 2023-01-19 | 8 | ON | 29.93 | 10.54 | 0.11 | 0.01 | 0.34 | 0.72 | 0 | 0.01 | -0.19 | -0.56 | 0 |  | 0.4 | 0.35 | 0.23 | 41.89 | 1414.632 | 1.18
D | 4002 | 2023-01-19 | 9 | ON | 27.93 | 10.54 | 0.11 | 0.01 | 0.1 | 0.71 | 0 | 0.03 | -0.19 | -0.56 | 0 |  | 0.4 | 0.35 | 0.23 | 39.66 | 1436.036 | 0.93
D | 4002 | 2023-01-19 | 10 | ON | 26.59 | 10.54 | 0.11 | 0.01 | 0.06 | 0.71 | 0 | 0 | -0.21 | -0.56 | 0 |  | 0.4 | 0.35 | 0.23 | 38.23 | 1432.129 | 0.89
D | 4002 | 2023-01-19 | 11 | ON | 29.34 | 10.54 | 0.11 | 0.01 | 0.04 | 0.71 | 0 | 0.01 | -0.16 | -0.56 | 0 |  | 0.4 | 0.35 | 0.23 | 41.02 | 1433.413 | 0.87
D | 4002 | 2023-01-19 | 12 | ON | 30.59 | 10.54 | 0.11 | 0.01 | 0.06 | 0.71 | 0 | -0.02 | -0.19 | -0.56 | 0 |  | 0.4 | 0.35 | 0.23 | 42.23 | 1423.665 | 0.89
D | 4002 | 2023-01-19 | 13 | ON | 31.19 | 10.54 | 0.11 | 0.01 | 0.06 | 0.71 | 0 | -0.01 | -0.18 | -0.56 | 0 |  | 0.4 | 0.35 | 0.23 | 42.85 | 1419.631 | 0.89
D | 4002 | 2023-01-19 | 14 | ON | 32.95 | 10.54 | 0.11 | 0.01 | 0.08 | 0.7 | 0 | 0.06 | -0.15 | -0.56 | 0 |  | 0.4 | 0.35 | 0.23 | 44.72 | 1426.265 | 0.9
D | 4002 | 2023-01-19 | 15 | ON | 31.97 | 10.54 | 0.11 | 0.01 | 0.06 | 0.7 | 0 | 0.01 | -0.17 | -0.56 | 0 |  | 0.4 | 0.35 | 0.23 | 43.65 | 1419.741 | 0.88
D | 4002 | 2023-01-19 | 16 | ON | 32.92 | 10.54 | 0.11 | 0.01 | 0.05 | 0.69 | 0 | 0.01 | -0.16 | -0.56 | 0 |  | 0.4 | 0.35 | 0.23 | 44.59 | 1431.851 | 0.86
D | 4002 | 2023-01-19 | 17 | ON | 30.49 | 10.54 | 0.11 | 0.01 | 0.05 | 0.72 | 0 | 0.07 | -0.21 | -0.56 | 0 |  | 0.4 | 0.35 | 0.23 | 42.2 | 1487.669 | 0.89
D | 4002 | 2023-01-19 | 18 | ON | 32.77 | 10.54 | 0.11 | 0.01 | 0.07 | 0.69 | 0 | 0.06 | -0.44 | -0.56 | 0 |  | 0.4 | 0.35 | 0.23 | 44.23 | 1552.929 | 0.88
D | 4002 | 2023-01-19 | 19 | ON | 30.57 | 10.54 | 0.11 | 0.01 | 0.08 | 0.7 | 0 | -0.01 | -0.18 | -0.56 | 0 |  | 0.4 | 0.35 | 0.23 | 42.24 | 1534.49 | 0.9
D | 4002 | 2023-01-19 | 20 | ON | 33.15 | 10.54 | 0.11 | 0.01 | 0.09 | 0.72 | 0.02 | 0.01 | -0.14 | -0.56 | 0 |  | 0.4 | 0.35 | 0.23 | 44.93 | 1480.893 | 0.95
D | 4002 | 2023-01-19 | 21 | ON | 30.72 | 10.54 | 0.11 | 0.01 | 0.07 | 0.75 | 0 | 0 | -0.1 | -0.56 | 0 |  | 0.4 | 0.35 | 0.23 | 42.52 | 1422.618 | 0.94
D | 4002 | 2023-01-19 | 22 | ON | 30.83 | 10.54 | 0.11 | 0.01 | 0.05 | 0.79 | 0 | -0.01 | -0.24 | -0.56 | 0 |  | 0.4 | 0.35 | 0.23 | 42.5 | 1331.479 | 0.96
D | 4002 | 2023-01-19 | 23 | ON | 29.25 | 10.54 | 0.11 | 0.01 | 0.2 | 0.85 | 0 | 0.01 | -0.24 | -0.56 | 0 |  | 0.4 | 0.35 | 0.23 | 41.15 | 1241.124 | 1.17
D | 4002 | 2023-01-19 | 24 | OFF | 26.78 | 10.54 | 0.11 | 0.01 | 0.26 | 0 | 0 | 0 | -0.13 | -0.56 | 0 |  | 0.4 | 0.35 | 0.23 | 37.99 | 1161.492 | 0.38
D | 4002 | 2023-01-20 | 1 | OFF | 28.53 | 10.54 | 0.12 | 0.01 | 0.07 | 0 | 0 | 0.07 | -0.1 | -0.56 | 0 |  | 0.4 | 0.35 | 0.23 | 39.66 | 1106.047 | 0.2
D | 4002 | 2023-01-20 | 2 | OFF | 27.13 | 10.54 | 0.12 | 0.01 | 0.02 | 0 | 0 | 0.01 | -0.16 | -0.56 | 0 |  | 0.4 | 0.35 | 0.23 | 38.09 | 1077.387 | 0.15
D | 4002 | 2023-01-20 | 3 | OFF | 24.95 | 10.54 | 0.12 | 0.01 | 0.05 | 0 | 0 | 0.03 | -0.17 | -0.56 | 0 |  | 0.4 | 0.35 | 0.23 | 35.95 | 1054.24 | 0.18
D | 4002 | 2023-01-20 | 4 | OFF | 24.03 | 10.54 | 0.12 | 0.01 | 0.06 | 0 | 0 | 0.1 | -0.18 | -0.56 | 0 |  | 0.4 | 0.35 | 0.23 | 35.1 | 1051.715 | 0.19
D | 4002 | 2023-01-20 | 5 | OFF | 25.38 | 10.54 | 0.12 | 0.01 | 0.05 | 0 | 0 | 0.04 | -0.19 | -0.56 | 0 |  | 0.4 | 0.35 | 0.23 | 36.37 | 1095.351 | 0.18
D | 4002 | 2023-01-20 | 6 | OFF | 26.35 | 10.54 | 0.12 | 0.01 | 0.2 | 0 | 0 | 0.03 | -0.2 | -0.56 | 0 |  | 0.4 | 0.35 | 0.23 | 37.47 | 1168.768 | 0.33
D | 4002 | 2023-01-20 | 7 | OFF | 26.2 | 10.54 | 0.12 | 0.01 | 0.21 | 0 | 0 | 0.08 | -0.27 | -0.56 | 0 |  | 0.4 | 0.35 | 0.23 | 37.31 | 1273.503 | 0.34
D | 4002 | 2023-01-20 | 8 | ON | 27.87 | 10.54 | 0.12 | 0.01 | 0.15 | 0.75 | 0 | 0.01 | -0.2 | -0.56 | 0 |  | 0.4 | 0.35 | 0.23 | 39.67 | 1365.746 | 1.03
D | 4002 | 2023-01-20 | 9 | ON | 29.19 | 10.54 | 0.12 | 0.01 | 0.07 | 0.73 | 0 | -0.02 | -0.21 | -0.56 | 0 |  | 0.4 | 0.35 | 0.23 | 40.85 | 1432.52 | 0.93
D | 4002 | 2023-01-20 | 10 | ON | 27.99 | 10.54 | 0.12 | 0.01 | 0.33 | 0.72 | 0 | 0 | -0.33 | -0.56 | 0 |  | 0.4 | 0.35 | 0.23 | 39.8 | 1476.032 | 1.18
D | 4002 | 2023-01-20 | 11 | ON | 42.33 | 10.54 | 0.12 | 0.01 | 0.67 | 0.7 | 0 | -0.03 | -0.42 | -0.56 | 0 |  | 0.4 | 0.35 | 0.23 | 54.34 | 1503.679 | 1.5
D | 4002 | 2023-01-20 | 12 | ON | 44.2 | 10.54 | 0.12 | 0.01 | 0.36 | 0.7 | 0 | -0.02 | -0.41 | -0.56 | 0 |  | 0.4 | 0.35 | 0.23 | 55.92 | 1521.822 | 1.19
D | 4002 | 2023-01-20 | 13 | ON | 43.52 | 10.54 | 0.12 | 0.01 | 0.09 | 0.71 | 0 | 0 | -0.39 | -0.56 | 0 |  | 0.4 | 0.35 | 0.23 | 55.02 | 1519.072 | 0.93
D | 4002 | 2023-01-20 | 14 | ON | 42.53 | 10.54 | 0.12 | 0.01 | 0.04 | 0.71 | 0 | 0 | -0.4 | -0.56 | 0 |  | 0.4 | 0.35 | 0.23 | 53.97 | 1503.167 | 0.88
D | 4002 | 2023-01-20 | 15 | ON | 41.72 | 10.54 | 0.12 | 0.01 | 0.04 | 0.72 | 0 | 0 | -0.39 | -0.56 | 0 |  | 0.4 | 0.35 | 0.23 | 53.18 | 1486.743 | 0.89
D | 4002 | 2023-01-20 | 16 | ON | 37 | 10.54 | 0.12 | 0.01 | 0.05 | 0.72 | 0 | 0.01 | -0.44 | -0.56 | 0 |  | 0.4 | 0.35 | 0.23 | 48.43 | 1478.344 | 0.9
D | 4002 | 2023-01-20 | 17 | ON | 33.52 | 10.54 | 0.12 | 0.01 | 0.09 | 0.7 | 0 | 0.02 | -0.52 | -0.56 | 0 |  | 0.4 | 0.35 | 0.23 | 44.9 | 1523.172 | 0.92
D | 4002 | 2023-01-20 | 18 | ON | 44.42 | 10.54 | 0.12 | 0.01 | 0.1 | 0.67 | 0 | -0.02 | -0.44 | -0.56 | 0 |  | 0.4 | 0.35 | 0.23 | 55.82 | 1593.023 | 0.9
D | 4002 | 2023-01-20 | 19 | ON | 38.35 | 10.54 | 0.12 | 0.01 | 0.09 | 0.68 | 0 | 0 | -0.33 | -0.56 | 0 |  | 0.4 | 0.35 | 0.23 | 49.88 | 1561.752 | 0.9
D | 4002 | 2023-01-20 | 20 | ON | 32.25 | 10.54 | 0.12 | 0.01 | 0.06 | 0.71 | 0 | 0 | -0.38 | -0.56 | 0 |  | 0.4 | 0.35 | 0.23 | 43.73 | 1500.575 | 0.9
D | 4002 | 2023-01-20 | 21 | ON | 35.46 | 10.54 | 0.12 | 0.01 | 0.16 | 0.73 | 0.05 | -0.01 | -0.29 | -0.56 | 0 |  | 0.4 | 0.35 | 0.23 | 47.19 | 1439.342 | 1.07
D | 4002 | 2023-01-20 | 22 | ON | 36.52 | 10.54 | 0.12 | 0.01 | 0.12 | 0.77 | 0.04 | 0.01 | -0.51 | -0.56 | 0 |  | 0.4 | 0.35 | 0.23 | 48.04 | 1351.303 | 1.06
D | 4002 | 2023-01-20 | 23 | ON | 31.71 | 10.54 | 0.12 | 0.01 | 0.82 | 0.82 | 0 | 0.01 | -0.55 | -0.56 | 0 |  | 0.4 | 0.35 | 0.23 | 43.9 | 1262.155 | 1.77
D | 4002 | 2023-01-20 | 24 | OFF | 35.22 | 10.54 | 0.12 | 0.01 | 0.25 | 0 | 0.07 | -0.02 | -0.43 | -0.56 | 0 |  | 0.4 | 0.35 | 0.23 | 46.18 | 1181.494 | 0.45
D | 4002 | 2023-01-21 | 1 | OFF | 29.87 | 10.54 | 0.16 | 0.01 | 0.25 | 0 | 0 | 0 | -0.24 | -0.56 | 0 |  | 0.4 | 0.35 | 0.23 | 41.01 | 1122.113 | 0.42
D | 4002 | 2023-01-21 | 2 | OFF | 28.12 | 10.54 | 0.16 | 0.01 | 0.02 | 0 | 0 | -0.03 | -0.21 | -0.56 | 0 |  | 0.4 | 0.35 | 0.23 | 39.03 | 1091.005 | 0.19
D | 4002 | 2023-01-21 | 3 | OFF | 25.5 | 10.54 | 0.16 | 0.01 | 0.2 | 0 | 0 | 0 | -0.21 | -0.56 | 0 |  | 0.4 | 0.35 | 0.23 | 36.62 | 1074.212 | 0.37
D | 4002 | 2023-01-21 | 4 | OFF | 25.37 | 10.54 | 0.16 | 0.01 | 0.21 | 0 | 0 | -0.01 | -0.22 | -0.56 | 0 |  | 0.4 | 0.35 | 0.23 | 36.48 | 1070.192 | 0.38
D | 4002 | 2023-01-21 | 5 | OFF | 26.64 | 10.54 | 0.16 | 0.01 | 0.21 | 0 | 0 | 0.02 | -0.23 | -0.56 | 0 |  | 0.4 | 0.35 | 0.23 | 37.77 | 1081.145 | 0.38
D | 4002 | 2023-01-21 | 6 | OFF | 26.48 | 10.54 | 0.16 | 0.01 | 0.2 | 0 | 0 | -0.01 | -0.29 | -0.56 | 0 |  | 0.4 | 0.35 | 0.23 | 37.51 | 1119.496 | 0.37
D | 4002 | 2023-01-21 | 7 | OFF | 24.73 | 10.54 | 0.16 | 0.01 | 0.97 | 0 | 0 | -0.01 | -0.22 | -0.56 | 0 |  | 0.4 | 0.35 | 0.23 | 36.6 | 1184.832 | 1.14
D | 4002 | 2023-01-21 | 8 | OFF | 24.38 | 10.54 | 0.16 | 0.01 | 0.72 | 0 | 0 | 0 | -0.25 | -0.56 | 0 |  | 0.4 | 0.35 | 0.23 | 35.98 | 1265.587 | 0.89
D | 4002 | 2023-01-21 | 9 | OFF | 32.95 | 10.54 | 0.16 | 0.01 | 0.2 | 0 | 0.01 | 0.01 | -0.3 | -0.56 | 0 |  | 0.4 | 0.35 | 0.23 | 44 | 1351.339 | 0.38
D | 4002 | 2023-01-21 | 10 | OFF | 42.95 | 10.54 | 0.16 | 0.01 | 0.14 | 0 | 0.24 | -0.03 | -0.32 | -0.56 | 0 |  | 0.4 | 0.35 | 0.23 | 54.11 | 1409.415 | 0.55
D | 4002 | 2023-01-21 | 11 | OFF | 45.75 | 10.54 | 0.16 | 0.01 | 0.09 | 0 | 0.17 | -0.04 | -0.33 | -0.56 | 0 |  | 0.4 | 0.35 | 0.23 | 56.77 | 1432.397 | 0.43
D | 4002 | 2023-01-21 | 12 | OFF | 47.19 | 10.54 | 0.16 | 0.01 | 0.1 | 0 | 0.14 | -0.07 | -0.27 | -0.56 | 0 |  | 0.4 | 0.35 | 0.23 | 58.22 | 1433.443 | 0.41
D | 4002 | 2023-01-21 | 13 | OFF | 47.59 | 10.54 | 0.16 | 0.01 | 0.15 | 0 | 0 | -0.01 | -0.25 | -0.56 | 0 |  | 0.4 | 0.35 | 0.23 | 58.61 | 1419.765 | 0.32
D | 4002 | 2023-01-21 | 14 | OFF | 46.22 | 10.54 | 0.16 | 0.01 | 0.13 | 0 | 0.02 | -0.02 | -0.26 | -0.56 | 0 |  | 0.4 | 0.35 | 0.23 | 57.22 | 1397.737 | 0.32
D | 4002 | 2023-01-21 | 15 | OFF | 41.35 | 10.54 | 0.16 | 0.01 | 0.09 | 0 | 0.05 | 0 | -0.29 | -0.56 | 0 |  | 0.4 | 0.35 | 0.23 | 52.33 | 1383.987 | 0.31
D | 4002 | 2023-01-21 | 16 | OFF | 34.66 | 10.54 | 0.16 | 0.01 | 0.06 | 0 | 0 | 0.02 | -0.31 | -0.56 | 0 |  | 0.4 | 0.35 | 0.23 | 45.56 | 1393.466 | 0.23
D | 4002 | 2023-01-21 | 17 | OFF | 40.31 | 10.54 | 0.16 | 0.01 | 0.06 | 0 | 0 | -0.04 | -0.26 | -0.56 | 0 |  | 0.4 | 0.35 | 0.23 | 51.2 | 1454.63 | 0.23
D | 4002 | 2023-01-21 | 18 | OFF | 55.19 | 10.54 | 0.16 | 0.01 | 0.14 | 0 | 0.07 | 0.01 | -0.37 | -0.56 | 0 |  | 0.4 | 0.35 | 0.23 | 66.17 | 1541.942 | 0.38
D | 4002 | 2023-01-21 | 19 | OFF | 47.57 | 10.54 | 0.16 | 0.01 | 0.14 | 0 | 0.04 | 0.03 | -0.21 | -0.56 | 0 |  | 0.4 | 0.35 | 0.23 | 58.7 | 1521.298 | 0.35
D | 4002 | 2023-01-21 | 20 | OFF | 34.13 | 10.54 | 0.16 | 0.01 | 0.06 | 0 | 0.02 | -0.03 | -0.26 | -0.56 | 0 |  | 0.4 | 0.35 | 0.23 | 45.05 | 1469.601 | 0.25
D | 4002 | 2023-01-21 | 21 | OFF | 32.49 | 10.54 | 0.16 | 0.01 | 0.06 | 0 | 0 | -0.03 | -0.22 | -0.56 | 0 |  | 0.4 | 0.35 | 0.23 | 43.43 | 1421.495 | 0.23
D | 4002 | 2023-01-21 | 22 | OFF | 34.03 | 10.54 | 0.16 | 0.01 | 0.21 | 0 | 0 | -0.04 | -0.32 | -0.56 | 0 |  | 0.4 | 0.35 | 0.23 | 45.01 | 1345.523 | 0.38
D | 4002 | 2023-01-21 | 23 | OFF | 30.84 | 10.54 | 0.16 | 0.01 | 0.52 | 0 | 0.03 | -0.01 | -0.19 | -0.56 | 0 |  | 0.4 | 0.35 | 0.23 | 42.32 | 1273.524 | 0.72
D | 4002 | 2023-01-21 | 24 | OFF | 28.89 | 10.54 | 0.16 | 0.01 | 0.94 | 0 | 0 | 0 | -0.26 | -0.56 | 0 |  | 0.4 | 0.35 | 0.23 | 40.7 | 1201.319 | 1.11
D | 4002 | 2023-01-22 | 1 | OFF | 27.44 | 10.54 | 0.43 | 0.04 | 0.23 | 0 | 0 | -0.01 | -0.2 | -0.56 | 0 |  | 0.4 | 0.35 | 0.23 | 38.89 | 1152.343 | 0.7
D | 4002 | 2023-01-22 | 2 | OFF | 25.66 | 10.54 | 0.43 | 0.04 | 0.02 | 0 | 0 | 0 | -0.23 | -0.56 | 0 |  | 0.4 | 0.35 | 0.23 | 36.88 | 1122.302 | 0.49
D | 4002 | 2023-01-22 | 3 | OFF | 26.55 | 10.54 | 0.43 | 0.04 | 0 | 0 | 0 | 0.02 | -0.17 | -0.56 | 0 |  | 0.4 | 0.35 | 0.23 | 37.83 | 1110.006 | 0.47
D | 4002 | 2023-01-22 | 4 | OFF | 27.41 | 10.54 | 0.43 | 0.04 | 0 | 0 | 0 | -0.02 | -0.16 | -0.56 | 0 |  | 0.4 | 0.35 | 0.23 | 38.66 | 1108.945 | 0.47
D | 4002 | 2023-01-22 | 5 | OFF | 27.51 | 10.54 | 0.43 | 0.04 | 0 | 0 | 0 | 0.05 | -0.18 | -0.56 | 0 |  | 0.4 | 0.35 | 0.23 | 38.81 | 1115.147 | 0.47
D | 4002 | 2023-01-22 | 6 | OFF | 26.32 | 10.54 | 0.43 | 0.04 | 0.36 | 0 | 0 | 0.02 | -0.2 | -0.56 | 0 |  | 0.4 | 0.35 | 0.23 | 37.93 | 1145.248 | 0.83
D | 4002 | 2023-01-22 | 7 | OFF | 26.33 | 10.54 | 0.43 | 0.04 | 0.28 | 0 | 0 | 0.03 | -0.13 | -0.56 | 0 |  | 0.4 | 0.35 | 0.23 | 37.94 | 1198.145 | 0.75
D | 4002 | 2023-01-22 | 8 | OFF | 27.04 | 10.54 | 0.43 | 0.04 | 0.15 | 0 | 0 | 0.03 | -0.09 | -0.56 | 0 |  | 0.4 | 0.35 | 0.23 | 38.56 | 1272.269 | 0.62
D | 4002 | 2023-01-22 | 9 | OFF | 33.54 | 10.54 | 0.43 | 0.04 | 0.11 | 0 | 0.06 | 0 | -0.04 | -0.56 | 0 |  | 0.4 | 0.35 | 0.23 | 45.1 | 1357.052 | 0.64
D | 4002 | 2023-01-22 | 10 | OFF | 43.84 | 10.54 | 0.43 | 0.04 | 0.07 | 0 | 0.24 | -0.01 | -0.04 | -0.56 | 0 |  | 0.4 | 0.35 | 0.23 | 55.53 | 1422.432 | 0.78
D | 4002 | 2023-01-22 | 11 | OFF | 47.57 | 10.54 | 0.43 | 0.04 | 0.13 | 0 | 0.07 | -0.01 | -0.02 | -0.56 | 0 |  | 0.4 | 0.35 | 0.23 | 59.17 | 1455.573 | 0.67
D | 4002 | 2023-01-22 | 12 | OFF | 40.89 | 10.54 | 0.43 | 0.04 | 0.14 | 0 | 0.01 | -0.02 | -0.04 | -0.56 | 0 |  | 0.4 | 0.35 | 0.23 | 52.41 | 1469.689 | 0.62
D | 4002 | 2023-01-22 | 13 | OFF | 36.68 | 10.54 | 0.43 | 0.04 | 0.11 | 0 | 0 | -0.1 | -0.08 | -0.56 | 0 |  | 0.4 | 0.35 | 0.23 | 48.04 | 1467.577 | 0.58
D | 4002 | 2023-01-22 | 14 | OFF | 41.29 | 10.54 | 0.43 | 0.04 | 0.1 | 0 | 0.11 | -0.01 | -0.09 | -0.56 | 0 |  | 0.4 | 0.35 | 0.23 | 52.83 | 1450.241 | 0.68
D | 4002 | 2023-01-22 | 15 | OFF | 55.43 | 10.54 | 0.43 | 0.04 | 0.22 | 0 | 0.34 | -0.03 | -0.03 | -0.56 | 0 |  | 0.4 | 0.35 | 0.23 | 67.36 | 1438.451 | 1.03
D | 4002 | 2023-01-22 | 16 | OFF | 53.39 | 10.54 | 0.43 | 0.04 | 0.13 | 0 | 0.25 | 0.01 | -0.08 | -0.56 | 0 |  | 0.4 | 0.35 | 0.23 | 65.13 | 1444.614 | 0.85
D | 4002 | 2023-01-22 | 17 | OFF | 46.13 | 10.54 | 0.43 | 0.04 | 0.14 | 0 | 0.24 | 0.03 | -0.09 | -0.56 | 0 |  | 0.4 | 0.35 | 0.23 | 57.88 | 1500.512 | 0.85
D | 4002 | 2023-01-22 | 18 | OFF | 39.48 | 10.54 | 0.43 | 0.04 | 0.06 | 0 | 0.06 | 0.07 | -0.27 | -0.56 | 0 |  | 0.4 | 0.35 | 0.23 | 50.83 | 1572.213 | 0.59
D | 4002 | 2023-01-22 | 19 | OFF | 72.34 | 10.54 | 0.43 | 0.04 | 0.67 | 0 | 0.28 | -0.07 | 0.03 | -0.56 | 0 |  | 0.4 | 0.35 | 0.23 | 84.68 | 1543.316 | 1.42
D | 4002 | 2023-01-22 | 20 | OFF | 63.4 | 10.54 | 0.43 | 0.04 | 0.37 | 0 | 0.18 | -0.04 | 0.19 | -0.56 | 0 |  | 0.4 | 0.35 | 0.23 | 75.53 | 1477.158 | 1.02
D | 4002 | 2023-01-22 | 21 | OFF | 46.84 | 10.54 | 0.43 | 0.04 | 0.16 | 0 | 0.15 | -0.04 | 0.34 | -0.56 | 0 |  | 0.4 | 0.35 | 0.23 | 58.88 | 1410.611 | 0.78
D | 4002 | 2023-01-22 | 22 | OFF | 40.53 | 10.54 | 0.43 | 0.04 | 0.2 | 0 | 0.02 | -0.03 | 0.19 | -0.56 | 0 |  | 0.4 | 0.35 | 0.23 | 52.34 | 1313.957 | 0.69
D | 4002 | 2023-01-22 | 23 | OFF | 35.32 | 10.54 | 0.43 | 0.04 | 0.87 | 0 | 0.05 | 0.02 | 0.25 | -0.56 | 0 |  | 0.4 | 0.35 | 0.23 | 47.94 | 1228.313 | 1.39
D | 4002 | 2023-01-22 | 24 | OFF | 30.62 | 10.54 | 0.43 | 0.04 | 0.26 | 0 | 0 | -0.07 | 0.16 | -0.56 | 0 |  | 0.4 | 0.35 | 0.23 | 42.4 | 1145.003 | 0.73
D | 4002 | 2023-01-23 | 1 | OFF | 31.97 | 10.54 | 0.17 | 0.02 | 0.2 | 0 | 0 | -0.03 | 0.15 | -0.56 | 0 |  | 0.4 | 0.35 | 0.23 | 43.44 | 1095.921 | 0.39
D | 4002 | 2023-01-23 | 2 | OFF | 31.48 | 10.54 | 0.17 | 0.02 | 0.01 | 0 | 0 | 0.01 | 0.15 | -0.56 | 0 |  | 0.4 | 0.35 | 0.23 | 42.8 | 1060.877 | 0.2
D | 4002 | 2023-01-23 | 3 | OFF | 29.81 | 10.54 | 0.17 | 0.02 | 0 | 0 | 0 | 0.01 | 0.12 | -0.56 | 0 |  | 0.4 | 0.35 | 0.23 | 41.09 | 1049.47 | 0.19
D | 4002 | 2023-01-23 | 4 | OFF | 29.66 | 10.54 | 0.17 | 0.02 | 0 | 0 | 0 | 0.02 | 0.06 | -0.56 | 0 |  | 0.4 | 0.35 | 0.23 | 40.89 | 1052.754 | 0.19
D | 4002 | 2023-01-23 | 5 | OFF | 30.36 | 10.54 | 0.17 | 0.02 | 0 | 0 | 0 | 0.01 | 0.05 | -0.56 | 0 |  | 0.4 | 0.35 | 0.23 | 41.57 | 1085.384 | 0.19
D | 4002 | 2023-01-23 | 6 | OFF | 30.63 | 10.54 | 0.17 | 0.02 | 0.15 | 0 | 0 | 0.02 | 0 | -0.56 | 0 |  | 0.4 | 0.35 | 0.23 | 41.95 | 1165.782 | 0.34
D | 4002 | 2023-01-23 | 7 | OFF | 30.04 | 10.54 | 0.17 | 0.02 | 0.12 | 0 | 0 | 0.13 | -0.07 | -0.56 | 0 |  | 0.4 | 0.35 | 0.23 | 41.37 | 1266.958 | 0.31
D | 4002 | 2023-01-23 | 8 | ON | 31.06 | 10.54 | 0.17 | 0.02 | 0.22 | 0.51 | 0 | -0.02 | -0.18 | -0.56 | 0 |  | 0.4 | 0.35 | 0.23 | 42.74 | 1361.182 | 0.92
D | 4002 | 2023-01-23 | 9 | ON | 33.32 | 10.54 | 0.17 | 0.02 | 0.11 | 0.5 | 0 | 0 | -0.26 | -0.56 | 0 |  | 0.4 | 0.35 | 0.23 | 44.82 | 1421.973 | 0.8
D | 4002 | 2023-01-23 | 10 | ON | 35.53 | 10.54 | 0.17 | 0.02 | 0.08 | 0.48 | 0 | -0.07 | -0.27 | -0.56 | 0 |  | 0.4 | 0.35 | 0.23 | 46.9 | 1470.493 | 0.75
D | 4002 | 2023-01-23 | 11 | ON | 56.13 | 10.54 | 0.17 | 0.02 | 0.16 | 0.48 | 0 | -0.09 | -0.22 | -0.56 | 0 |  | 0.4 | 0.35 | 0.23 | 67.61 | 1498.23 | 0.83
D | 4002 | 2023-01-23 | 12 | ON | 67.81 | 10.54 | 0.17 | 0.02 | 0.15 | 0.47 | 0 | -0.01 | -0.26 | -0.56 | 0 |  | 0.4 | 0.35 | 0.23 | 79.31 | 1505.086 | 0.81
D | 4002 | 2023-01-23 | 13 | ON | 70.13 | 10.54 | 0.17 | 0.02 | 0.07 | 0.47 | 0.23 | -0.01 | -0.18 | -0.56 | 0 |  | 0.4 | 0.35 | 0.23 | 81.86 | 1500.933 | 0.96
D | 4002 | 2023-01-23 | 14 | ON | 67.75 | 10.54 | 0.17 | 0.02 | 0.05 | 0.47 | 0 | 0.02 | -0.14 | -0.56 | 0 |  | 0.4 | 0.35 | 0.23 | 79.3 | 1494.31 | 0.71
D | 4002 | 2023-01-23 | 15 | ON | 70.31 | 10.54 | 0.17 | 0.02 | 0.12 | 0.47 | 0.01 | 0.03 | -0.05 | -0.56 | 0 |  | 0.4 | 0.35 | 0.23 | 82.04 | 1464.118 | 0.79
D | 4002 | 2023-01-23 | 16 | ON | 68.01 | 10.54 | 0.17 | 0.02 | 0.13 | 0.47 | 0.16 | 0.01 | -0.02 | -0.56 | 0 |  | 0.4 | 0.35 | 0.23 | 79.91 | 1434.502 | 0.95
D | 4002 | 2023-01-23 | 17 | ON | 52.57 | 10.54 | 0.17 | 0.02 | 0.19 | 0.46 | 0.29 | 0.01 | 0.16 | -0.56 | 0 |  | 0.4 | 0.35 | 0.23 | 64.83 | 1464.433 | 1.13
D | 4002 | 2023-01-23 | 18 | ON | 73.64 | 10.54 | 0.17 | 0.02 | 0.22 | 0.44 | 0.11 | 0.1 | -0.23 | -0.56 | 0 |  | 0.4 | 0.35 | 0.23 | 85.43 | 1534.38 | 0.96
D | 4002 | 2023-01-23 | 19 | ON | 50 | 10.54 | 0.17 | 0.02 | 0.21 | 0.44 | 0.01 | -0.02 | -0.21 | -0.56 | 0 |  | 0.4 | 0.35 | 0.23 | 61.58 | 1500.863 | 0.85
D | 4002 | 2023-01-23 | 20 | ON | 34.83 | 10.54 | 0.17 | 0.02 | 0.07 | 0.46 | 0 | -0.01 | -0.21 | -0.56 | 0 |  | 0.4 | 0.35 | 0.23 | 46.29 | 1438.123 | 0.72
D | 4002 | 2023-01-23 | 21 | ON | 35.02 | 10.54 | 0.17 | 0.02 | 0.05 | 0.48 | 0 | -0.03 | -0.19 | -0.56 | 0 |  | 0.4 | 0.35 | 0.23 | 46.48 | 1375.745 | 0.72
D | 4002 | 2023-01-23 | 22 | ON | 34.1 | 10.54 | 0.17 | 0.02 | 0.07 | 0.51 | 0 | -0.04 | -0.31 | -0.56 | 0 |  | 0.4 | 0.35 | 0.23 | 45.48 | 1281.249 | 0.77
D | 4002 | 2023-01-23 | 23 | ON | 32.66 | 10.54 | 0.17 | 0.02 | 0.12 | 0.55 | 0 | -0.05 | -0.29 | -0.56 | 0 |  | 0.4 | 0.35 | 0.23 | 44.14 | 1185.795 | 0.86
D | 4002 | 2023-01-23 | 24 | OFF | 29.37 | 10.54 | 0.17 | 0.02 | 0.27 | 0 | 0 | 0.02 | -0.18 | -0.56 | 0 |  | 0.4 | 0.35 | 0.23 | 40.63 | 1115.901 | 0.46
D | 4002 | 2023-01-24 | 1 | OFF | 33.3 | 10.54 | 0.2 | 0.06 | 0.13 | 0 | 0 | 0.08 | -0.11 | -0.56 | 0 |  | 0.4 | 0.35 | 0.23 | 44.62 | 1074.841 | 0.39
D | 4002 | 2023-01-24 | 2 | OFF | 30.84 | 10.54 | 0.2 | 0.06 | 0.05 | 0 | 0 | 0.02 | -0.12 | -0.56 | 0 |  | 0.4 | 0.35 | 0.23 | 42.01 | 1048.089 | 0.31
D | 4002 | 2023-01-24 | 3 | OFF | 24.47 | 10.54 | 0.2 | 0.06 | 0.12 | 0 | 0 | 0.02 | -0.1 | -0.56 | 0 |  | 0.4 | 0.35 | 0.23 | 35.73 | 1038.312 | 0.38
D | 4002 | 2023-01-24 | 4 | OFF | 27.3 | 10.54 | 0.2 | 0.06 | 0.12 | 0 | 0 | -0.03 | -0.09 | -0.56 | 0 |  | 0.4 | 0.35 | 0.23 | 38.52 | 1048.024 | 0.38
D | 4002 | 2023-01-24 | 5 | OFF | 29.38 | 10.54 | 0.2 | 0.06 | 0.07 | 0 | 0 | 0.02 | -0.11 | -0.56 | 0 |  | 0.4 | 0.35 | 0.23 | 40.58 | 1082.752 | 0.33
D | 4002 | 2023-01-24 | 6 | OFF | 28.66 | 10.54 | 0.2 | 0.06 | 0.31 | 0 | 0 | 0.08 | -0.2 | -0.56 | 0 |  | 0.4 | 0.35 | 0.23 | 40.07 | 1172.154 | 0.57
D | 4002 | 2023-01-24 | 7 | OFF | 28.96 | 10.54 | 0.2 | 0.06 | 1.46 | 0 | 0 | 0 | -0.17 | -0.56 | 0 |  | 0.4 | 0.35 | 0.23 | 41.47 | 1312.63 | 1.72
D | 4002 | 2023-01-24 | 8 | ON | 38.96 | 10.54 | 0.2 | 0.06 | 0.49 | 0.51 | 0 | 0.04 | -0.26 | -0.56 | 0 |  | 0.4 | 0.35 | 0.23 | 50.96 | 1400.854 | 1.26
D | 4002 | 2023-01-24 | 9 | ON | 38.54 | 10.54 | 0.2 | 0.06 | 0.16 | 0.5 | 0 | 0.01 | -0.24 | -0.56 | 0 |  | 0.4 | 0.35 | 0.23 | 50.19 | 1436.035 | 0.92
D | 4002 | 2023-01-24 | 10 | ON | 41.11 | 10.54 | 0.2 | 0.06 | 0.47 | 0.51 | 0 | -0.01 | -0.12 | -0.56 | 0 |  | 0.4 | 0.35 | 0.23 | 53.18 | 1447.665 | 1.24
D | 4002 | 2023-01-24 | 11 | ON | 37.85 | 10.54 | 0.2 | 0.06 | 0.51 | 0.52 | 0 | -0.03 | -0.14 | -0.56 | 0 |  | 0.4 | 0.35 | 0.23 | 49.93 | 1446.096 | 1.29
D | 4002 | 2023-01-24 | 12 | ON | 36.82 | 10.54 | 0.2 | 0.06 | 0.09 | 0.53 | 0 | 0.01 | -0.16 | -0.56 | 0 |  | 0.4 | 0.35 | 0.23 | 48.51 | 1424.149 | 0.88
D | 4002 | 2023-01-24 | 13 | ON | 37 | 10.54 | 0.2 | 0.06 | 0.06 | 0.53 | 0 | 0.03 | -0.11 | -0.56 | 0 |  | 0.4 | 0.35 | 0.23 | 48.73 | 1426.562 | 0.85
D | 4002 | 2023-01-24 | 14 | ON | 37.27 | 10.54 | 0.2 | 0.06 | 0.05 | 0.52 | 0 | 0 | -0.14 | -0.56 | 0 |  | 0.4 | 0.35 | 0.23 | 48.92 | 1444.739 | 0.83
D | 4002 | 2023-01-24 | 15 | ON | 38.66 | 10.54 | 0.2 | 0.06 | 0.05 | 0.52 | 0 | 0.02 | -0.14 | -0.56 | 0 |  | 0.4 | 0.35 | 0.23 | 50.33 | 1437.968 | 0.83
D | 4002 | 2023-01-24 | 16 | ON | 42.2 | 10.54 | 0.2 | 0.06 | 0.05 | 0.52 | 0.01 | 0.05 | -0.25 | -0.56 | -0.01 |  | 0.4 | 0.35 | 0.23 | 53.79 | 1445.309 | 0.83
D | 4002 | 2023-01-24 | 17 | ON | 49.31 | 10.54 | 0.2 | 0.06 | 0.06 | 0.5 | 0.03 | 0.06 | -0.31 | -0.56 | -0.02 |  | 0.4 | 0.35 | 0.23 | 60.85 | 1499.772 | 0.83
D | 4002 | 2023-01-24 | 18 | ON | 71.26 | 10.54 | 0.2 | 0.06 | 0.07 | 0.47 | 0.07 | -0.01 | -0.4 | -0.56 | 0 |  | 0.4 | 0.35 | 0.23 | 82.68 | 1596.049 | 0.87
D | 4002 | 2023-01-24 | 19 | ON | 80.95 | 10.54 | 0.2 | 0.06 | 0.15 | 0.47 | 0.01 | -0.06 | -0.44 | -0.56 | 0 |  | 0.4 | 0.35 | 0.23 | 92.3 | 1593.825 | 0.89
D | 4002 | 2023-01-24 | 20 | ON | 60.81 | 10.54 | 0.2 | 0.06 | 0.32 | 0.48 | 0.04 | 0.01 | -0.34 | -0.56 | 0 |  | 0.4 | 0.35 | 0.23 | 72.54 | 1546.095 | 1.1
D | 4002 | 2023-01-24 | 21 | ON | 66.15 | 10.54 | 0.2 | 0.06 | 0.24 | 0.5 | 0.03 | 0.04 | -0.21 | -0.56 | 0 |  | 0.4 | 0.35 | 0.23 | 77.97 | 1477.517 | 1.03
D | 4002 | 2023-01-24 | 22 | ON | 47.63 | 10.54 | 0.2 | 0.06 | 0.09 | 0.53 | 0 | 0.04 | -0.34 | -0.56 | 0 |  | 0.4 | 0.35 | 0.23 | 59.17 | 1379.482 | 0.88
D | 4002 | 2023-01-24 | 23 | ON | 41.56 | 10.54 | 0.2 | 0.06 | 0.32 | 0.57 | 0.03 | 0.05 | -0.15 | -0.56 | 0 |  | 0.4 | 0.35 | 0.23 | 53.6 | 1275.948 | 1.18
D | 4002 | 2023-01-24 | 24 | OFF | 38.4 | 10.54 | 0.2 | 0.06 | 1.02 | 0 | 0 | -0.01 | -0.07 | -0.56 | 0 |  | 0.4 | 0.35 | 0.23 | 50.56 | 1188.6 | 1.28
D | 4002 | 2023-01-25 | 1 | OFF | 36.98 | 10.54 | 0.21 | 0.02 | 0.16 | 0 | 0 | 0.01 | -0.22 | -0.56 | 0 |  | 0.4 | 0.35 | 0.23 | 48.12 | 1124.123 | 0.39
D | 4002 | 2023-01-25 | 2 | OFF | 35.16 | 10.54 | 0.21 | 0.02 | 0.07 | 0 | 0 | 0.03 | -0.22 | -0.56 | 0 |  | 0.4 | 0.35 | 0.23 | 46.23 | 1098.064 | 0.3
D | 4002 | 2023-01-25 | 3 | OFF | 30.31 | 10.54 | 0.21 | 0.02 | 0.06 | 0 | 0 | 0.03 | -0.18 | -0.56 | 0 |  | 0.4 | 0.35 | 0.23 | 41.41 | 1086.418 | 0.29
D | 4002 | 2023-01-25 | 4 | OFF | 30.25 | 10.54 | 0.21 | 0.02 | 0.17 | 0 | 0 | 0 | -0.19 | -0.56 | 0 |  | 0.4 | 0.35 | 0.23 | 41.42 | 1094.405 | 0.4
D | 4002 | 2023-01-25 | 5 | OFF | 30.48 | 10.54 | 0.21 | 0.02 | 0.29 | 0 | 0 | 0.01 | -0.21 | -0.56 | 0 |  | 0.4 | 0.35 | 0.23 | 41.76 | 1135.325 | 0.52
D | 4002 | 2023-01-25 | 6 | OFF | 30.29 | 10.54 | 0.21 | 0.02 | 0.37 | 0 | 0 | 0 | -0.2 | -0.56 | 0 |  | 0.4 | 0.35 | 0.23 | 41.65 | 1225.067 | 0.6
D | 4002 | 2023-01-25 | 7 | OFF | 32.69 | 10.54 | 0.21 | 0.02 | 0.44 | 0 | 0 | 0 | -0.2 | -0.56 | 0 |  | 0.4 | 0.35 | 0.23 | 44.12 | 1376.293 | 0.67
D | 4002 | 2023-01-25 | 8 | ON | 40.24 | 10.54 | 0.21 | 0.02 | 0.4 | 0.5 | 0 | 0.02 | -0.35 | -0.56 | 0 |  | 0.4 | 0.35 | 0.23 | 52 | 1469.421 | 1.13
D | 4002 | 2023-01-25 | 9 | ON | 48.32 | 10.54 | 0.21 | 0.02 | 0.13 | 0.49 | 0 | -0.02 | -0.23 | -0.56 | 0 |  | 0.4 | 0.35 | 0.23 | 59.88 | 1507.391 | 0.85
D | 4002 | 2023-01-25 | 10 | ON | 43.27 | 10.54 | 0.21 | 0.02 | 0.09 | 0.49 | 0 | 0.06 | -0.32 | -0.56 | 0 |  | 0.4 | 0.35 | 0.23 | 54.78 | 1519.584 | 0.81
D | 4002 | 2023-01-25 | 11 | ON | 41.9 | 10.54 | 0.21 | 0.02 | 0.05 | 0.49 | 0 | 0.03 | -0.32 | -0.56 | 0 |  | 0.4 | 0.35 | 0.23 | 53.34 | 1522.656 | 0.77
D | 4002 | 2023-01-25 | 12 | ON | 37.84 | 10.54 | 0.21 | 0.02 | 0.05 | 0.5 | 0 | 0.04 | -0.37 | -0.56 | 0 |  | 0.4 | 0.35 | 0.23 | 49.25 | 1522.788 | 0.78
D | 4002 | 2023-01-25 | 13 | ON | 37.25 | 10.54 | 0.21 | 0.02 | 0.06 | 0.5 | 0 | 0.04 | -0.34 | -0.56 | 0 |  | 0.4 | 0.35 | 0.23 | 48.7 | 1522.092 | 0.79
D | 4002 | 2023-01-25 | 14 | ON | 33.36 | 10.54 | 0.21 | 0.02 | 0.06 | 0.5 | 0 | 0.02 | -0.37 | -0.56 | 0 |  | 0.4 | 0.35 | 0.23 | 44.76 | 1525.633 | 0.79
D | 4002 | 2023-01-25 | 15 | ON | 31.91 | 10.54 | 0.21 | 0.02 | 0.03 | 0.5 | 0 | 0 | -0.24 | -0.56 | 0 |  | 0.4 | 0.35 | 0.23 | 43.39 | 1512.743 | 0.76
D | 4002 | 2023-01-25 | 16 | ON | 32.52 | 10.54 | 0.21 | 0.02 | 0.05 | 0.49 | 0 | 0.03 | -0.22 | -0.56 | 0 |  | 0.4 | 0.35 | 0.23 | 44.06 | 1519.444 | 0.77
D | 4002 | 2023-01-25 | 17 | ON | 35.78 | 10.54 | 0.21 | 0.02 | 0.08 | 0.38 | 0 | 0.05 | -0.17 | -0.56 | 0 |  | 0.4 | 0.35 | 0.23 | 47.31 | 1574.065 | 0.69
D | 4002 | 2023-01-25 | 18 | ON | 40.18 | 10.54 | 0.21 | 0.02 | 0.12 | 0.36 | 0 | 0.02 | -0.23 | -0.56 | 0 |  | 0.4 | 0.35 | 0.23 | 51.64 | 1649.181 | 0.71
D | 4002 | 2023-01-25 | 19 | ON | 37.9 | 10.54 | 0.21 | 0.02 | 0.08 | 0.37 | 0 | -0.02 | -0.2 | -0.56 | 0 |  | 0.4 | 0.35 | 0.23 | 49.32 | 1625.91 | 0.68
D | 4002 | 2023-01-25 | 20 | ON | 35.54 | 10.54 | 0.21 | 0.02 | 0.08 | 0.43 | 0 | 0.02 | -0.09 | -0.56 | 0 |  | 0.4 | 0.35 | 0.23 | 47.17 | 1556.713 | 0.74
D | 4002 | 2023-01-25 | 21 | ON | 34.54 | 10.54 | 0.21 | 0.02 | 0.1 | 0.49 | 0 | 0.02 | -0.02 | -0.56 | 0 |  | 0.4 | 0.35 | 0.23 | 46.32 | 1476.736 | 0.82
D | 4002 | 2023-01-25 | 22 | ON | 31.67 | 10.54 | 0.21 | 0.02 | 0.06 | 0.53 | 0 | 0.04 | -0.17 | -0.56 | 0 |  | 0.4 | 0.35 | 0.23 | 43.32 | 1366.723 | 0.82
D | 4002 | 2023-01-25 | 23 | ON | 32.81 | 10.54 | 0.21 | 0.02 | 0.34 | 0.57 | 0 | 0.02 | -0.06 | -0.56 | 0 |  | 0.4 | 0.35 | 0.23 | 44.87 | 1261.873 | 1.14
D | 4002 | 2023-01-25 | 24 | OFF | 31.56 | 10.54 | 0.21 | 0.02 | 0.21 | 0 | 0 | 0.02 | -0.06 | -0.56 | 0 |  | 0.4 | 0.35 | 0.23 | 42.92 | 1173.304 | 0.44
D | 4002 | 2023-01-26 | 1 | OFF | 40.89 | 10.54 | 1.12 | 0.13 | 0.08 | 0 | 0 | 0.02 | 0.09 | -0.56 | 0 |  | 0.4 | 0.35 | 0.23 | 53.29 | 1111.558 | 1.33
D | 4002 | 2023-01-26 | 2 | OFF | 72.51 | 10.54 | 1.12 | 0.13 | 0.46 | 0 | 0 | 0.11 | 0.28 | -0.56 | 0 |  | 0.4 | 0.35 | 0.23 | 85.57 | 1079.569 | 1.71
D | 4002 | 2023-01-26 | 3 | OFF | 52.75 | 10.54 | 1.12 | 0.13 | 0.22 | 0 | 0 | 0.02 | 0.11 | -0.56 | 0 |  | 0.4 | 0.35 | 0.23 | 65.31 | 1063.827 | 1.47
D | 4002 | 2023-01-26 | 4 | OFF | 49.66 | 10.54 | 1.12 | 0.13 | 0.08 | 0 | 0 | 0.06 | -0.11 | -0.56 | 0 |  | 0.4 | 0.35 | 0.23 | 61.9 | 1063.779 | 1.33
D | 4002 | 2023-01-26 | 5 | OFF | 88.09 | 10.54 | 1.12 | 0.13 | 0.35 | 0 | 0 | 0.08 | 0.2 | -0.56 | 0 |  | 0.4 | 0.35 | 0.23 | 100.93 | 1097.818 | 1.6
D | 4002 | 2023-01-26 | 6 | OFF | 61.52 | 10.54 | 1.12 | 0.13 | 0.4 | 0 | 0 | 0.06 | 0.08 | -0.56 | 0 |  | 0.4 | 0.35 | 0.23 | 74.27 | 1181.616 | 1.65
D | 4002 | 2023-01-26 | 7 | OFF | 52.34 | 10.54 | 1.12 | 0.13 | 0.52 | 0 | 0.18 | 0.14 | -0.23 | -0.56 | 0 |  | 0.4 | 0.35 | 0.23 | 65.16 | 1310.557 | 1.95
D | 4002 | 2023-01-26 | 8 | ON | 54.55 | 10.54 | 1.12 | 0.13 | 0.42 | 0.44 | 0 | 0 | -0.26 | -0.56 | 0 |  | 0.4 | 0.35 | 0.23 | 67.36 | 1401.205 | 2.11
D | 4002 | 2023-01-26 | 9 | ON | 49.92 | 10.54 | 1.12 | 0.13 | 0.28 | 0.44 | 0.07 | -0.03 | -0.32 | -0.56 | 0 |  | 0.4 | 0.35 | 0.23 | 62.57 | 1433.028 | 2.04
D | 4002 | 2023-01-26 | 10 | ON | 38.01 | 10.54 | 1.12 | 0.13 | 0.12 | 0.48 | 0 | 0.02 | -0.39 | -0.56 | 0 |  | 0.4 | 0.35 | 0.23 | 50.45 | 1423.447 | 1.85
D | 4002 | 2023-01-26 | 11 | ON | 36.01 | 10.54 | 1.12 | 0.13 | 0.09 | 0.47 | 0 | 0.03 | -0.42 | -0.56 | 0 |  | 0.4 | 0.35 | 0.23 | 48.39 | 1422.047 | 1.81
D | 4002 | 2023-01-26 | 12 | ON | 35.41 | 10.54 | 1.12 | 0.13 | 0.09 | 0.46 | 0 | 0 | -0.48 | -0.56 | 0 |  | 0.4 | 0.35 | 0.23 | 47.69 | 1425.39 | 1.8
D | 4002 | 2023-01-26 | 13 | ON | 37.47 | 10.54 | 1.12 | 0.13 | 0.1 | 0.44 | 0 | 0.03 | -0.58 | -0.56 | 0 |  | 0.4 | 0.35 | 0.23 | 49.67 | 1415.817 | 1.79
D | 4002 | 2023-01-26 | 14 | ON | 41.63 | 10.54 | 1.12 | 0.13 | 0.12 | 0.46 | 0 | -0.01 | -0.51 | -0.56 | 0 |  | 0.4 | 0.35 | 0.23 | 53.9 | 1417.673 | 1.83
D | 4002 | 2023-01-26 | 15 | ON | 46.98 | 10.54 | 1.12 | 0.13 | 0.09 | 0.46 | 0.02 | 0.03 | -0.49 | -0.56 | 0 |  | 0.4 | 0.35 | 0.23 | 59.3 | 1425.174 | 1.82
D | 4002 | 2023-01-26 | 16 | ON | 48.63 | 10.54 | 1.12 | 0.13 | 0.07 | 0.45 | 0 | 0.03 | -0.46 | -0.56 | 0 |  | 0.4 | 0.35 | 0.23 | 60.93 | 1433.308 | 1.77
D | 4002 | 2023-01-26 | 17 | ON | 56.74 | 10.54 | 1.12 | 0.13 | 0.1 | 0.43 | 0 | 0.02 | -0.39 | -0.56 | 0 |  | 0.4 | 0.35 | 0.23 | 69.11 | 1488.253 | 1.78
D | 4002 | 2023-01-26 | 18 | ON | 86.89 | 10.54 | 1.12 | 0.13 | 0.37 | 0.41 | 0.18 | 0.13 | -0.65 | -0.56 | 0 |  | 0.4 | 0.35 | 0.23 | 99.54 | 1581.845 | 2.21
D | 4002 | 2023-01-26 | 19 | ON | 84.5 | 10.54 | 1.12 | 0.13 | 0.24 | 0.41 | 0.28 | 0.2 | -0.54 | -0.56 | 0 |  | 0.4 | 0.35 | 0.23 | 97.3 | 1577.299 | 2.18
D | 4002 | 2023-01-26 | 20 | ON | 58.23 | 10.54 | 1.12 | 0.13 | 0.35 | 0.42 | 0.27 | -0.02 | -0.46 | -0.56 | 0 |  | 0.4 | 0.35 | 0.23 | 71 | 1525.128 | 2.29
D | 4002 | 2023-01-26 | 21 | ON | 57.36 | 10.54 | 1.12 | 0.13 | 0.32 | 0.44 | 0.01 | 0.02 | -0.4 | -0.56 | 0 |  | 0.4 | 0.35 | 0.23 | 69.96 | 1460.161 | 2.02
D | 4002 | 2023-01-26 | 22 | ON | 37.53 | 10.54 | 1.12 | 0.13 | 0.15 | 0.47 | 0 | 0 | -0.46 | -0.56 | 0 |  | 0.4 | 0.35 | 0.23 | 49.9 | 1369.068 | 1.87
D | 4002 | 2023-01-26 | 23 | ON | 33.82 | 10.54 | 1.12 | 0.13 | 0.09 | 0.5 | 0 | 0 | -0.44 | -0.56 | 0 |  | 0.4 | 0.35 | 0.23 | 46.18 | 1273.161 | 1.84
D | 4002 | 2023-01-26 | 24 | OFF | 33.25 | 10.54 | 1.12 | 0.13 | 0.23 | 0 | 0 | 0 | -0.45 | -0.56 | 0 |  | 0.4 | 0.35 | 0.23 | 45.24 | 1190.355 | 1.48
D | 4002 | 2023-01-27 | 1 | OFF | 31.61 | 10.54 | 0.39 | 0.06 | 0.09 | 0 | 0 | 0.02 | -0.5 | -0.56 | 0 |  | 0.4 | 0.35 | 0.23 | 42.63 | 1142.791 | 0.54
D | 4002 | 2023-01-27 | 2 | OFF | 28.42 | 10.54 | 0.39 | 0.06 | 0.1 | 0 | 0 | 0 | -0.5 | -0.56 | 0 |  | 0.4 | 0.35 | 0.23 | 39.43 | 1116.415 | 0.55
D | 4002 | 2023-01-27 | 3 | OFF | 31.34 | 10.54 | 0.39 | 0.06 | 0.06 | 0 | 0 | 0.02 | -0.47 | -0.56 | 0 |  | 0.4 | 0.35 | 0.23 | 42.36 | 1105.18 | 0.51
D | 4002 | 2023-01-27 | 4 | OFF | 30.95 | 10.54 | 0.39 | 0.06 | 0.06 | 0 | 0 | 0.02 | -0.46 | -0.56 | 0 |  | 0.4 | 0.35 | 0.23 | 41.98 | 1106.233 | 0.51
D | 4002 | 2023-01-27 | 5 | OFF | 30.37 | 10.54 | 0.39 | 0.06 | 0.06 | 0 | 0 | 0.04 | -0.5 | -0.56 | 0 |  | 0.4 | 0.35 | 0.23 | 41.38 | 1145.613 | 0.51
D | 4002 | 2023-01-27 | 6 | OFF | 34.94 | 10.54 | 0.39 | 0.06 | 0.17 | 0 | 0 | 0.02 | -0.46 | -0.56 | 0 |  | 0.4 | 0.35 | 0.23 | 46.08 | 1237.123 | 0.62
D | 4002 | 2023-01-27 | 7 | OFF | 78.77 | 10.54 | 0.39 | 0.06 | 0.43 | 0 | 0.07 | 0.08 | -0.16 | -0.56 | 0 |  | 0.4 | 0.35 | 0.23 | 90.6 | 1385.959 | 0.95
D | 4002 | 2023-01-27 | 8 | ON | 62.87 | 10.54 | 0.39 | 0.06 | 0.7 | 0.66 | 0 | 0.04 | -0.7 | -0.56 | 0 |  | 0.4 | 0.35 | 0.23 | 74.98 | 1476.798 | 1.81
D | 4002 | 2023-01-27 | 9 | ON | 37.9 | 10.54 | 0.39 | 0.06 | 0.29 | 0.67 | 0 | 0.01 | -0.42 | -0.56 | 0 |  | 0.4 | 0.35 | 0.23 | 49.86 | 1484.294 | 1.41
D | 4002 | 2023-01-27 | 10 | ON | 29.04 | 10.54 | 0.39 | 0.06 | 0.07 | 0.7 | 0 | 0.06 | -0.33 | -0.56 | 0 |  | 0.4 | 0.35 | 0.23 | 40.95 | 1458.036 | 1.22
D | 4002 | 2023-01-27 | 11 | ON | 26.33 | 10.54 | 0.39 | 0.06 | 0.05 | 0.73 | 0 | 0.03 | -0.32 | -0.56 | 0 |  | 0.4 | 0.35 | 0.23 | 38.23 | 1433.831 | 1.23
D | 4002 | 2023-01-27 | 12 | ON | 26.12 | 10.54 | 0.39 | 0.06 | 0.04 | 0.74 | 0 | 0.01 | -0.29 | -0.56 | 0 |  | 0.4 | 0.35 | 0.23 | 38.03 | 1407.861 | 1.23
D | 4002 | 2023-01-27 | 13 | ON | 26.67 | 10.54 | 0.39 | 0.06 | 0.03 | 0.75 | 0 | 0 | -0.24 | -0.56 | 0 |  | 0.4 | 0.35 | 0.23 | 38.62 | 1378.922 | 1.23
D | 4002 | 2023-01-27 | 14 | ON | 27.65 | 10.54 | 0.39 | 0.06 | 0.02 | 0.74 | 0 | 0.03 | -0.25 | -0.56 | 0 |  | 0.4 | 0.35 | 0.23 | 39.6 | 1368.859 | 1.21
D | 4002 | 2023-01-27 | 15 | ON | 29.61 | 10.54 | 0.39 | 0.06 | 0.04 | 0.75 | 0 | 0.02 | -0.25 | -0.56 | 0 |  | 0.4 | 0.35 | 0.23 | 41.58 | 1367.966 | 1.24
D | 4002 | 2023-01-27 | 16 | ON | 34.11 | 10.54 | 0.39 | 0.06 | 0.08 | 0.73 | 0 | 0.01 | -0.23 | -0.56 | 0 |  | 0.4 | 0.35 | 0.23 | 46.11 | 1384.981 | 1.26
D | 4002 | 2023-01-27 | 17 | ON | 33.34 | 10.54 | 0.39 | 0.06 | 0.44 | 0.7 | 0 | 0.06 | -0.36 | -0.56 | 0 |  | 0.4 | 0.35 | 0.23 | 45.59 | 1451.14 | 1.59
D | 4002 | 2023-01-27 | 18 | ON | 51.84 | 10.54 | 0.39 | 0.06 | 0.35 | 0.66 | 0.1 | 0.03 | -0.46 | -0.56 | 0 |  | 0.4 | 0.35 | 0.23 | 63.93 | 1539.453 | 1.56
D | 4002 | 2023-01-27 | 19 | ON | 35.85 | 10.54 | 0.39 | 0.06 | 0.07 | 0.66 | 0 | 0.05 | -0.6 | -0.56 | 0 |  | 0.4 | 0.35 | 0.23 | 47.44 | 1526.125 | 1.18
D | 4002 | 2023-01-27 | 20 | ON | 42.43 | 10.54 | 0.39 | 0.06 | 0.62 | 0.68 | 0 | 0.03 | -0.39 | -0.56 | 0 |  | 0.4 | 0.35 | 0.23 | 54.78 | 1476.141 | 1.75
D | 4002 | 2023-01-27 | 21 | ON | 51.52 | 10.54 | 0.39 | 0.06 | 0.19 | 0.7 | 0.21 | 0.03 | -0.45 | -0.56 | 0 |  | 0.4 | 0.35 | 0.23 | 63.61 | 1427.517 | 1.55
D | 4002 | 2023-01-27 | 22 | ON | 39.04 | 10.54 | 0.39 | 0.06 | 0.17 | 0.73 | 0.01 | -0.02 | -0.38 | -0.56 | 0 |  | 0.4 | 0.35 | 0.23 | 50.96 | 1352.875 | 1.36
D | 4002 | 2023-01-27 | 23 | ON | 40.63 | 10.54 | 0.39 | 0.06 | 0.81 | 0.78 | 0.14 | -0.01 | -0.31 | -0.56 | 0 |  | 0.4 | 0.35 | 0.23 | 53.45 | 1262.025 | 2.18
D | 4002 | 2023-01-27 | 24 | OFF | 29.16 | 10.54 | 0.39 | 0.06 | 0.26 | 0 | 0 | 0 | -0.36 | -0.56 | 0 |  | 0.4 | 0.35 | 0.23 | 40.47 | 1183.647 | 0.71
D | 4002 | 2023-01-28 | 1 | OFF | 32.53 | 10.54 | 0.14 | 0.01 | 0.13 | 0 | 0 | -0.04 | -0.39 | -0.56 | 0 |  | 0.4 | 0.35 | 0.23 | 43.34 | 1124.246 | 0.28
D | 4002 | 2023-01-28 | 2 | OFF | 29.46 | 10.54 | 0.14 | 0.01 | 0.08 | 0 | 0 | 0.03 | -0.39 | -0.56 | 0 |  | 0.4 | 0.35 | 0.23 | 40.29 | 1094.376 | 0.23
D | 4002 | 2023-01-28 | 3 | OFF | 27.21 | 10.54 | 0.14 | 0.01 | 0.05 | 0 | 0 | -0.01 | -0.39 | -0.56 | 0 |  | 0.4 | 0.35 | 0.23 | 37.97 | 1080.567 | 0.2
D | 4002 | 2023-01-28 | 4 | OFF | 27.02 | 10.54 | 0.14 | 0.01 | 0.05 | 0 | 0 | 0.01 | -0.34 | -0.56 | 0 |  | 0.4 | 0.35 | 0.23 | 37.85 | 1084.439 | 0.2
D | 4002 | 2023-01-28 | 5 | OFF | 26.15 | 10.54 | 0.14 | 0.01 | 0.05 | 0 | 0 | 0.04 | -0.35 | -0.56 | 0 |  | 0.4 | 0.35 | 0.23 | 37 | 1092.027 | 0.2
D | 4002 | 2023-01-28 | 6 | OFF | 25.9 | 10.54 | 0.14 | 0.01 | 0.09 | 0 | 0 | 0.05 | -0.36 | -0.56 | 0 |  | 0.4 | 0.35 | 0.23 | 36.79 | 1133.195 | 0.24
D | 4002 | 2023-01-28 | 7 | OFF | 28.71 | 10.54 | 0.14 | 0.01 | 0.17 | 0 | 0 | 0 | -0.34 | -0.56 | 0 |  | 0.4 | 0.35 | 0.23 | 39.65 | 1194.812 | 0.32
D | 4002 | 2023-01-28 | 8 | OFF | 30.57 | 10.54 | 0.14 | 0.01 | 0.3 | 0 | 0 | 0.02 | -0.42 | -0.56 | 0 |  | 0.4 | 0.35 | 0.23 | 41.58 | 1271.739 | 0.45
D | 4002 | 2023-01-28 | 9 | OFF | 29.72 | 10.54 | 0.14 | 0.01 | 0.19 | 0 | 0 | -0.02 | -0.32 | -0.56 | 0 |  | 0.4 | 0.35 | 0.23 | 40.68 | 1342.689 | 0.34
D | 4002 | 2023-01-28 | 10 | OFF | 26.79 | 10.54 | 0.14 | 0.01 | 0.69 | 0 | 0 | 0.02 | -0.24 | -0.56 | 0 |  | 0.4 | 0.35 | 0.23 | 38.37 | 1374.091 | 0.84
D | 4002 | 2023-01-28 | 11 | OFF | 25.26 | 10.54 | 0.14 | 0.01 | 0.53 | 0 | 0 | 0.01 | -0.24 | -0.56 | 0 |  | 0.4 | 0.35 | 0.23 | 36.67 | 1354.08 | 0.68
D | 4002 | 2023-01-28 | 12 | OFF | -0.87 | 10.54 | 0.14 | 0.01 | 0.33 | 0 | 0 | 0 | -0.03 | -0.56 | 0 |  | 0.4 | 0.35 | 0.23 | 10.54 | 1293.904 | 0.48
D | 4002 | 2023-01-28 | 13 | OFF | 11.93 | 10.54 | 0.14 | 0.01 | 0.08 | 0 | 0 | 0.02 | -0.18 | -0.56 | 0 |  | 0.4 | 0.35 | 0.23 | 22.96 | 1265.231 | 0.23
D | 4002 | 2023-01-28 | 14 | OFF | -0.6 | 10.54 | 0.14 | 0.01 | 0.2 | 0 | 0 | 0 | -0.15 | -0.56 | 0 |  | 0.4 | 0.35 | 0.23 | 10.56 | 1242.98 | 0.35
D | 4002 | 2023-01-28 | 15 | OFF | 24.9 | 10.54 | 0.14 | 0.01 | 0.19 | 0 | 0 | -0.06 | -0.19 | -0.56 | 0 |  | 0.4 | 0.35 | 0.23 | 35.95 | 1243.067 | 0.34
D | 4002 | 2023-01-28 | 16 | OFF | 26.31 | 10.54 | 0.14 | 0.01 | 0.06 | 0 | 0 | 0.01 | -0.24 | -0.56 | 0 |  | 0.4 | 0.35 | 0.23 | 37.25 | 1266.53 | 0.21
D | 4002 | 2023-01-28 | 17 | OFF | 27.77 | 10.54 | 0.14 | 0.01 | 0.62 | 0 | 0 | 0.04 | -0.3 | -0.56 | 0 |  | 0.4 | 0.35 | 0.23 | 39.24 | 1335.678 | 0.77
D | 4002 | 2023-01-28 | 18 | OFF | 38.92 | 10.54 | 0.14 | 0.01 | 0.16 | 0 | 0.04 | 0.06 | -0.51 | -0.56 | 0 |  | 0.4 | 0.35 | 0.23 | 49.78 | 1438.161 | 0.35
D | 4002 | 2023-01-28 | 19 | OFF | 39.87 | 10.54 | 0.14 | 0.01 | 0.15 | 0 | 0 | 0.01 | -0.38 | -0.56 | 0 |  | 0.4 | 0.35 | 0.23 | 50.76 | 1426.836 | 0.3
D | 4002 | 2023-01-28 | 20 | OFF | 32.84 | 10.54 | 0.14 | 0.01 | 0.15 | 0 | 0.06 | 0.04 | -0.21 | -0.56 | 0 |  | 0.4 | 0.35 | 0.23 | 43.99 | 1376.628 | 0.36
D | 4002 | 2023-01-28 | 21 | OFF | 26.36 | 10.54 | 0.14 | 0.01 | 0.14 | 0 | 0 | -0.02 | -0.27 | -0.56 | 0 |  | 0.4 | 0.35 | 0.23 | 37.32 | 1327.491 | 0.29
D | 4002 | 2023-01-28 | 22 | OFF | 26.62 | 10.54 | 0.14 | 0.01 | 0.09 | 0 | 0 | 0.04 | -0.25 | -0.56 | 0 |  | 0.4 | 0.35 | 0.23 | 37.61 | 1267.1 | 0.24
D | 4002 | 2023-01-28 | 23 | OFF | 24.99 | 10.54 | 0.14 | 0.01 | 0.19 | 0 | 0 | 0.01 | -0.19 | -0.56 | 0 |  | 0.4 | 0.35 | 0.23 | 36.11 | 1190.495 | 0.34
D | 4002 | 2023-01-28 | 24 | OFF | 25.47 | 10.54 | 0.14 | 0.01 | 0.19 | 0 | 0 | -0.03 | -0.13 | -0.56 | 0 |  | 0.4 | 0.35 | 0.23 | 36.61 | 1122.932 | 0.34
D | 4002 | 2023-01-29 | 1 | OFF | 22.23 | 10.54 | 0.4 | 0.04 | 0.18 | 0 | 0 | -0.01 | -0.15 | -0.56 | 0 |  | 0.4 | 0.35 | 0.23 | 33.65 | 1069.285 | 0.62
D | 4002 | 2023-01-29 | 2 | OFF | 22.55 | 10.54 | 0.4 | 0.04 | 0.14 | 0 | 0 | -0.02 | -0.17 | -0.56 | 0 |  | 0.4 | 0.35 | 0.23 | 33.9 | 1044.198 | 0.58
D | 4002 | 2023-01-29 | 3 | OFF | 22.85 | 10.54 | 0.4 | 0.04 | 0.05 | 0 | 0 | -0.02 | -0.16 | -0.56 | 0 |  | 0.4 | 0.35 | 0.23 | 34.12 | 1024.285 | 0.49
D | 4002 | 2023-01-29 | 4 | OFF | 22.62 | 10.54 | 0.4 | 0.04 | 0.06 | 0 | 0 | -0.03 | -0.16 | -0.56 | 0 |  | 0.4 | 0.35 | 0.23 | 33.89 | 1021.77 | 0.5
D | 4002 | 2023-01-29 | 5 | OFF | 23.62 | 10.54 | 0.4 | 0.04 | 0.01 | 0 | 0 | 0.02 | -0.18 | -0.56 | 0 |  | 0.4 | 0.35 | 0.23 | 34.87 | 1034.346 | 0.45
D | 4002 | 2023-01-29 | 6 | OFF | 23.25 | 10.54 | 0.4 | 0.04 | 0.25 | 0 | 0 | 0.02 | -0.19 | -0.56 | 0 |  | 0.4 | 0.35 | 0.23 | 34.73 | 1070.007 | 0.69
D | 4002 | 2023-01-29 | 7 | OFF | 25.6 | 10.54 | 0.4 | 0.04 | 0.17 | 0 | 0 | 0.05 | -0.2 | -0.56 | 0 |  | 0.4 | 0.35 | 0.23 | 37.02 | 1125.164 | 0.61
D | 4002 | 2023-01-29 | 8 | OFF | 26.98 | 10.54 | 0.4 | 0.04 | 0.12 | 0 | 0 | -0.01 | -0.2 | -0.56 | 0 |  | 0.4 | 0.35 | 0.23 | 38.29 | 1191.348 | 0.56
D | 4002 | 2023-01-29 | 9 | OFF | 24.02 | 10.54 | 0.4 | 0.04 | 0.55 | 0 | 0 | 0.03 | -0.22 | -0.56 | 0 |  | 0.4 | 0.35 | 0.23 | 35.78 | 1270.993 | 0.99
D | 4002 | 2023-01-29 | 10 | OFF | 21.69 | 10.54 | 0.4 | 0.04 | 0.21 | 0 | 0 | 0 | -0.25 | -0.56 | 0 |  | 0.4 | 0.35 | 0.23 | 33.05 | 1313.628 | 0.65
D | 4002 | 2023-01-29 | 11 | OFF | 27.57 | 10.54 | 0.4 | 0.04 | 0.07 | 0 | 0 | -0.04 | -0.22 | -0.56 | 0 |  | 0.4 | 0.35 | 0.23 | 38.78 | 1319.344 | 0.51
D | 4002 | 2023-01-29 | 12 | OFF | 44.78 | 10.54 | 0.4 | 0.04 | 0.14 | 0 | 0 | -0.01 | -0.21 | -0.56 | 0 |  | 0.4 | 0.35 | 0.23 | 56.1 | 1350.046 | 0.58
D | 4002 | 2023-01-29 | 13 | OFF | 42.27 | 10.54 | 0.4 | 0.04 | 0.13 | 0 | 0 | -0.02 | -0.24 | -0.56 | 0 |  | 0.4 | 0.35 | 0.23 | 53.54 | 1367.122 | 0.57
D | 4002 | 2023-01-29 | 14 | OFF | 38.75 | 10.54 | 0.4 | 0.04 | 0.12 | 0 | 0 | -0.04 | -0.2 | -0.56 | 0 |  | 0.4 | 0.35 | 0.23 | 50.03 | 1363.218 | 0.56
D | 4002 | 2023-01-29 | 15 | OFF | 35.87 | 10.54 | 0.4 | 0.04 | 0.09 | 0 | 0 | -0.03 | -0.16 | -0.56 | 0 |  | 0.4 | 0.35 | 0.23 | 47.17 | 1347.698 | 0.53
D | 4002 | 2023-01-29 | 16 | OFF | 38.84 | 10.54 | 0.4 | 0.04 | 0.1 | 0 | 0.03 | -0.02 | -0.2 | -0.56 | 0 |  | 0.4 | 0.35 | 0.23 | 50.15 | 1346.458 | 0.57
D | 4002 | 2023-01-29 | 17 | OFF | 33.48 | 10.54 | 0.4 | 0.04 | 0.24 | 0 | 0 | -0.05 | -0.2 | -0.56 | 0 |  | 0.4 | 0.35 | 0.23 | 44.87 | 1400.357 | 0.68
D | 4002 | 2023-01-29 | 18 | OFF | 52.15 | 10.54 | 0.4 | 0.04 | 0.18 | 0 | 0 | 0.01 | -0.3 | -0.56 | 0 |  | 0.4 | 0.35 | 0.23 | 63.44 | 1484.836 | 0.62
D | 4002 | 2023-01-29 | 19 | OFF | 49.29 | 10.54 | 0.4 | 0.04 | 0.22 | 0 | 0.25 | -0.07 | -0.19 | -0.56 | 0 |  | 0.4 | 0.35 | 0.23 | 60.9 | 1462.752 | 0.91
D | 4002 | 2023-01-29 | 20 | OFF | 50.45 | 10.54 | 0.4 | 0.04 | 0.21 | 0 | 0 | -0.06 | -0.08 | -0.56 | 0 |  | 0.4 | 0.35 | 0.23 | 61.92 | 1395.137 | 0.65
D | 4002 | 2023-01-29 | 21 | OFF | 45.36 | 10.54 | 0.4 | 0.04 | 0.13 | 0 | 0 | -0.11 | -0.1 | -0.56 | 0 |  | 0.4 | 0.35 | 0.23 | 56.68 | 1321.822 | 0.57
D | 4002 | 2023-01-29 | 22 | OFF | 40.17 | 10.54 | 0.4 | 0.04 | 0.17 | 0 | 0 | -0.05 | 0.04 | -0.56 | 0 |  | 0.4 | 0.35 | 0.23 | 51.73 | 1233.591 | 0.61
D | 4002 | 2023-01-29 | 23 | OFF | 26.46 | 10.54 | 0.4 | 0.04 | 0.19 | 0 | 0 | -0.02 | -0.07 | -0.56 | 0 |  | 0.4 | 0.35 | 0.23 | 37.96 | 1144.326 | 0.63
D | 4002 | 2023-01-29 | 24 | OFF | 23.92 | 10.54 | 0.4 | 0.04 | 0.22 | 0 | 0 | -0.07 | -0.04 | -0.56 | 0 |  | 0.4 | 0.35 | 0.23 | 35.43 | 1064.607 | 0.66
D | 4002 | 2023-01-30 | 1 | OFF | 26.43 | 10.54 | 0.4 | 0.07 | 0.06 | 0 | 0 | -0.06 | -0.02 | -0.56 | 0 |  | 0.4 | 0.35 | 0.23 | 37.84 | 1015.879 | 0.53
D | 4002 | 2023-01-30 | 2 | OFF | 26.9 | 10.54 | 0.4 | 0.07 | 0.04 | 0 | 0 | -0.06 | -0.04 | -0.56 | 0 |  | 0.4 | 0.35 | 0.23 | 38.27 | 995.026 | 0.51
D | 4002 | 2023-01-30 | 3 | OFF | 25.99 | 10.54 | 0.4 | 0.07 | 0.07 | 0 | 0 | -0.06 | -0.05 | -0.56 | 0 |  | 0.4 | 0.35 | 0.23 | 37.38 | 988.944 | 0.54
D | 4002 | 2023-01-30 | 4 | OFF | 25.14 | 10.54 | 0.4 | 0.07 | 0.08 | 0 | 0 | -0.03 | -0.05 | -0.56 | 0 |  | 0.4 | 0.35 | 0.23 | 36.57 | 1002.519 | 0.55
D | 4002 | 2023-01-30 | 5 | OFF | 25.07 | 10.54 | 0.4 | 0.07 | 0.11 | 0 | 0 | -0.03 | -0.05 | -0.56 | 0 |  | 0.4 | 0.35 | 0.23 | 36.53 | 1045.552 | 0.58
D | 4002 | 2023-01-30 | 6 | OFF | 28.51 | 10.54 | 0.4 | 0.07 | 0.14 | 0 | 0 | -0.06 | -0.06 | -0.56 | 0 |  | 0.4 | 0.35 | 0.23 | 39.96 | 1151.558 | 0.61
D | 4002 | 2023-01-30 | 7 | OFF | 60.27 | 10.54 | 0.4 | 0.07 | 1.66 | 0 | 0.07 | -0.02 | 0.09 | -0.56 | 0 |  | 0.4 | 0.35 | 0.23 | 73.5 | 1312.385 | 2.2
D | 4002 | 2023-01-30 | 8 | ON | 71.45 | 10.54 | 0.4 | 0.07 | 1.85 | 0.77 | 0 | 0.04 | -0.17 | -0.56 | 0 |  | 0.4 | 0.35 | 0.23 | 85.37 | 1403.908 | 3.09
D | 4002 | 2023-01-30 | 9 | ON | 60.78 | 10.54 | 0.4 | 0.07 | 0.48 | 0.77 | 0.07 | 0.01 | -0.15 | -0.56 | 0 |  | 0.4 | 0.35 | 0.23 | 73.39 | 1425.892 | 1.79
D | 4002 | 2023-01-30 | 10 | ON | 40.68 | 10.54 | 0.4 | 0.07 | 0.14 | 0.78 | 0.01 | 0.06 | -0.05 | -0.56 | 0 |  | 0.4 | 0.35 | 0.23 | 53.05 | 1413.624 | 1.4
D | 4002 | 2023-01-30 | 11 | ON | 28.76 | 10.54 | 0.4 | 0.07 | 0.13 | 0.81 | 0 | 0.09 | -0.22 | -0.56 | 0 |  | 0.4 | 0.35 | 0.23 | 41 | 1401.196 | 1.41
D | 4002 | 2023-01-30 | 12 | ON | 28.15 | 10.54 | 0.4 | 0.07 | 0.06 | 0.84 | 0 | -0.02 | -0.3 | -0.56 | 0 |  | 0.4 | 0.35 | 0.23 | 40.16 | 1392.356 | 1.37
D | 4002 | 2023-01-30 | 13 | ON | 30.37 | 10.54 | 0.4 | 0.07 | 0.13 | 0.83 | 0 | 0.02 | -0.27 | -0.56 | 0 |  | 0.4 | 0.35 | 0.23 | 42.51 | 1401.857 | 1.43
D | 4002 | 2023-01-30 | 14 | ON | 27.46 | 10.54 | 0.4 | 0.07 | 0.08 | 0.85 | 0 | 0 | -0.32 | -0.56 | 0 |  | 0.4 | 0.35 | 0.23 | 39.5 | 1389.566 | 1.4
D | 4002 | 2023-01-30 | 15 | ON | 28.34 | 10.54 | 0.4 | 0.07 | 0.04 | 0.84 | 0 | 0 | -0.35 | -0.56 | 0 |  | 0.4 | 0.35 | 0.23 | 40.3 | 1376.741 | 1.35
D | 4002 | 2023-01-30 | 16 | ON | 39.36 | 10.54 | 0.4 | 0.07 | 0.09 | 0.81 | 0 | -0.04 | -0.22 | -0.56 | 0 |  | 0.4 | 0.35 | 0.23 | 51.43 | 1396.726 | 1.37
D | 4002 | 2023-01-30 | 17 | ON | 31.96 | 10.54 | 0.4 | 0.07 | 0.06 | 0.77 | 0 | 0.01 | -0.43 | -0.56 | 0 |  | 0.4 | 0.35 | 0.23 | 43.8 | 1460.972 | 1.3
D | 4002 | 2023-01-30 | 18 | ON | 75.97 | 10.54 | 0.4 | 0.07 | 0.15 | 0.72 | 0.79 | -0.1 | -0.12 | -0.56 | 0 |  | 0.4 | 0.35 | 0.23 | 88.84 | 1549.898 | 2.13
D | 4002 | 2023-01-30 | 19 | ON | 71.94 | 10.54 | 0.4 | 0.07 | 0.41 | 0.71 | 0.63 | 0.02 | -0.29 | -0.56 | 0 |  | 0.4 | 0.35 | 0.23 | 84.85 | 1541.827 | 2.22
D | 4002 | 2023-01-30 | 20 | ON | 64.21 | 10.54 | 0.4 | 0.07 | 0.74 | 0.71 | 0.09 | -0.01 | -0.19 | -0.56 | 0 |  | 0.4 | 0.35 | 0.23 | 76.98 | 1479.509 | 2.01
D | 4002 | 2023-01-30 | 21 | ON | 66.57 | 10.54 | 0.4 | 0.07 | 0.81 | 0.74 | 0.11 | 0.04 | 0.09 | -0.56 | 0 |  | 0.4 | 0.35 | 0.23 | 79.79 | 1403.846 | 2.13
D | 4002 | 2023-01-30 | 22 | ON | 39 | 10.54 | 0.4 | 0.07 | 0.24 | 0.79 | 0 | -0.02 | -0.11 | -0.56 | 0 |  | 0.4 | 0.35 | 0.23 | 51.33 | 1309.251 | 1.5
D | 4002 | 2023-01-30 | 23 | ON | 27.62 | 10.54 | 0.4 | 0.07 | 0.1 | 0.85 | 0 | -0.02 | -0.23 | -0.56 | 0 |  | 0.4 | 0.35 | 0.23 | 39.75 | 1204.57 | 1.42
D | 4002 | 2023-01-30 | 24 | OFF | 29.46 | 10.54 | 0.4 | 0.07 | 0.24 | 0 | 0 | -0.04 | -0.07 | -0.56 | 0 |  | 0.4 | 0.35 | 0.23 | 41.02 | 1129.238 | 0.71
D | 4002 | 2023-01-31 | 1 | OFF | 33.16 | 10.54 | 0.29 | 0.05 | 0.46 | 0 | 0 | 0.05 | -0.07 | -0.56 | 0 |  | 0.4 | 0.35 | 0.23 | 44.9 | 1076.203 | 0.8
D | 4002 | 2023-01-31 | 2 | OFF | 30.1 | 10.54 | 0.29 | 0.05 | 0 | 0 | 0 | 0.02 | -0.08 | -0.56 | 0 |  | 0.4 | 0.35 | 0.23 | 41.34 | 1053.822 | 0.34
D | 4002 | 2023-01-31 | 3 | OFF | 25.94 | 10.54 | 0.29 | 0.05 | 0 | 0 | 0 | -0.02 | -0.09 | -0.56 | 0 |  | 0.4 | 0.35 | 0.23 | 37.13 | 1047.293 | 0.34
D | 4002 | 2023-01-31 | 4 | OFF | 25.18 | 10.54 | 0.29 | 0.05 | 0 | 0 | 0 | 0.02 | -0.06 | -0.56 | 0 |  | 0.4 | 0.35 | 0.23 | 36.44 | 1065.343 | 0.34
D | 4002 | 2023-01-31 | 5 | OFF | 25.6 | 10.54 | 0.29 | 0.05 | 0 | 0 | 0 | 0.08 | -0.1 | -0.56 | 0 |  | 0.4 | 0.35 | 0.23 | 36.88 | 1105.814 | 0.34
D | 4002 | 2023-01-31 | 6 | OFF | 23.48 | 10.54 | 0.29 | 0.05 | 0.15 | 0 | 0 | 0.08 | -0.18 | -0.56 | 0 |  | 0.4 | 0.35 | 0.23 | 34.83 | 1210.318 | 0.49
D | 4002 | 2023-01-31 | 7 | OFF | 35.25 | 10.54 | 0.29 | 0.05 | 0.36 | 0 | 0 | 0.01 | -0.21 | -0.56 | 0 |  | 0.4 | 0.35 | 0.23 | 46.71 | 1365.249 | 0.7
D | 4002 | 2023-01-31 | 8 | ON | 46.7 | 10.54 | 0.29 | 0.05 | 0.48 | 0.51 | 0 | 0 | -0.51 | -0.56 | 0 |  | 0.4 | 0.35 | 0.23 | 58.48 | 1456.014 | 1.33
D | 4002 | 2023-01-31 | 9 | ON | 97.97 | 10.54 | 0.29 | 0.05 | 0.48 | 0.71 | 0.74 | -0.08 | -0.31 | -0.56 | 0 |  | 0.4 | 0.35 | 0.23 | 110.81 | 1475.686 | 2.27
D | 4002 | 2023-01-31 | 10 | ON | 64.57 | 10.54 | 0.29 | 0.05 | 0.22 | 0.72 | 0 | -0.01 | -0.1 | -0.56 | 0 |  | 0.4 | 0.35 | 0.23 | 76.7 | 1475.3 | 1.28
D | 4002 | 2023-01-31 | 11 | ON | 121.82 | 10.54 | 0.29 | 0.05 | 0.15 | 0.73 | 0.01 | -0.05 | -0.54 | -0.56 | 0 |  | 0.4 | 0.35 | 0.23 | 133.42 | 1469.238 | 1.23
D | 4002 | 2023-01-31 | 12 | ON | 102.86 | 10.54 | 0.29 | 0.05 | 0.15 | 0.76 | 0 | 0.12 | 0.01 | -0.56 | 0 |  | 0.4 | 0.35 | 0.23 | 115.2 | 1445.973 | 1.25
D | 4002 | 2023-01-31 | 13 | ON | 39.91 | 10.54 | 0.29 | 0.05 | 0.07 | 0.79 | 0 | 0.11 | -0.16 | -0.56 | 0 |  | 0.4 | 0.35 | 0.23 | 52.02 | 1428.069 | 1.2
D | 4002 | 2023-01-31 | 14 | ON | 34.65 | 10.54 | 0.29 | 0.05 | 0.23 | 0.8 | 0 | 0.04 | -0.38 | -0.56 | 0 |  | 0.4 | 0.35 | 0.23 | 46.64 | 1426.124 | 1.37
D | 4002 | 2023-01-31 | 15 | ON | 42.83 | 10.54 | 0.29 | 0.05 | 0.4 | 0.8 | 0 | 0.02 | -0.34 | -0.56 | 0 |  | 0.4 | 0.35 | 0.23 | 55.01 | 1424.942 | 1.54
D | 4002 | 2023-01-31 | 16 | ON | 68.82 | 10.54 | 0.29 | 0.05 | 0.12 | 0.77 | 0 | 0.11 | -0.49 | -0.56 | 0 |  | 0.4 | 0.35 | 0.23 | 80.63 | 1462.312 | 1.23
D | 4002 | 2023-01-31 | 17 | ON | 73.4 | 10.54 | 0.29 | 0.05 | 0.1 | 0.72 | 0 | -0.04 | -0.74 | -0.56 | 0 |  | 0.4 | 0.35 | 0.23 | 84.74 | 1540.685 | 1.16
D | 4002 | 2023-01-31 | 18 | ON | 79.31 | 10.54 | 0.29 | 0.05 | 0.08 | 0.68 | 0 | 0.07 | -1.01 | -0.56 | 0 |  | 0.4 | 0.35 | 0.23 | 90.43 | 1664.632 | 1.1
D | 4002 | 2023-01-31 | 19 | ON | 78 | 10.54 | 0.29 | 0.05 | 0.08 | 0.67 | 0 | 0.03 | -1.05 | -0.56 | 0 |  | 0.4 | 0.35 | 0.23 | 89.03 | 1674.406 | 1.09
D | 4002 | 2023-01-31 | 20 | ON | 72.24 | 10.54 | 0.29 | 0.05 | 0.05 | 0.68 | 0 | -0.03 | -0.88 | -0.56 | 0 |  | 0.4 | 0.35 | 0.23 | 83.36 | 1626.092 | 1.07
D | 4002 | 2023-01-31 | 21 | ON | 70.08 | 10.54 | 0.29 | 0.05 | 0.15 | 0.7 | 0 | -0.02 | -0.72 | -0.56 | 0 |  | 0.4 | 0.35 | 0.23 | 81.49 | 1560.911 | 1.19
D | 4002 | 2023-01-31 | 22 | ON | 67.11 | 10.54 | 0.29 | 0.05 | 0.23 | 0.74 | 0 | -0.03 | -0.79 | -0.56 | 0 |  | 0.4 | 0.35 | 0.23 | 78.56 | 1463.617 | 1.31
D | 4002 | 2023-01-31 | 23 | ON | 48.47 | 10.54 | 0.29 | 0.05 | 0.22 | 0.79 | 0 | 0.01 | -0.58 | -0.56 | 0 |  | 0.4 | 0.35 | 0.23 | 60.21 | 1358.551 | 1.35
D | 4002 | 2023-01-31 | 24 | OFF | 43.01 | 10.54 | 0.29 | 0.05 | 0.82 | 0 | 0 | -0.07 | -0.6 | -0.56 | 0 |  | 0.4 | 0.35 | 0.23 | 54.46 | 1272.603 | 1.16
T | 744 lines

## whlsecost_hourly_4002_202302
C | Hourly Wholesale Load Cost Report
C | Filename: whlsecost_hourly_4002_202302.csv
C | Report for: 02 2023
C | Report generated: 04/05/2023 13:20:29 EDT
H | Location ID | Local Date | Local Hour | OnOffPeak | RTLMP | Capacity | First Contingency | Second Contingency | Regulation | Forward Reserves | Real-Time Reserves | Inadvertent | Marginal Loss Rev Fund | Auction Rev Rights | Real-Time Demand Reduction Cost | Price Responsive Demand Cost | ISO Sched 2 | ISO Sched 3 | NEPOOL Exp | Total Cost | RTLO | Total Ancillary & NCPC
H | Number | Date | Number | String | Number | Number | Number | Number | Number | Number | Number | Number | Number | Number | Number | Number | Number | Number | Number | Number | Number
D | 4002 | 2023-02-01 | 1 | OFF | 49.42 | 11.53 | 0.25 | 0.07 | 0.27 | 0 | 0 | -0.01 | -0.44 | -0.32 | 0 |  | 0.4 | 0.39 | 0.23 | 61.79 | 1223.092 | 0.59
D | 4002 | 2023-02-01 | 2 | OFF | 47.58 | 11.53 | 0.25 | 0.07 | 0.01 | 0 | 0 | 0 | -0.73 | -0.32 | 0 |  | 0.4 | 0.39 | 0.23 | 59.41 | 1196.669 | 0.33
D | 4002 | 2023-02-01 | 3 | OFF | 50.3 | 11.53 | 0.25 | 0.07 | 0 | 0 | 0 | 0.01 | -0.62 | -0.32 | 0 |  | 0.4 | 0.39 | 0.23 | 62.24 | 1184.26 | 0.32
D | 4002 | 2023-02-01 | 4 | OFF | 44.21 | 11.53 | 0.25 | 0.07 | 0 | 0 | 0 | 0 | -0.72 | -0.32 | 0 |  | 0.4 | 0.39 | 0.23 | 56.04 | 1194.86 | 0.32
D | 4002 | 2023-02-01 | 5 | OFF | 43.18 | 11.53 | 0.25 | 0.07 | 0.11 | 0 | 0 | 0.08 | -0.72 | -0.32 | 0 |  | 0.4 | 0.39 | 0.23 | 55.2 | 1233.367 | 0.43
D | 4002 | 2023-02-01 | 6 | OFF | 54.76 | 11.53 | 0.25 | 0.07 | 0.31 | 0 | 0 | 0.04 | -0.52 | -0.32 | 0 |  | 0.4 | 0.39 | 0.23 | 67.14 | 1340.371 | 0.63
D | 4002 | 2023-02-01 | 7 | OFF | 74.75 | 11.53 | 0.25 | 0.07 | 0.69 | 0 | 0 | -0.01 | -0.4 | -0.32 | 0 |  | 0.4 | 0.39 | 0.23 | 87.58 | 1502.331 | 1.01
D | 4002 | 2023-02-01 | 8 | ON | 103.94 | 11.53 | 0.25 | 0.07 | 0.39 | 0.59 | 0.09 | 0.04 | -1.21 | -0.32 | 0 |  | 0.4 | 0.39 | 0.23 | 116.39 | 1587.964 | 1.39
D | 4002 | 2023-02-01 | 9 | ON | 88.02 | 11.53 | 0.25 | 0.07 | 0.3 | 0.74 | 0 | 0.06 | -0.14 | -0.32 | 0 |  | 0.4 | 0.39 | 0.23 | 101.53 | 1584.99 | 1.36
D | 4002 | 2023-02-01 | 10 | ON | 22.07 | 11.53 | 0.25 | 0.07 | 0.11 | 0.78 | 0 | 0 | -0.26 | -0.32 | 0 |  | 0.4 | 0.39 | 0.23 | 35.25 | 1543.825 | 1.21
D | 4002 | 2023-02-01 | 11 | ON | -0.39 | 11.53 | 0.25 | 0.07 | 0.68 | 0.81 | 0 | 0 | -0.78 | -0.32 | 0 |  | 0.4 | 0.39 | 0.23 | 12.87 | 1505.07 | 1.81
D | 4002 | 2023-02-01 | 12 | ON | 38.8 | 11.53 | 0.25 | 0.07 | 0.4 | 0.84 | 0 | -0.02 | -0.76 | -0.32 | 0 |  | 0.4 | 0.39 | 0.23 | 51.81 | 1476.358 | 1.56
D | 4002 | 2023-02-01 | 13 | ON | 49.72 | 11.53 | 0.25 | 0.07 | 0.55 | 0.85 | 0 | 0.07 | -0.65 | -0.32 | 0 |  | 0.4 | 0.39 | 0.23 | 63.09 | 1447.935 | 1.72
D | 4002 | 2023-02-01 | 14 | ON | 55.28 | 11.53 | 0.25 | 0.07 | 0.39 | 0.85 | 0 | 0.02 | -0.68 | -0.32 | 0 |  | 0.4 | 0.39 | 0.23 | 68.41 | 1448.272 | 1.56
D | 4002 | 2023-02-01 | 15 | ON | 38.59 | 11.53 | 0.25 | 0.07 | 0.44 | 0.84 | 0 | 0.04 | -0.45 | -0.32 | 0 |  | 0.4 | 0.39 | 0.23 | 52.01 | 1450.783 | 1.6
D | 4002 | 2023-02-01 | 16 | ON | 64.65 | 11.53 | 0.25 | 0.07 | 0.47 | 0.8 | 0 | 0.07 | -0.32 | -0.32 | 0 |  | 0.4 | 0.39 | 0.23 | 78.22 | 1484.785 | 1.59
D | 4002 | 2023-02-01 | 17 | ON | 87.49 | 11.53 | 0.25 | 0.07 | 0.14 | 0.75 | 0 | 0.16 | -0.82 | -0.32 | 0 |  | 0.4 | 0.39 | 0.23 | 100.27 | 1561.037 | 1.21
D | 4002 | 2023-02-01 | 18 | ON | 99.03 | 11.53 | 0.25 | 0.07 | 0.08 | 0.69 | 0 | 0.01 | -1.19 | -0.32 | 0 |  | 0.4 | 0.39 | 0.23 | 111.17 | 1674.788 | 1.09
D | 4002 | 2023-02-01 | 19 | ON | 96.55 | 11.53 | 0.25 | 0.07 | 0.07 | 0.69 | 0 | -0.04 | -1.14 | -0.32 | 0 |  | 0.4 | 0.39 | 0.23 | 108.68 | 1686.875 | 1.08
D | 4002 | 2023-02-01 | 20 | ON | 78.86 | 11.53 | 0.25 | 0.07 | 0.08 | 0.7 | 0 | -0.03 | -0.97 | -0.32 | 0 |  | 0.4 | 0.39 | 0.23 | 91.19 | 1644.189 | 1.1
D | 4002 | 2023-02-01 | 21 | ON | 107.03 | 11.53 | 0.25 | 0.07 | 0.01 | 0.72 | 0 | 0.01 | -0.45 | -0.32 | 0 |  | 0.4 | 0.39 | 0.23 | 119.87 | 1584.686 | 1.05
D | 4002 | 2023-02-01 | 22 | ON | 70.84 | 11.53 | 0.25 | 0.07 | 0.07 | 0.76 | 0 | -0.04 | -0.86 | -0.32 | 0 |  | 0.4 | 0.39 | 0.23 | 83.32 | 1489.305 | 1.15
D | 4002 | 2023-02-01 | 23 | ON | 92.34 | 11.53 | 0.25 | 0.07 | 0.43 | 0.81 | 0.05 | 0.01 | -0.5 | -0.32 | 0 |  | 0.4 | 0.39 | 0.23 | 105.69 | 1384.43 | 1.61
D | 4002 | 2023-02-01 | 24 | OFF | 21.25 | 11.53 | 0.25 | 0.07 | 1.01 | 0 | 0 | 0 | -0.36 | -0.32 | 0 |  | 0.4 | 0.39 | 0.23 | 34.45 | 1303.936 | 1.33
D | 4002 | 2023-02-02 | 1 | OFF | 55.02 | 11.53 | 0.85 | 0.1 | 0.47 | 0 | 0 | 0.13 | -0.46 | -0.32 | 0 |  | 0.4 | 0.39 | 0.23 | 68.34 | 1266.019 | 1.42
D | 4002 | 2023-02-02 | 2 | OFF | 56 | 11.53 | 0.85 | 0.1 | 0.01 | 0 | 0 | -0.03 | -0.45 | -0.32 | 0 |  | 0.4 | 0.39 | 0.23 | 68.71 | 1238.173 | 0.96
D | 4002 | 2023-02-02 | 3 | OFF | 55.74 | 11.53 | 0.85 | 0.1 | 0 | 0 | 0 | 0.04 | -0.38 | -0.32 | 0 |  | 0.4 | 0.39 | 0.23 | 68.58 | 1224.341 | 0.95
D | 4002 | 2023-02-02 | 4 | OFF | 57 | 11.53 | 0.85 | 0.1 | 0 | 0 | 0 | 0.02 | -0.39 | -0.32 | 0 |  | 0.4 | 0.39 | 0.23 | 69.81 | 1231.247 | 0.95
D | 4002 | 2023-02-02 | 5 | OFF | 62.99 | 11.53 | 0.85 | 0.1 | 0.08 | 0 | 0 | 0.11 | -0.37 | -0.32 | 0 |  | 0.4 | 0.39 | 0.23 | 75.99 | 1271.143 | 1.03
D | 4002 | 2023-02-02 | 6 | OFF | 106.54 | 11.53 | 0.85 | 0.1 | 0.48 | 0 | 0 | 0.07 | 0.27 | -0.32 | 0 |  | 0.4 | 0.39 | 0.23 | 120.54 | 1362.418 | 1.43
D | 4002 | 2023-02-02 | 7 | OFF | 184.9 | 11.53 | 0.85 | 0.1 | 1.18 | 0 | 0 | -1.1 | -0.15 | -0.32 | 0 |  | 0.4 | 0.39 | 0.23 | 198.01 | 1499.962 | 2.13
D | 4002 | 2023-02-02 | 8 | ON | 157.54 | 11.53 | 0.85 | 0.1 | 1.27 | 0.72 | 0 | -0.02 | -1.42 | -0.32 | 0 |  | 0.4 | 0.39 | 0.23 | 171.27 | 1583.421 | 2.94
D | 4002 | 2023-02-02 | 9 | ON | 114.75 | 11.53 | 0.85 | 0.1 | 0.46 | 0.73 | 0 | -0.07 | -0.93 | -0.32 | 0 |  | 0.4 | 0.39 | 0.23 | 128.12 | 1596.188 | 2.14
D | 4002 | 2023-02-02 | 10 | ON | 65.57 | 11.53 | 0.85 | 0.1 | 0.14 | 0.76 | 0 | -0.07 | -1.2 | -0.32 | 0 |  | 0.4 | 0.39 | 0.23 | 78.38 | 1587.761 | 1.85
D | 4002 | 2023-02-02 | 11 | ON | 71.32 | 11.53 | 0.85 | 0.1 | 0.21 | 0.78 | 0 | -0.01 | -0.93 | -0.32 | 0 |  | 0.4 | 0.39 | 0.23 | 84.55 | 1573.977 | 1.94
D | 4002 | 2023-02-02 | 12 | ON | 73.22 | 11.53 | 0.85 | 0.1 | 0.17 | 0.8 | 0 | 0.07 | -0.88 | -0.32 | 0 |  | 0.4 | 0.39 | 0.23 | 86.56 | 1549.45 | 1.92
D | 4002 | 2023-02-02 | 13 | ON | 23.33 | 11.53 | 0.85 | 0.1 | 0.42 | 0.83 | 0 | 0.17 | -0.26 | -0.32 | 0 |  | 0.4 | 0.39 | 0.23 | 37.67 | 1510.905 | 2.2
D | 4002 | 2023-02-02 | 14 | ON | 28.46 | 11.53 | 0.85 | 0.1 | 0.67 | 0.84 | 0 | 0.07 | -0.65 | -0.32 | 0 |  | 0.4 | 0.39 | 0.23 | 42.57 | 1488.105 | 2.46
D | 4002 | 2023-02-02 | 15 | ON | 40.6 | 11.53 | 0.85 | 0.1 | 0.39 | 0.83 | 0 | 0 | -0.76 | -0.32 | 0 |  | 0.4 | 0.39 | 0.23 | 54.24 | 1478.921 | 2.17
D | 4002 | 2023-02-02 | 16 | ON | 54.79 | 11.53 | 0.85 | 0.1 | 0.39 | 0.8 | 0 | -0.03 | -0.5 | -0.32 | 0 |  | 0.4 | 0.39 | 0.23 | 68.63 | 1492.282 | 2.14
D | 4002 | 2023-02-02 | 17 | ON | 71.54 | 11.53 | 0.85 | 0.1 | 0.16 | 0.75 | 0 | 0.12 | -0.81 | -0.32 | 0 |  | 0.4 | 0.39 | 0.23 | 84.94 | 1548.114 | 1.86
D | 4002 | 2023-02-02 | 18 | ON | 90.88 | 11.53 | 0.85 | 0.1 | 0.08 | 0.7 | 0 | -0.08 | -1.01 | -0.32 | 0 |  | 0.4 | 0.39 | 0.23 | 103.75 | 1661.058 | 1.73
D | 4002 | 2023-02-02 | 19 | ON | 80.9 | 11.53 | 0.85 | 0.1 | 0.1 | 0.69 | 0 | 0.02 | -1.12 | -0.32 | 0 |  | 0.4 | 0.39 | 0.23 | 93.77 | 1669.907 | 1.74
D | 4002 | 2023-02-02 | 20 | ON | 71.1 | 11.53 | 0.85 | 0.1 | 0.09 | 0.71 | 0 | -0.02 | -0.89 | -0.32 | 0 |  | 0.4 | 0.39 | 0.23 | 84.17 | 1625.209 | 1.75
D | 4002 | 2023-02-02 | 21 | ON | 70.14 | 11.53 | 0.85 | 0.1 | 0.08 | 0.73 | 0 | -0.04 | -0.95 | -0.32 | 0 |  | 0.4 | 0.39 | 0.23 | 83.14 | 1552.392 | 1.76
D | 4002 | 2023-02-02 | 22 | ON | 86.44 | 11.53 | 0.85 | 0.1 | 0.14 | 0.77 | 0 | -0.07 | -1 | -0.32 | 0 |  | 0.4 | 0.39 | 0.23 | 99.46 | 1458.525 | 1.86
D | 4002 | 2023-02-02 | 23 | ON | 78.19 | 11.53 | 0.85 | 0.1 | 0.41 | 0.83 | 0 | -0.02 | -0.7 | -0.32 | 0 |  | 0.4 | 0.39 | 0.23 | 91.89 | 1353.521 | 2.19
D | 4002 | 2023-02-02 | 24 | OFF | 11.67 | 11.53 | 0.85 | 0.1 | 1.67 | 0 | 0 | -0.01 | 0.14 | -0.32 | 0 |  | 0.4 | 0.39 | 0.23 | 26.65 | 1259.745 | 2.62
D | 4002 | 2023-02-03 | 1 | OFF | 40.72 | 11.53 | 1.03 | 0.11 | 0.46 | 0 | 0 | 0.03 | -0.99 | -0.32 | 0 |  | 0.4 | 0.39 | 0.23 | 53.59 | 1213.312 | 1.6
D | 4002 | 2023-02-03 | 2 | OFF | 26.3 | 11.53 | 1.03 | 0.11 | 0.1 | 0 | 0 | -0.01 | -0.55 | -0.32 | 0 |  | 0.4 | 0.39 | 0.23 | 39.21 | 1183.086 | 1.24
D | 4002 | 2023-02-03 | 3 | OFF | 6.38 | 11.53 | 1.03 | 0.11 | 0.02 | 0 | 0 | 0.01 | -0.43 | -0.32 | 0 |  | 0.4 | 0.39 | 0.23 | 19.35 | 1167.593 | 1.16
D | 4002 | 2023-02-03 | 4 | OFF | 8.77 | 11.53 | 1.03 | 0.11 | 0 | 0 | 0 | 0 | -0.42 | -0.32 | 0 |  | 0.4 | 0.39 | 0.23 | 21.72 | 1173.946 | 1.14
D | 4002 | 2023-02-03 | 5 | OFF | -10.72 | 11.53 | 1.03 | 0.11 | 0.16 | 0 | 0 | -0.08 | -0.63 | -0.32 | 0 |  | 0.4 | 0.39 | 0.23 | 2.1 | 1218.294 | 1.3
D | 4002 | 2023-02-03 | 6 | OFF | 18.95 | 11.53 | 1.03 | 0.11 | 0.84 | 0 | 0 | 0.02 | 0.2 | -0.32 | 0 |  | 0.4 | 0.39 | 0.23 | 33.38 | 1323.075 | 1.98
D | 4002 | 2023-02-03 | 7 | OFF | 60.75 | 11.53 | 1.03 | 0.11 | 0.45 | 0 | 0 | 0.05 | -1.04 | -0.32 | 0 |  | 0.4 | 0.39 | 0.23 | 73.58 | 1484.02 | 1.59
D | 4002 | 2023-02-03 | 8 | ON | 97.19 | 11.53 | 1.03 | 0.11 | 0.43 | 0.66 | 0 | 0.04 | -1.41 | -0.32 | 0 |  | 0.4 | 0.39 | 0.23 | 110.28 | 1586.105 | 2.23
D | 4002 | 2023-02-03 | 9 | ON | 41.63 | 11.53 | 1.03 | 0.11 | 0.57 | 0.67 | 0 | 0.04 | -0.68 | -0.32 | 0 |  | 0.4 | 0.39 | 0.23 | 55.6 | 1610.96 | 2.38
D | 4002 | 2023-02-03 | 10 | ON | 35.55 | 11.53 | 1.03 | 0.11 | 0.65 | 0.69 | 0 | 0.05 | -1.07 | -0.32 | 0 |  | 0.4 | 0.39 | 0.23 | 49.24 | 1604.983 | 2.48
D | 4002 | 2023-02-03 | 11 | ON | 136.71 | 11.53 | 1.03 | 0.11 | 0.91 | 0.71 | 0 | 0 | -1.77 | -0.32 | 0 |  | 0.4 | 0.39 | 0.23 | 149.93 | 1600.355 | 2.76
D | 4002 | 2023-02-03 | 12 | ON | 137.89 | 11.53 | 1.03 | 0.11 | 0.53 | 0.71 | 0 | -0.03 | -1.53 | -0.32 | 0 |  | 0.4 | 0.39 | 0.23 | 150.94 | 1597.934 | 2.38
D | 4002 | 2023-02-03 | 13 | ON | 133.28 | 11.53 | 1.03 | 0.11 | 0.5 | 0.71 | 0 | 0.15 | -1.65 | -0.32 | 0 |  | 0.4 | 0.39 | 0.23 | 146.36 | 1589.98 | 2.35
D | 4002 | 2023-02-03 | 14 | ON | 115.87 | 11.53 | 1.03 | 0.11 | 0.06 | 0.7 | 0 | 0.07 | -1.44 | -0.32 | 0 |  | 0.4 | 0.39 | 0.23 | 128.63 | 1592.529 | 1.9
D | 4002 | 2023-02-03 | 15 | ON | 173.74 | 11.53 | 1.03 | 0.11 | 0.15 | 0.68 | 0 | -0.16 | -1.71 | -0.32 | 0 |  | 0.4 | 0.39 | 0.23 | 186.07 | 1611.073 | 1.97
D | 4002 | 2023-02-03 | 16 | ON | 182.82 | 11.53 | 1.03 | 0.11 | 0.44 | 0.64 | 0 | 0.34 | -1.17 | -0.32 | 0 |  | 0.4 | 0.39 | 0.23 | 196.44 | 1674.21 | 2.22
D | 4002 | 2023-02-03 | 17 | ON | 213.33 | 11.53 | 1.03 | 0.11 | 0.33 | 0.6 | 0 | 0.39 | -1.22 | -0.32 | 0 |  | 0.4 | 0.39 | 0.23 | 226.8 | 1769.577 | 2.07
D | 4002 | 2023-02-03 | 18 | ON | 224.19 | 11.53 | 1.03 | 0.11 | 0.25 | 0.56 | 0 | 0.1 | -1.56 | -0.32 | 0 |  | 0.4 | 0.39 | 0.23 | 236.91 | 1885.259 | 1.95
D | 4002 | 2023-02-03 | 19 | ON | 259.17 | 11.53 | 1.03 | 0.11 | 0.5 | 0.55 | 0 | -0.18 | -1.73 | -0.32 | 0 |  | 0.4 | 0.39 | 0.23 | 271.68 | 1886.988 | 2.19
D | 4002 | 2023-02-03 | 20 | ON | 266.31 | 11.53 | 1.03 | 0.11 | 0.38 | 0.56 | 0 | 0.58 | -1.69 | -0.32 | 0 |  | 0.4 | 0.39 | 0.23 | 279.51 | 1848.651 | 2.08
D | 4002 | 2023-02-03 | 21 | ON | 271.95 | 11.53 | 1.03 | 0.11 | 0.41 | 0.57 | 0 | 0.11 | -1.18 | -0.32 | 0 |  | 0.4 | 0.39 | 0.23 | 285.23 | 1805.848 | 2.12
D | 4002 | 2023-02-03 | 22 | ON | 257.09 | 11.53 | 1.03 | 0.11 | 0.42 | 0.58 | 0 | -0.37 | -1.42 | -0.32 | 0 |  | 0.4 | 0.39 | 0.23 | 269.67 | 1738.313 | 2.14
D | 4002 | 2023-02-03 | 23 | ON | 255.71 | 11.53 | 1.03 | 0.11 | 1.68 | 0.6 | 0 | -0.09 | -1.33 | -0.32 | 0 |  | 0.4 | 0.39 | 0.23 | 269.94 | 1662.817 | 3.42
D | 4002 | 2023-02-03 | 24 | OFF | 254 | 11.53 | 1.03 | 0.11 | 2.09 | 0 | 0 | 0.12 | -0.71 | -0.32 | 0 |  | 0.4 | 0.39 | 0.23 | 268.87 | 1592.541 | 3.23
D | 4002 | 2023-02-04 | 1 | OFF | 190.12 | 11.53 | 5 | 0.5 | 0.61 | 0 | 0 | 0.14 | -1.83 | -0.32 | 0 |  | 0.4 | 0.39 | 0.23 | 206.77 | 1542.648 | 6.11
D | 4002 | 2023-02-04 | 2 | OFF | 177.78 | 11.53 | 5 | 0.5 | 0.15 | 0 | 0 | 0.41 | -1.79 | -0.32 | 0 |  | 0.4 | 0.39 | 0.23 | 194.28 | 1510.829 | 5.65
D | 4002 | 2023-02-04 | 3 | OFF | 237.64 | 11.53 | 5 | 0.5 | 0.29 | 0 | 0 | -3.4 | -1.98 | -0.32 | 0 |  | 0.4 | 0.39 | 0.23 | 250.28 | 1500.059 | 5.79
D | 4002 | 2023-02-04 | 4 | OFF | 235.34 | 11.53 | 5 | 0.5 | 0.26 | 0 | 0 | -0.1 | -2.33 | -0.32 | 0 |  | 0.4 | 0.39 | 0.23 | 250.9 | 1500.108 | 5.76
D | 4002 | 2023-02-04 | 5 | OFF | 228.26 | 11.53 | 5 | 0.5 | 0.4 | 0 | 0 | -0.04 | -1.68 | -0.32 | 0 |  | 0.4 | 0.39 | 0.23 | 244.67 | 1519.506 | 5.9
D | 4002 | 2023-02-04 | 6 | OFF | 266.52 | 11.53 | 5 | 0.5 | 0.51 | 0 | 0 | -2.63 | -1.31 | -0.32 | 0 |  | 0.4 | 0.39 | 0.23 | 280.82 | 1559.723 | 6.01
D | 4002 | 2023-02-04 | 7 | OFF | 379.96 | 11.53 | 5 | 0.5 | 1.71 | 0 | 0 | -0.78 | -2.52 | -0.32 | 0 |  | 0.4 | 0.39 | 0.23 | 396.1 | 1627.767 | 7.21
D | 4002 | 2023-02-04 | 8 | OFF | 464.81 | 11.53 | 5 | 0.5 | 3.38 | 0 | 0 | 0.01 | -1.62 | -0.32 | 0 |  | 0.4 | 0.39 | 0.23 | 484.31 | 1705.286 | 8.88
D | 4002 | 2023-02-04 | 9 | OFF | 337.67 | 11.53 | 5 | 0.5 | 2.66 | 0 | 0 | 0.38 | -0.68 | -0.32 | 0 |  | 0.4 | 0.39 | 0.23 | 357.76 | 1763.683 | 8.16
D | 4002 | 2023-02-04 | 10 | OFF | 329.57 | 11.53 | 5 | 0.5 | 1.96 | 0 | 0 | 0.32 | -1.85 | -0.32 | 0 |  | 0.4 | 0.39 | 0.23 | 347.73 | 1782.522 | 7.46
D | 4002 | 2023-02-04 | 11 | OFF | 377.74 | 11.53 | 5 | 0.5 | 2.48 | 0 | 0 | -0.6 | -2.36 | -0.32 | 0 |  | 0.4 | 0.39 | 0.23 | 394.99 | 1774.918 | 7.98
D | 4002 | 2023-02-04 | 12 | OFF | 262.93 | 11.53 | 5 | 0.5 | 0.91 | 0 | 0 | -0.21 | -2.33 | -0.32 | 0 |  | 0.4 | 0.39 | 0.23 | 279.03 | 1760.888 | 6.41
D | 4002 | 2023-02-04 | 13 | OFF | 288.63 | 11.53 | 5 | 0.5 | 1.28 | 0 | 0 | -0.13 | -2.35 | -0.32 | 0 |  | 0.4 | 0.39 | 0.23 | 305.16 | 1741.446 | 6.78
D | 4002 | 2023-02-04 | 14 | OFF | 225.45 | 11.53 | 5 | 0.5 | 0.4 | 0 | 0 | 0.03 | -1.53 | -0.32 | 0 |  | 0.4 | 0.39 | 0.23 | 242.08 | 1702.274 | 5.9
D | 4002 | 2023-02-04 | 15 | OFF | 354.08 | 11.53 | 5 | 0.5 | 1.32 | 0 | 0 | -0.25 | -0.38 | -0.32 | 0 |  | 0.4 | 0.39 | 0.23 | 372.5 | 1696.668 | 6.82
D | 4002 | 2023-02-04 | 16 | OFF | 417.45 | 11.53 | 5 | 0.5 | 2.14 | 0 | 0 | 1.42 | -1.91 | -0.32 | 0 |  | 0.4 | 0.39 | 0.23 | 436.83 | 1743.71 | 7.64
D | 4002 | 2023-02-04 | 17 | OFF | 380.69 | 11.53 | 5 | 0.5 | 0.88 | 0 | 0 | 0.22 | -1.31 | -0.32 | 0 |  | 0.4 | 0.39 | 0.23 | 398.21 | 1796.187 | 6.38
D | 4002 | 2023-02-04 | 18 | OFF | 377.33 | 11.53 | 5 | 0.5 | 0.95 | 0 | 0 | -0.12 | -2.22 | -0.32 | 0 |  | 0.4 | 0.39 | 0.23 | 393.67 | 1870.234 | 6.45
D | 4002 | 2023-02-04 | 19 | OFF | 218.31 | 11.53 | 5 | 0.5 | 0.47 | 0 | 0.35 | 0.14 | -1.48 | -0.32 | 0 |  | 0.4 | 0.39 | 0.23 | 235.52 | 1840.481 | 6.32
D | 4002 | 2023-02-04 | 20 | OFF | 192.37 | 11.53 | 5 | 0.5 | 0.38 | 0 | 0.15 | -0.26 | -1.03 | -0.32 | 0 |  | 0.4 | 0.39 | 0.23 | 209.34 | 1769.211 | 6.03
D | 4002 | 2023-02-04 | 21 | OFF | 184.6 | 11.53 | 5 | 0.5 | 0.8 | 0 | 0 | -0.34 | -0.98 | -0.32 | 0 |  | 0.4 | 0.39 | 0.23 | 201.81 | 1699.219 | 6.3
D | 4002 | 2023-02-04 | 22 | OFF | 174.8 | 11.53 | 5 | 0.5 | 0.91 | 0 | 0.07 | -0.13 | -0.87 | -0.32 | 0 |  | 0.4 | 0.39 | 0.23 | 192.51 | 1608.624 | 6.48
D | 4002 | 2023-02-04 | 23 | OFF | 172.65 | 11.53 | 5 | 0.5 | 1.21 | 0 | 0 | -0.18 | -0.7 | -0.32 | 0 |  | 0.4 | 0.39 | 0.23 | 190.71 | 1510.431 | 6.71
D | 4002 | 2023-02-04 | 24 | OFF | 139.8 | 11.53 | 5 | 0.5 | 1.07 | 0 | 0 | -0.07 | -0.76 | -0.32 | 0 |  | 0.4 | 0.39 | 0.23 | 157.77 | 1429.773 | 6.57
D | 4002 | 2023-02-05 | 1 | OFF | 119.97 | 11.53 | 0.68 | 0.12 | 2.06 | 0 | 0 | 0.02 | -0.99 | -0.32 | 0 |  | 0.4 | 0.39 | 0.23 | 134.09 | 1366.308 | 2.86
D | 4002 | 2023-02-05 | 2 | OFF | 206.9 | 11.53 | 0.68 | 0.12 | 1.19 | 0 | 0 | -0.5 | -0.85 | -0.32 | 0 |  | 0.4 | 0.39 | 0.23 | 219.77 | 1329.207 | 1.99
D | 4002 | 2023-02-05 | 3 | OFF | 196.07 | 11.53 | 0.68 | 0.12 | 0.92 | 0 | 0 | -0.06 | -0.59 | -0.32 | 0 |  | 0.4 | 0.39 | 0.23 | 209.37 | 1305.078 | 1.72
D | 4002 | 2023-02-05 | 4 | OFF | 205.47 | 11.53 | 0.68 | 0.12 | 0.62 | 0 | 0 | -0.19 | -0.26 | -0.32 | 0 |  | 0.4 | 0.39 | 0.23 | 218.67 | 1293.372 | 1.42
D | 4002 | 2023-02-05 | 5 | OFF | 223.74 | 11.53 | 0.68 | 0.12 | 0.27 | 0 | 0 | -0.04 | -0.35 | -0.32 | 0 |  | 0.4 | 0.39 | 0.23 | 236.65 | 1296.023 | 1.07
D | 4002 | 2023-02-05 | 6 | OFF | 260.37 | 11.53 | 0.68 | 0.12 | 0.71 | 0 | 0 | -0.32 | -0.21 | -0.32 | 0 |  | 0.4 | 0.39 | 0.23 | 273.58 | 1320.986 | 1.51
D | 4002 | 2023-02-05 | 7 | OFF | 210.37 | 11.53 | 0.68 | 0.12 | 1.79 | 0 | 0 | 0.08 | -0.42 | -0.32 | 0 |  | 0.4 | 0.39 | 0.23 | 224.85 | 1366.144 | 2.59
D | 4002 | 2023-02-05 | 8 | OFF | 173.46 | 11.53 | 0.68 | 0.12 | 1.49 | 0 | 0 | -0.17 | -0.19 | -0.32 | 0 |  | 0.4 | 0.39 | 0.23 | 187.62 | 1426.774 | 2.29
D | 4002 | 2023-02-05 | 9 | OFF | 179.38 | 11.53 | 0.68 | 0.12 | 2.43 | 0 | 0 | -0.06 | 0.28 | -0.32 | 0 |  | 0.4 | 0.39 | 0.23 | 195.06 | 1487.289 | 3.23
D | 4002 | 2023-02-05 | 10 | OFF | 144.75 | 11.53 | 0.68 | 0.12 | 0.84 | 0 | 0 | 0.13 | -0.43 | -0.32 | 0 |  | 0.4 | 0.39 | 0.23 | 158.32 | 1501.797 | 1.64
D | 4002 | 2023-02-05 | 11 | OFF | 65.16 | 11.53 | 0.68 | 0.12 | 0.09 | 0 | 0 | -0.11 | -0.36 | -0.32 | 0 |  | 0.4 | 0.39 | 0.23 | 77.81 | 1497.336 | 0.89
D | 4002 | 2023-02-05 | 12 | OFF | 41.84 | 11.53 | 0.68 | 0.12 | 0.35 | 0 | 0 | -0.06 | -0.35 | -0.32 | 0 |  | 0.4 | 0.39 | 0.23 | 54.81 | 1473.316 | 1.15
D | 4002 | 2023-02-05 | 13 | OFF | 52.53 | 11.53 | 0.68 | 0.12 | 0.18 | 0 | 0 | -0.02 | -0.24 | -0.32 | 0 |  | 0.4 | 0.39 | 0.23 | 65.48 | 1419.857 | 0.98
D | 4002 | 2023-02-05 | 14 | OFF | 49.32 | 11.53 | 0.68 | 0.12 | 0.12 | 0 | 0 | -0.01 | -0.21 | -0.32 | 0 |  | 0.4 | 0.39 | 0.23 | 62.25 | 1398.195 | 0.92
D | 4002 | 2023-02-05 | 15 | OFF | 48.22 | 11.53 | 0.68 | 0.12 | 0.25 | 0 | 0 | 0.05 | -0.22 | -0.32 | 0 |  | 0.4 | 0.39 | 0.23 | 61.33 | 1375.612 | 1.05
D | 4002 | 2023-02-05 | 16 | OFF | 56.61 | 11.53 | 0.68 | 0.12 | 0.18 | 0 | 0 | -0.08 | 0.06 | -0.32 | 0 |  | 0.4 | 0.39 | 0.23 | 69.8 | 1408.314 | 0.98
D | 4002 | 2023-02-05 | 17 | OFF | 101.45 | 11.53 | 0.68 | 0.12 | 0.3 | 0 | 0.01 | 0.08 | 0.28 | -0.32 | 0 |  | 0.4 | 0.39 | 0.23 | 115.15 | 1475.285 | 1.11
D | 4002 | 2023-02-05 | 18 | OFF | 146.76 | 11.53 | 0.68 | 0.12 | 0.34 | 0 | 0.01 | -0.09 | -0.05 | -0.32 | 0 |  | 0.4 | 0.39 | 0.23 | 160 | 1583.45 | 1.15
D | 4002 | 2023-02-05 | 19 | OFF | 166.19 | 11.53 | 0.68 | 0.12 | 0.08 | 0 | 0 | 0.04 | -0.08 | -0.32 | 0 |  | 0.4 | 0.39 | 0.23 | 179.26 | 1576.601 | 0.88
D | 4002 | 2023-02-05 | 20 | OFF | 137 | 11.53 | 0.68 | 0.12 | 0.5 | 0 | 0 | -0.02 | 0.37 | -0.32 | 0 |  | 0.4 | 0.39 | 0.23 | 150.88 | 1520.746 | 1.3
D | 4002 | 2023-02-05 | 21 | OFF | 59.06 | 11.53 | 0.68 | 0.12 | 0.22 | 0 | 0 | -0.04 | -0.09 | -0.32 | 0 |  | 0.4 | 0.39 | 0.23 | 72.18 | 1442.593 | 1.02
D | 4002 | 2023-02-05 | 22 | OFF | 46.16 | 11.53 | 0.68 | 0.12 | 0.14 | 0 | 0 | -0.04 | -0.19 | -0.32 | 0 |  | 0.4 | 0.39 | 0.23 | 59.1 | 1347.311 | 0.94
D | 4002 | 2023-02-05 | 23 | OFF | 33.41 | 11.53 | 0.68 | 0.12 | 0.42 | 0 | 0 | -0.03 | -0.08 | -0.32 | 0 |  | 0.4 | 0.39 | 0.23 | 46.75 | 1247.428 | 1.22
D | 4002 | 2023-02-05 | 24 | OFF | 25.55 | 11.53 | 0.68 | 0.12 | 0.18 | 0 | 0 | 0 | -0.2 | -0.32 | 0 |  | 0.4 | 0.39 | 0.23 | 38.56 | 1168.885 | 0.98
D | 4002 | 2023-02-06 | 1 | OFF | 43.24 | 11.53 | 0.7 | 0.11 | 0.17 | 0 | 0 | -0.1 | -0.26 | -0.32 | 0 |  | 0.4 | 0.39 | 0.23 | 56.09 | 1124.941 | 0.98
D | 4002 | 2023-02-06 | 2 | OFF | 54.34 | 11.53 | 0.7 | 0.11 | 0.3 | 0 | 0 | 0.03 | 0 | -0.32 | 0 |  | 0.4 | 0.39 | 0.23 | 67.71 | 1102.965 | 1.11
D | 4002 | 2023-02-06 | 3 | OFF | 28.74 | 11.53 | 0.7 | 0.11 | 0.06 | 0 | 0 | -0.04 | -0.15 | -0.32 | 0 |  | 0.4 | 0.39 | 0.23 | 41.65 | 1093.153 | 0.87
D | 4002 | 2023-02-06 | 4 | OFF | 32.73 | 11.53 | 0.7 | 0.11 | 0.1 | 0 | 0 | -0.02 | -0.14 | -0.32 | 0 |  | 0.4 | 0.39 | 0.23 | 45.71 | 1102.314 | 0.91
D | 4002 | 2023-02-06 | 5 | OFF | 39.79 | 11.53 | 0.7 | 0.11 | 0.14 | 0 | 0 | 0.07 | -0.11 | -0.32 | 0 |  | 0.4 | 0.39 | 0.23 | 52.93 | 1141.427 | 0.95
D | 4002 | 2023-02-06 | 6 | OFF | 111.09 | 11.53 | 0.7 | 0.11 | 1.25 | 0 | 0.34 | -0.06 | 1.23 | -0.32 | 0 |  | 0.4 | 0.39 | 0.23 | 126.89 | 1244.601 | 2.4
D | 4002 | 2023-02-06 | 7 | OFF | 137.69 | 11.53 | 0.7 | 0.11 | 2.17 | 0 | 0 | 0.13 | -0.93 | -0.32 | 0 |  | 0.4 | 0.39 | 0.23 | 152.1 | 1400.615 | 2.98
D | 4002 | 2023-02-06 | 8 | ON | 125.12 | 11.53 | 0.7 | 0.11 | 1.51 | 0.77 | 0.03 | 0.05 | -0.51 | -0.32 | 0 |  | 0.4 | 0.39 | 0.23 | 140.01 | 1482.91 | 3.12
D | 4002 | 2023-02-06 | 9 | ON | 110.44 | 11.53 | 0.7 | 0.11 | 0.63 | 0.77 | 0 | -0.09 | -0.02 | -0.32 | 0 |  | 0.4 | 0.39 | 0.23 | 124.77 | 1495.131 | 2.21
D | 4002 | 2023-02-06 | 10 | ON | 39.61 | 11.53 | 0.7 | 0.11 | 0.27 | 0.79 | 0 | -0.05 | -0.22 | -0.32 | 0 |  | 0.4 | 0.39 | 0.23 | 53.44 | 1484.899 | 1.87
D | 4002 | 2023-02-06 | 11 | ON | 73.71 | 11.53 | 0.7 | 0.11 | 0.28 | 0.81 | 0 | 0.01 | -0.15 | -0.32 | 0 |  | 0.4 | 0.39 | 0.23 | 87.7 | 1476.606 | 1.9
D | 4002 | 2023-02-06 | 12 | ON | 75.98 | 11.53 | 0.7 | 0.11 | 0.19 | 0.83 | 0 | -0.08 | -0.32 | -0.32 | 0 |  | 0.4 | 0.39 | 0.23 | 89.64 | 1468.197 | 1.83
D | 4002 | 2023-02-06 | 13 | ON | 76.42 | 11.53 | 0.7 | 0.11 | 0.24 | 0.84 | 0 | -0.04 | -0.2 | -0.32 | 0 |  | 0.4 | 0.39 | 0.23 | 90.3 | 1448.947 | 1.89
D | 4002 | 2023-02-06 | 14 | ON | 55.66 | 11.53 | 0.7 | 0.11 | 0.28 | 0.84 | 0 | -0.06 | -0.24 | -0.32 | 0 |  | 0.4 | 0.39 | 0.23 | 69.52 | 1431.082 | 1.93
D | 4002 | 2023-02-06 | 15 | ON | 46.31 | 11.53 | 0.7 | 0.11 | 0.19 | 0.84 | 0 | 0.02 | -0.17 | -0.32 | 0 |  | 0.4 | 0.39 | 0.23 | 60.23 | 1408.447 | 1.84
D | 4002 | 2023-02-06 | 16 | ON | 40.21 | 11.53 | 0.7 | 0.11 | 0.07 | 0.81 | 0 | 0.05 | -0.3 | -0.32 | 0 |  | 0.4 | 0.39 | 0.23 | 53.88 | 1424.394 | 1.69
D | 4002 | 2023-02-06 | 17 | ON | 62.33 | 11.53 | 0.7 | 0.11 | 0.17 | 0.78 | 0 | -0.01 | 0.15 | -0.32 | 0 |  | 0.4 | 0.39 | 0.23 | 76.46 | 1476.093 | 1.76
D | 4002 | 2023-02-06 | 18 | ON | 77.17 | 11.53 | 0.7 | 0.11 | 0.16 | 0.72 | 0 | 0.05 | -0.6 | -0.32 | 0 |  | 0.4 | 0.39 | 0.23 | 90.54 | 1588.085 | 1.69
D | 4002 | 2023-02-06 | 19 | ON | 81.12 | 11.53 | 0.7 | 0.11 | 0.2 | 0.72 | 0 | 0 | -0.63 | -0.32 | 0 |  | 0.4 | 0.39 | 0.23 | 94.45 | 1602.713 | 1.73
D | 4002 | 2023-02-06 | 20 | ON | 50.94 | 11.53 | 0.7 | 0.11 | 0.1 | 0.74 | 0 | 0.05 | -0.45 | -0.32 | 0 |  | 0.4 | 0.39 | 0.23 | 64.42 | 1546.329 | 1.65
D | 4002 | 2023-02-06 | 21 | ON | 51.19 | 11.53 | 0.7 | 0.11 | 0.02 | 0.76 | 0 | 0.04 | -0.37 | -0.32 | 0 |  | 0.4 | 0.39 | 0.23 | 64.68 | 1488.804 | 1.59
D | 4002 | 2023-02-06 | 22 | ON | 43.01 | 11.53 | 0.7 | 0.11 | 0.08 | 0.81 | 0 | 0.02 | -0.21 | -0.32 | 0 |  | 0.4 | 0.39 | 0.23 | 56.75 | 1398.255 | 1.7
D | 4002 | 2023-02-06 | 23 | ON | 31.92 | 11.53 | 0.7 | 0.11 | 1.18 | 0.87 | 0 | 0.01 | -0.25 | -0.32 | 0 |  | 0.4 | 0.39 | 0.23 | 46.77 | 1296.153 | 2.86
D | 4002 | 2023-02-06 | 24 | OFF | 6.48 | 11.53 | 0.7 | 0.11 | 1.2 | 0 | 0 | 0 | -0.19 | -0.32 | 0 |  | 0.4 | 0.39 | 0.23 | 20.53 | 1220.189 | 2.01
D | 4002 | 2023-02-07 | 1 | OFF | 29.44 | 11.53 | 0.44 | 0.07 | 0.21 | 0 | 0 | -0.06 | -0.21 | -0.32 | 0 |  | 0.4 | 0.39 | 0.23 | 42.12 | 1175.068 | 0.72
D | 4002 | 2023-02-07 | 2 | OFF | 34.95 | 11.53 | 0.44 | 0.07 | 0.49 | 0 | 0 | 0.02 | -0.16 | -0.32 | 0 |  | 0.4 | 0.39 | 0.23 | 48.04 | 1155.482 | 1
D | 4002 | 2023-02-07 | 3 | OFF | 33.51 | 11.53 | 0.44 | 0.07 | 0.52 | 0 | 0 | -0.01 | -0.15 | -0.32 | 0 |  | 0.4 | 0.39 | 0.23 | 46.61 | 1151.516 | 1.03
D | 4002 | 2023-02-07 | 4 | OFF | 32.94 | 11.53 | 0.44 | 0.07 | 0.04 | 0 | 0 | 0.02 | -0.17 | -0.32 | 0 |  | 0.4 | 0.39 | 0.23 | 45.57 | 1167.563 | 0.55
D | 4002 | 2023-02-07 | 5 | OFF | 33.02 | 11.53 | 0.44 | 0.07 | 0.09 | 0 | 0 | 0.08 | -0.23 | -0.32 | 0 |  | 0.4 | 0.39 | 0.23 | 45.7 | 1211.887 | 0.6
D | 4002 | 2023-02-07 | 6 | OFF | 40.69 | 11.53 | 0.44 | 0.07 | 0.43 | 0 | 0.04 | 0.01 | -0.09 | -0.32 | 0 |  | 0.4 | 0.39 | 0.23 | 53.82 | 1314.102 | 0.98
D | 4002 | 2023-02-07 | 7 | OFF | 76.62 | 11.53 | 0.44 | 0.07 | 0.75 | 0 | 0.05 | 0.11 | -0.12 | -0.32 | 0 |  | 0.4 | 0.39 | 0.23 | 90.15 | 1471.256 | 1.31
D | 4002 | 2023-02-07 | 8 | ON | 119.35 | 11.53 | 0.44 | 0.07 | 2.07 | 0.74 | 0.1 | 0 | -0.56 | -0.32 | 0 |  | 0.4 | 0.39 | 0.23 | 134.44 | 1548.777 | 3.42
D | 4002 | 2023-02-07 | 9 | ON | 62.2 | 11.53 | 0.44 | 0.07 | 0.57 | 0.77 | 0 | 0.06 | 0.21 | -0.32 | 0 |  | 0.4 | 0.39 | 0.23 | 76.55 | 1528.84 | 1.85
D | 4002 | 2023-02-07 | 10 | ON | 28 | 11.53 | 0.44 | 0.07 | 0.64 | 0.81 | 0 | 0.01 | -0.14 | -0.32 | 0 |  | 0.4 | 0.39 | 0.23 | 42.06 | 1478.456 | 1.96
D | 4002 | 2023-02-07 | 11 | ON | 26.07 | 11.53 | 0.44 | 0.07 | 0.14 | 0.84 | 0 | 0.01 | -0.12 | -0.32 | 0 |  | 0.4 | 0.39 | 0.23 | 39.68 | 1442.771 | 1.49
D | 4002 | 2023-02-07 | 12 | ON | 27.39 | 11.53 | 0.44 | 0.07 | 0.09 | 0.87 | 0 | -0.04 | -0.15 | -0.32 | 0 |  | 0.4 | 0.39 | 0.23 | 40.9 | 1410.409 | 1.47
D | 4002 | 2023-02-07 | 13 | ON | 20.48 | 11.53 | 0.44 | 0.07 | 0.08 | 0.87 | 0 | 0 | -0.14 | -0.32 | 0 |  | 0.4 | 0.39 | 0.23 | 34.03 | 1387.649 | 1.46
D | 4002 | 2023-02-07 | 14 | ON | 22.32 | 11.53 | 0.44 | 0.07 | 0.06 | 0.86 | 0 | -0.06 | -0.07 | -0.32 | 0 |  | 0.4 | 0.39 | 0.23 | 35.85 | 1385.536 | 1.43
D | 4002 | 2023-02-07 | 15 | ON | 19.32 | 11.53 | 0.44 | 0.07 | 0.06 | 0.84 | 0 | 0.01 | -0.18 | -0.32 | 0 |  | 0.4 | 0.39 | 0.23 | 32.79 | 1395.467 | 1.41
D | 4002 | 2023-02-07 | 16 | ON | 29.44 | 11.53 | 0.44 | 0.07 | 0.06 | 0.79 | 0 | 0.05 | -0.21 | -0.32 | 0 |  | 0.4 | 0.39 | 0.23 | 42.87 | 1455.935 | 1.36
D | 4002 | 2023-02-07 | 17 | ON | 35.67 | 11.53 | 0.44 | 0.07 | 0.07 | 0.75 | 0 | 0.83 | -1.72 | -0.32 | 0 |  | 0.4 | 0.39 | 0.23 | 48.34 | 1519.234 | 1.33
D | 4002 | 2023-02-07 | 18 | ON | 53.76 | 11.53 | 0.44 | 0.07 | 0.25 | 0.7 | 0.01 | 0.09 | -0.31 | -0.32 | 0 |  | 0.4 | 0.39 | 0.23 | 67.24 | 1623.964 | 1.47
D | 4002 | 2023-02-07 | 19 | ON | 47.21 | 11.53 | 0.44 | 0.07 | 0.24 | 0.7 | 0.03 | -0.01 | -0.25 | -0.32 | 0 |  | 0.4 | 0.39 | 0.23 | 60.66 | 1622.574 | 1.48
D | 4002 | 2023-02-07 | 20 | ON | 43.83 | 11.53 | 0.44 | 0.07 | 0.36 | 0.72 | 0.13 | 0.01 | -0.1 | -0.32 | 0 |  | 0.4 | 0.39 | 0.23 | 57.69 | 1566.649 | 1.72
D | 4002 | 2023-02-07 | 21 | ON | 38.51 | 11.53 | 0.44 | 0.07 | 0.59 | 0.75 | 0 | 0 | -0.01 | -0.32 | 0 |  | 0.4 | 0.39 | 0.23 | 52.58 | 1497.231 | 1.85
D | 4002 | 2023-02-07 | 22 | ON | 34.26 | 11.53 | 0.44 | 0.07 | 0.15 | 0.8 | 0 | 0.02 | -0.04 | -0.32 | 0 |  | 0.4 | 0.39 | 0.23 | 47.93 | 1396.628 | 1.46
D | 4002 | 2023-02-07 | 23 | ON | 28.83 | 11.53 | 0.44 | 0.07 | 0.11 | 0.86 | 0 | -0.01 | -0.03 | -0.32 | 0 |  | 0.4 | 0.39 | 0.23 | 42.5 | 1285.939 | 1.48
D | 4002 | 2023-02-07 | 24 | OFF | 25.36 | 11.53 | 0.44 | 0.07 | 0.2 | 0 | 0 | 0.03 | -0.05 | -0.32 | 0 |  | 0.4 | 0.39 | 0.23 | 38.28 | 1201.279 | 0.71
D | 4002 | 2023-02-08 | 1 | OFF | 24.37 | 11.53 | 0.3 | 0.04 | 0.07 | 0 | 0 | 0 | -0.08 | -0.32 | 0 |  | 0.4 | 0.39 | 0.23 | 36.93 | 1145.292 | 0.41
D | 4002 | 2023-02-08 | 2 | OFF | 24.62 | 11.53 | 0.3 | 0.04 | 0.04 | 0 | 0 | -0.01 | -0.1 | -0.32 | 0 |  | 0.4 | 0.39 | 0.23 | 37.12 | 1114.188 | 0.38
D | 4002 | 2023-02-08 | 3 | OFF | 24.12 | 11.53 | 0.3 | 0.04 | 0.07 | 0 | 0 | 0 | -0.06 | -0.32 | 0 |  | 0.4 | 0.39 | 0.23 | 36.7 | 1100.78 | 0.41
D | 4002 | 2023-02-08 | 4 | OFF | 21.42 | 11.53 | 0.3 | 0.04 | 0.07 | 0 | 0 | 0.01 | -0.06 | -0.32 | 0 |  | 0.4 | 0.39 | 0.23 | 34.01 | 1100.89 | 0.41
D | 4002 | 2023-02-08 | 5 | OFF | 21.61 | 11.53 | 0.3 | 0.04 | 0.06 | 0 | 0 | 0 | -0.04 | -0.32 | 0 |  | 0.4 | 0.39 | 0.23 | 34.2 | 1134.598 | 0.4
D | 4002 | 2023-02-08 | 6 | OFF | 25.92 | 11.53 | 0.3 | 0.04 | 0.2 | 0 | 0 | 0 | -0.05 | -0.32 | 0 |  | 0.4 | 0.39 | 0.23 | 38.64 | 1232.01 | 0.54
D | 4002 | 2023-02-08 | 7 | OFF | 48.85 | 11.53 | 0.3 | 0.04 | 0.31 | 0 | 0 | -0.01 | 0.05 | -0.32 | 0 |  | 0.4 | 0.39 | 0.23 | 61.77 | 1381.984 | 0.65
D | 4002 | 2023-02-08 | 8 | ON | 56.46 | 11.53 | 0.3 | 0.04 | 0.75 | 0.79 | 0.03 | -0.12 | -0.19 | -0.32 | 0 |  | 0.4 | 0.39 | 0.23 | 70.29 | 1460.939 | 1.91
D | 4002 | 2023-02-08 | 9 | ON | 45.35 | 11.53 | 0.3 | 0.04 | 0.82 | 0.79 | 0 | -0.08 | -0.03 | -0.32 | 0 |  | 0.4 | 0.39 | 0.23 | 59.42 | 1476.984 | 1.95
D | 4002 | 2023-02-08 | 10 | ON | 29.52 | 11.53 | 0.3 | 0.04 | 0.25 | 0.81 | 0 | -0.03 | -0.05 | -0.32 | 0 |  | 0.4 | 0.39 | 0.23 | 43.07 | 1455.884 | 1.4
D | 4002 | 2023-02-08 | 11 | ON | 27.59 | 11.53 | 0.3 | 0.04 | 0.12 | 0.83 | 0 | -0.01 | -0.02 | -0.32 | 0 |  | 0.4 | 0.39 | 0.23 | 41.08 | 1433.468 | 1.29
D | 4002 | 2023-02-08 | 12 | ON | 25.91 | 11.53 | 0.3 | 0.04 | 0.08 | 0.85 | 0 | 0 | -0.03 | -0.32 | 0 |  | 0.4 | 0.39 | 0.23 | 39.38 | 1433.261 | 1.27
D | 4002 | 2023-02-08 | 13 | ON | 15.26 | 11.53 | 0.3 | 0.04 | 0.32 | 0.89 | 0 | 0.02 | 0.21 | -0.32 | 0 |  | 0.4 | 0.39 | 0.23 | 29.27 | 1403.039 | 1.55
D | 4002 | 2023-02-08 | 14 | ON | 7.3 | 11.53 | 0.3 | 0.04 | 0.14 | 0.92 | 0 | 0 | -0.07 | -0.32 | 0 |  | 0.4 | 0.39 | 0.23 | 20.86 | 1364.325 | 1.4
D | 4002 | 2023-02-08 | 15 | ON | 17.11 | 11.53 | 0.3 | 0.04 | 0.27 | 0.92 | 0 | 0 | -0.01 | -0.32 | 0 |  | 0.4 | 0.39 | 0.23 | 30.86 | 1337.771 | 1.53
D | 4002 | 2023-02-08 | 16 | ON | 22.3 | 11.53 | 0.3 | 0.04 | 0.15 | 0.88 | 0 | 0.01 | 0 | -0.32 | 0 |  | 0.4 | 0.39 | 0.23 | 35.91 | 1360.691 | 1.37
D | 4002 | 2023-02-08 | 17 | ON | 36.66 | 11.53 | 0.3 | 0.04 | 0.22 | 0.82 | 0 | 0.02 | 0.19 | -0.32 | 0 |  | 0.4 | 0.39 | 0.23 | 50.48 | 1424.812 | 1.38
D | 4002 | 2023-02-08 | 18 | ON | 54.76 | 11.53 | 0.3 | 0.04 | 0.25 | 0.76 | 0 | 0.11 | -0.17 | -0.32 | 0 |  | 0.4 | 0.39 | 0.23 | 68.28 | 1533.104 | 1.35
D | 4002 | 2023-02-08 | 19 | ON | 40.62 | 11.53 | 0.3 | 0.04 | 0.34 | 0.74 | 0 | 0.04 | -0.18 | -0.32 | 0 |  | 0.4 | 0.39 | 0.23 | 54.13 | 1552.529 | 1.42
D | 4002 | 2023-02-08 | 20 | ON | 30.27 | 11.53 | 0.3 | 0.04 | 0.22 | 0.76 | 0.03 | 0 | -0.15 | -0.32 | 0 |  | 0.4 | 0.39 | 0.23 | 43.7 | 1505.551 | 1.35
D | 4002 | 2023-02-08 | 21 | ON | 29.71 | 11.53 | 0.3 | 0.04 | 0.17 | 0.79 | 0 | 0 | -0.11 | -0.32 | 0 |  | 0.4 | 0.39 | 0.23 | 43.13 | 1442.277 | 1.3
D | 4002 | 2023-02-08 | 22 | ON | 26.99 | 11.53 | 0.3 | 0.04 | 0.46 | 0.83 | 0 | 0 | -0.13 | -0.32 | 0 |  | 0.4 | 0.39 | 0.23 | 40.72 | 1349.83 | 1.63
D | 4002 | 2023-02-08 | 23 | ON | 26 | 11.53 | 0.3 | 0.04 | 0.22 | 0.89 | 0 | 0 | -0.08 | -0.32 | 0 |  | 0.4 | 0.39 | 0.23 | 39.6 | 1250.306 | 1.45
D | 4002 | 2023-02-08 | 24 | OFF | 25.97 | 11.53 | 0.3 | 0.04 | 0.1 | 0 | 0 | -0.02 | -0.03 | -0.32 | 0 |  | 0.4 | 0.39 | 0.23 | 38.59 | 1165.991 | 0.44
D | 4002 | 2023-02-09 | 1 | OFF | 23.22 | 11.53 | 0.42 | 0.03 | 0.1 | 0 | 0 | 0.06 | -0.07 | -0.32 | 0 |  | 0.4 | 0.39 | 0.23 | 35.99 | 1116.471 | 0.55
D | 4002 | 2023-02-09 | 2 | OFF | 22.66 | 11.53 | 0.42 | 0.03 | 0.29 | 0 | 0 | 0.03 | -0.12 | -0.32 | 0 |  | 0.4 | 0.39 | 0.23 | 35.54 | 1092.416 | 0.74
D | 4002 | 2023-02-09 | 3 | OFF | 22.96 | 11.53 | 0.42 | 0.03 | 0.48 | 0 | 0 | -0.01 | -0.11 | -0.32 | 0 |  | 0.4 | 0.39 | 0.23 | 36 | 1087.235 | 0.93
D | 4002 | 2023-02-09 | 4 | OFF | 24.36 | 11.53 | 0.42 | 0.03 | 0.5 | 0 | 0 | 0.05 | -0.08 | -0.32 | 0 |  | 0.4 | 0.39 | 0.23 | 37.51 | 1096.664 | 0.95
D | 4002 | 2023-02-09 | 5 | OFF | 24.64 | 11.53 | 0.42 | 0.03 | 0.13 | 0 | 0 | 0.02 | -0.12 | -0.32 | 0 |  | 0.4 | 0.39 | 0.23 | 37.35 | 1131.288 | 0.58
D | 4002 | 2023-02-09 | 6 | OFF | 32.92 | 11.53 | 0.42 | 0.03 | 0.27 | 0 | 0 | 0.05 | -0.09 | -0.32 | 0 |  | 0.4 | 0.39 | 0.23 | 45.83 | 1240.235 | 0.72
D | 4002 | 2023-02-09 | 7 | OFF | 38.77 | 11.53 | 0.42 | 0.03 | 0.22 | 0 | 0 | -0.01 | 0.01 | -0.32 | 0 |  | 0.4 | 0.39 | 0.23 | 51.67 | 1393.069 | 0.67
D | 4002 | 2023-02-09 | 8 | ON | 39.41 | 11.53 | 0.42 | 0.03 | 0.43 | 0.78 | 0 | 0.01 | -0.24 | -0.32 | 0 |  | 0.4 | 0.39 | 0.23 | 53.07 | 1467.153 | 1.66
D | 4002 | 2023-02-09 | 9 | ON | 34.38 | 11.53 | 0.42 | 0.03 | 0.15 | 0.8 | 0 | 0 | -0.14 | -0.32 | 0 |  | 0.4 | 0.39 | 0.23 | 47.87 | 1457.399 | 1.4
D | 4002 | 2023-02-09 | 10 | ON | 30.99 | 11.53 | 0.42 | 0.03 | 0.06 | 0.81 | 0 | -0.03 | -0.16 | -0.32 | 0 |  | 0.4 | 0.39 | 0.23 | 44.35 | 1443.561 | 1.32
D | 4002 | 2023-02-09 | 11 | ON | 34.74 | 11.53 | 0.42 | 0.03 | 0.11 | 0.81 | 0 | -0.04 | -0.1 | -0.32 | 0 |  | 0.4 | 0.39 | 0.23 | 48.2 | 1424.126 | 1.37
D | 4002 | 2023-02-09 | 12 | ON | 43.65 | 11.53 | 0.42 | 0.03 | 0.22 | 0.81 | 0.11 | 0.01 | -0.13 | -0.32 | 0 |  | 0.4 | 0.39 | 0.23 | 57.35 | 1420.049 | 1.59
D | 4002 | 2023-02-09 | 13 | ON | 39.01 | 11.53 | 0.42 | 0.03 | 0.12 | 0.8 | 0.1 | 0 | -0.19 | -0.32 | 0 |  | 0.4 | 0.39 | 0.23 | 52.52 | 1427.87 | 1.47
D | 4002 | 2023-02-09 | 14 | ON | 33.84 | 11.53 | 0.42 | 0.03 | 0.08 | 0.8 | 0 | 0 | -0.2 | -0.32 | 0 |  | 0.4 | 0.39 | 0.23 | 47.2 | 1435.677 | 1.33
D | 4002 | 2023-02-09 | 15 | ON | 31.42 | 11.53 | 0.42 | 0.03 | 0.07 | 0.8 | 0 | 0.01 | -0.21 | -0.32 | 0 |  | 0.4 | 0.39 | 0.23 | 44.77 | 1428.371 | 1.32
D | 4002 | 2023-02-09 | 16 | ON | 36.03 | 11.53 | 0.42 | 0.03 | 0.09 | 0.79 | 0.04 | -0.01 | -0.19 | -0.32 | 0 |  | 0.4 | 0.39 | 0.23 | 49.43 | 1443.741 | 1.37
D | 4002 | 2023-02-09 | 17 | ON | 34.71 | 11.53 | 0.42 | 0.03 | 0.08 | 0.77 | 0.07 | 0.02 | -0.28 | -0.32 | 0 |  | 0.4 | 0.39 | 0.23 | 48.05 | 1494.379 | 1.37
D | 4002 | 2023-02-09 | 18 | ON | 48.56 | 11.53 | 0.42 | 0.03 | 0.22 | 0.74 | 0.03 | 0 | -0.32 | -0.32 | 0 |  | 0.4 | 0.39 | 0.23 | 61.91 | 1560.239 | 1.44
D | 4002 | 2023-02-09 | 19 | ON | 45.62 | 11.53 | 0.42 | 0.03 | 0.24 | 0.74 | 0 | 0.03 | -0.27 | -0.32 | 0 |  | 0.4 | 0.39 | 0.23 | 59.04 | 1547.656 | 1.43
D | 4002 | 2023-02-09 | 20 | ON | 29.95 | 11.53 | 0.42 | 0.03 | 0.12 | 0.77 | 0 | -0.02 | -0.13 | -0.32 | 0 |  | 0.4 | 0.39 | 0.23 | 43.37 | 1493.019 | 1.34
D | 4002 | 2023-02-09 | 21 | ON | 32.48 | 11.53 | 0.42 | 0.03 | 0.52 | 0.8 | 0 | 0.02 | -0.03 | -0.32 | 0 |  | 0.4 | 0.39 | 0.23 | 46.47 | 1423.851 | 1.77
D | 4002 | 2023-02-09 | 22 | ON | 25.08 | 11.53 | 0.42 | 0.03 | 0.09 | 0.85 | 0 | -0.04 | -0.09 | -0.32 | 0 |  | 0.4 | 0.39 | 0.23 | 38.57 | 1324.499 | 1.39
D | 4002 | 2023-02-09 | 23 | ON | 23.3 | 11.53 | 0.42 | 0.03 | 0.1 | 0.93 | 0 | -0.03 | 0 | -0.32 | 0 |  | 0.4 | 0.39 | 0.23 | 36.98 | 1220.259 | 1.48
D | 4002 | 2023-02-09 | 24 | OFF | 22.83 | 11.53 | 0.42 | 0.03 | 0.18 | 0 | 0 | 0.01 | -0.02 | -0.32 | 0 |  | 0.4 | 0.39 | 0.23 | 35.68 | 1132.033 | 0.63
D | 4002 | 2023-02-10 | 1 | OFF | 21.43 | 11.53 | 0.35 | 0.05 | 0.07 | 0 | 0 | -0.03 | -0.01 | -0.32 | 0 |  | 0.4 | 0.39 | 0.23 | 34.09 | 1074.491 | 0.47
D | 4002 | 2023-02-10 | 2 | OFF | 20.37 | 11.53 | 0.35 | 0.05 | 0.05 | 0 | 0 | 0.02 | -0.04 | -0.32 | 0 |  | 0.4 | 0.39 | 0.23 | 33.03 | 1043.271 | 0.45
D | 4002 | 2023-02-10 | 3 | OFF | 18.21 | 11.53 | 0.35 | 0.05 | 0.06 | 0 | 0 | -0.01 | -0.04 | -0.32 | 0 |  | 0.4 | 0.39 | 0.23 | 30.85 | 1027.569 | 0.46
D | 4002 | 2023-02-10 | 4 | OFF | 18.51 | 11.53 | 0.35 | 0.05 | 0.04 | 0 | 0 | -0.01 | -0.05 | -0.32 | 0 |  | 0.4 | 0.39 | 0.23 | 31.12 | 1030.462 | 0.44
D | 4002 | 2023-02-10 | 5 | OFF | 18.96 | 11.53 | 0.35 | 0.05 | 0.05 | 0 | 0 | 0 | -0.04 | -0.32 | 0 |  | 0.4 | 0.39 | 0.23 | 31.6 | 1062.506 | 0.45
D | 4002 | 2023-02-10 | 6 | OFF | 19.83 | 11.53 | 0.35 | 0.05 | 0.12 | 0 | 0 | -0.01 | -0.02 | -0.32 | 0 |  | 0.4 | 0.39 | 0.23 | 32.55 | 1155.109 | 0.52
D | 4002 | 2023-02-10 | 7 | OFF | 33.29 | 11.53 | 0.35 | 0.05 | 0.33 | 0 | 0 | -0.01 | 0.07 | -0.32 | 0 |  | 0.4 | 0.39 | 0.23 | 46.31 | 1294.426 | 0.73
D | 4002 | 2023-02-10 | 8 | ON | 44.86 | 11.53 | 0.35 | 0.05 | 0.35 | 0.85 | 0.12 | -0.02 | -0.05 | -0.32 | 0 |  | 0.4 | 0.39 | 0.23 | 58.74 | 1375.189 | 1.72
D | 4002 | 2023-02-10 | 9 | ON | 31.88 | 11.53 | 0.35 | 0.05 | 0.19 | 0.87 | 0 | 0.01 | 0.05 | -0.32 | 0 |  | 0.4 | 0.39 | 0.23 | 45.63 | 1386.683 | 1.46
D | 4002 | 2023-02-10 | 10 | ON | 20.23 | 11.53 | 0.35 | 0.05 | 0.09 | 0.89 | 0 | 0.03 | -0.04 | -0.32 | 0 |  | 0.4 | 0.39 | 0.23 | 33.83 | 1341.958 | 1.38
D | 4002 | 2023-02-10 | 11 | ON | 6.73 | 11.53 | 0.35 | 0.05 | 0.69 | 0.93 | 0 | 0 | 0.19 | -0.32 | 0 |  | 0.4 | 0.39 | 0.23 | 21.17 | 1312.031 | 2.02
D | 4002 | 2023-02-10 | 12 | ON | -0.31 | 11.53 | 0.35 | 0.05 | 0.67 | 0.96 | 0 | 0.01 | -0.13 | -0.32 | 0 |  | 0.4 | 0.39 | 0.23 | 13.83 | 1307.226 | 2.03
D | 4002 | 2023-02-10 | 13 | ON | 19.73 | 11.53 | 0.35 | 0.05 | 0.05 | 0.95 | 0 | 0 | -0.1 | -0.32 | 0 |  | 0.4 | 0.39 | 0.23 | 33.26 | 1286.861 | 1.4
D | 4002 | 2023-02-10 | 14 | ON | 20.33 | 11.53 | 0.35 | 0.05 | 0.33 | 0.98 | 0 | -0.02 | -0.08 | -0.32 | 0 |  | 0.4 | 0.39 | 0.23 | 34.17 | 1281.216 | 1.71
D | 4002 | 2023-02-10 | 15 | ON | 20.35 | 11.53 | 0.35 | 0.05 | 0.08 | 0.96 | 0 | 0 | -0.1 | -0.32 | 0 |  | 0.4 | 0.39 | 0.23 | 33.92 | 1280.087 | 1.44
D | 4002 | 2023-02-10 | 16 | ON | 22.85 | 11.53 | 0.35 | 0.05 | 0.06 | 0.93 | 0 | -0.02 | -0.16 | -0.32 | 0 |  | 0.4 | 0.39 | 0.23 | 36.29 | 1304.128 | 1.39
D | 4002 | 2023-02-10 | 17 | ON | 24.49 | 11.53 | 0.35 | 0.05 | 0.07 | 0.87 | 0 | 0.01 | -0.15 | -0.32 | 0 |  | 0.4 | 0.39 | 0.23 | 37.92 | 1358.795 | 1.34
D | 4002 | 2023-02-10 | 18 | ON | 38.67 | 11.53 | 0.35 | 0.05 | 0.16 | 0.82 | 0 | 0.01 | -0.3 | -0.32 | 0 |  | 0.4 | 0.39 | 0.23 | 51.99 | 1442.679 | 1.38
D | 4002 | 2023-02-10 | 19 | ON | 35.94 | 11.53 | 0.35 | 0.05 | 0.22 | 0.81 | 0 | 0 | -0.38 | -0.32 | 0 |  | 0.4 | 0.39 | 0.23 | 49.22 | 1444.592 | 1.43
D | 4002 | 2023-02-10 | 20 | ON | 32.83 | 11.53 | 0.35 | 0.05 | 0.09 | 0.83 | 0.18 | -0.03 | -0.19 | -0.32 | 0 |  | 0.4 | 0.39 | 0.23 | 46.34 | 1399.647 | 1.5
D | 4002 | 2023-02-10 | 21 | ON | 26.36 | 11.53 | 0.35 | 0.05 | 0.07 | 0.86 | 0 | 0.01 | -0.2 | -0.32 | 0 |  | 0.4 | 0.39 | 0.23 | 39.73 | 1345.573 | 1.33
D | 4002 | 2023-02-10 | 22 | ON | 29.77 | 11.53 | 0.35 | 0.05 | 0.18 | 0.9 | 0.02 | -0.02 | -0.11 | -0.32 | 0 |  | 0.4 | 0.39 | 0.23 | 43.37 | 1271.151 | 1.5
D | 4002 | 2023-02-10 | 23 | ON | 22.89 | 11.53 | 0.35 | 0.05 | 0.15 | 0.95 | 0 | 0.01 | -0.13 | -0.32 | 0 |  | 0.4 | 0.39 | 0.23 | 36.5 | 1183.705 | 1.5
D | 4002 | 2023-02-10 | 24 | OFF | 21.57 | 11.53 | 0.35 | 0.05 | 0.13 | 0 | 0 | -0.01 | -0.12 | -0.32 | 0 |  | 0.4 | 0.39 | 0.23 | 34.2 | 1103.722 | 0.53
D | 4002 | 2023-02-11 | 1 | OFF | 22.94 | 11.53 | 0.21 | 0.03 | 0.05 | 0 | 0 | -0.02 | -0.13 | -0.32 | 0 |  | 0.4 | 0.39 | 0.23 | 35.31 | 1050.049 | 0.29
D | 4002 | 2023-02-11 | 2 | OFF | 22.9 | 11.53 | 0.21 | 0.03 | 0.05 | 0 | 0 | -0.02 | -0.1 | -0.32 | 0 |  | 0.4 | 0.39 | 0.23 | 35.3 | 1021.291 | 0.29
D | 4002 | 2023-02-11 | 3 | OFF | 22.15 | 11.53 | 0.21 | 0.03 | 0.21 | 0 | 0 | -0.01 | -0.11 | -0.32 | 0 |  | 0.4 | 0.39 | 0.23 | 34.71 | 1011.392 | 0.45
D | 4002 | 2023-02-11 | 4 | OFF | 20.84 | 11.53 | 0.21 | 0.03 | 0.26 | 0 | 0 | 0.01 | -0.11 | -0.32 | 0 |  | 0.4 | 0.39 | 0.23 | 33.47 | 1015.601 | 0.5
D | 4002 | 2023-02-11 | 5 | OFF | 20.79 | 11.53 | 0.21 | 0.03 | 0.09 | 0 | 0 | 0 | -0.09 | -0.32 | 0 |  | 0.4 | 0.39 | 0.23 | 33.26 | 1034.054 | 0.33
D | 4002 | 2023-02-11 | 6 | OFF | 20.7 | 11.53 | 0.21 | 0.03 | 0.07 | 0 | 0 | 0 | -0.14 | -0.32 | 0 |  | 0.4 | 0.39 | 0.23 | 33.1 | 1083.406 | 0.31
D | 4002 | 2023-02-11 | 7 | OFF | 29.78 | 11.53 | 0.21 | 0.03 | 0.15 | 0 | 0.11 | 0 | -0.04 | -0.32 | 0 |  | 0.4 | 0.39 | 0.23 | 42.47 | 1156.164 | 0.5
D | 4002 | 2023-02-11 | 8 | OFF | 44.72 | 11.53 | 0.21 | 0.03 | 0.3 | 0 | 0 | 0 | -0.12 | -0.32 | 0 |  | 0.4 | 0.39 | 0.23 | 57.37 | 1236.788 | 0.54
D | 4002 | 2023-02-11 | 9 | OFF | 28.45 | 11.53 | 0.21 | 0.03 | 0.29 | 0 | 0 | 0.01 | 0 | -0.32 | 0 |  | 0.4 | 0.39 | 0.23 | 41.22 | 1294.683 | 0.53
D | 4002 | 2023-02-11 | 10 | OFF | 20.45 | 11.53 | 0.21 | 0.03 | 0.18 | 0 | 0 | 0 | -0.12 | -0.32 | 0 |  | 0.4 | 0.39 | 0.23 | 32.98 | 1291.294 | 0.42
D | 4002 | 2023-02-11 | 11 | OFF | 21.98 | 11.53 | 0.21 | 0.03 | 0.1 | 0 | 0 | 0.04 | -0.1 | -0.32 | 0 |  | 0.4 | 0.39 | 0.23 | 34.49 | 1266.654 | 0.34
D | 4002 | 2023-02-11 | 12 | OFF | 20.92 | 11.53 | 0.21 | 0.03 | 0.08 | 0 | 0 | 0 | -0.1 | -0.32 | 0 |  | 0.4 | 0.39 | 0.23 | 33.37 | 1241.603 | 0.32
D | 4002 | 2023-02-11 | 13 | OFF | 15.98 | 11.53 | 0.21 | 0.03 | 0.18 | 0 | 0 | 0.01 | -0.11 | -0.32 | 0 |  | 0.4 | 0.39 | 0.23 | 28.53 | 1221.544 | 0.42
D | 4002 | 2023-02-11 | 14 | OFF | 15.39 | 11.53 | 0.21 | 0.03 | 0.15 | 0 | 0 | 0.01 | -0.1 | -0.32 | 0 |  | 0.4 | 0.39 | 0.23 | 27.92 | 1197.433 | 0.39
D | 4002 | 2023-02-11 | 15 | OFF | 18.3 | 11.53 | 0.21 | 0.03 | 0.16 | 0 | 0 | -0.02 | -0.04 | -0.32 | 0 |  | 0.4 | 0.39 | 0.23 | 30.87 | 1201.638 | 0.4
D | 4002 | 2023-02-11 | 16 | OFF | 22.7 | 11.53 | 0.21 | 0.03 | 0.12 | 0 | 0 | -0.01 | -0.05 | -0.32 | 0 |  | 0.4 | 0.39 | 0.23 | 35.23 | 1240.721 | 0.36
D | 4002 | 2023-02-11 | 17 | OFF | 30.72 | 11.53 | 0.21 | 0.03 | 0.09 | 0 | 0.03 | -0.05 | 0.05 | -0.32 | 0 |  | 0.4 | 0.39 | 0.23 | 43.31 | 1320.765 | 0.36
D | 4002 | 2023-02-11 | 18 | OFF | 56.88 | 11.53 | 0.21 | 0.03 | 0.4 | 0 | 0.22 | 0.09 | -0.22 | -0.32 | 0 |  | 0.4 | 0.39 | 0.23 | 69.84 | 1429.553 | 0.86
D | 4002 | 2023-02-11 | 19 | OFF | 56.55 | 11.53 | 0.21 | 0.03 | 0.32 | 0 | 0.17 | -0.15 | -0.19 | -0.32 | 0 |  | 0.4 | 0.39 | 0.23 | 69.17 | 1448.492 | 0.73
D | 4002 | 2023-02-11 | 20 | OFF | 49.82 | 11.53 | 0.21 | 0.03 | 0.59 | 0 | 0.26 | -0.01 | -0.1 | -0.32 | 0 |  | 0.4 | 0.39 | 0.23 | 63.03 | 1409.516 | 1.09
D | 4002 | 2023-02-11 | 21 | OFF | 41.51 | 11.53 | 0.21 | 0.03 | 0.18 | 0 | 0.23 | 0.03 | -0.08 | -0.32 | 0 |  | 0.4 | 0.39 | 0.23 | 54.34 | 1363.504 | 0.65
D | 4002 | 2023-02-11 | 22 | OFF | 32.66 | 11.53 | 0.21 | 0.03 | 0.14 | 0 | 0 | 0 | -0.13 | -0.32 | 0 |  | 0.4 | 0.39 | 0.23 | 45.14 | 1296.045 | 0.38
D | 4002 | 2023-02-11 | 23 | OFF | 27.13 | 11.53 | 0.21 | 0.03 | 1.22 | 0 | 0.03 | 0.01 | -0.05 | -0.32 | 0 |  | 0.4 | 0.39 | 0.23 | 40.81 | 1219.197 | 1.49
D | 4002 | 2023-02-11 | 24 | OFF | 23.33 | 11.53 | 0.21 | 0.03 | 0.36 | 0 | 0 | 0.02 | -0.04 | -0.32 | 0 |  | 0.4 | 0.39 | 0.23 | 36.14 | 1151.749 | 0.6
D | 4002 | 2023-02-12 | 1 | OFF | 23.69 | 11.53 | 0.89 | 0.06 | 0.09 | 0 | 0 | -0.01 | -0.04 | -0.32 | 0 |  | 0.4 | 0.39 | 0.23 | 36.91 | 1102.492 | 1.04
D | 4002 | 2023-02-12 | 2 | OFF | 24.03 | 11.53 | 0.89 | 0.06 | 0.05 | 0 | 0 | 0.01 | 0.01 | -0.32 | 0 |  | 0.4 | 0.39 | 0.23 | 37.28 | 1074.97 | 1
D | 4002 | 2023-02-12 | 3 | OFF | 24.79 | 11.53 | 0.89 | 0.06 | 0.04 | 0 | 0 | -0.03 | 0.02 | -0.32 | 0 |  | 0.4 | 0.39 | 0.23 | 38 | 1061.959 | 0.99
D | 4002 | 2023-02-12 | 4 | OFF | 26.47 | 11.53 | 0.89 | 0.06 | 0.05 | 0 | 0 | -0.04 | 0.02 | -0.32 | 0 |  | 0.4 | 0.39 | 0.23 | 39.68 | 1063.197 | 1
D | 4002 | 2023-02-12 | 5 | OFF | 55.85 | 11.53 | 0.89 | 0.06 | 0.14 | 0 | 0 | 0 | 0.25 | -0.32 | 0 |  | 0.4 | 0.39 | 0.23 | 69.42 | 1081.392 | 1.09
D | 4002 | 2023-02-12 | 6 | OFF | 27.23 | 11.53 | 0.89 | 0.06 | 0.08 | 0 | 0 | -0.01 | 0.02 | -0.32 | 0 |  | 0.4 | 0.39 | 0.23 | 40.5 | 1119.832 | 1.03
D | 4002 | 2023-02-12 | 7 | OFF | 32.35 | 11.53 | 0.89 | 0.06 | 0.29 | 0 | 0.34 | 0 | 0.02 | -0.32 | 0 |  | 0.4 | 0.39 | 0.23 | 46.18 | 1179.147 | 1.58
D | 4002 | 2023-02-12 | 8 | OFF | 32.09 | 11.53 | 0.89 | 0.06 | 1.12 | 0 | 0.26 | 0.01 | 0 | -0.32 | 0 |  | 0.4 | 0.39 | 0.23 | 46.66 | 1240.519 | 2.33
D | 4002 | 2023-02-12 | 9 | OFF | 24.54 | 11.53 | 0.89 | 0.06 | 0.19 | 0 | 0 | 0 | -0.06 | -0.32 | 0 |  | 0.4 | 0.39 | 0.23 | 37.85 | 1271.191 | 1.14
D | 4002 | 2023-02-12 | 10 | OFF | 23.19 | 11.53 | 0.89 | 0.06 | 0.15 | 0 | 0 | -0.02 | -0.02 | -0.32 | 0 |  | 0.4 | 0.39 | 0.23 | 36.48 | 1260.965 | 1.1
D | 4002 | 2023-02-12 | 11 | OFF | 23.7 | 11.53 | 0.89 | 0.06 | 0.1 | 0 | 0 | -0.02 | 0.01 | -0.32 | 0 |  | 0.4 | 0.39 | 0.23 | 36.97 | 1234.437 | 1.05
D | 4002 | 2023-02-12 | 12 | OFF | 23.72 | 11.53 | 0.89 | 0.06 | 0.13 | 0 | 0 | -0.01 | 0.02 | -0.32 | 0 |  | 0.4 | 0.39 | 0.23 | 37.04 | 1221.113 | 1.08
D | 4002 | 2023-02-12 | 13 | OFF | 23.27 | 11.53 | 0.89 | 0.06 | 0.07 | 0 | 0 | -0.01 | 0.01 | -0.32 | 0 |  | 0.4 | 0.39 | 0.23 | 36.52 | 1209.756 | 1.02
D | 4002 | 2023-02-12 | 14 | OFF | 22.34 | 11.53 | 0.89 | 0.06 | 0.04 | 0 | 0 | 0.03 | -0.01 | -0.32 | 0 |  | 0.4 | 0.39 | 0.23 | 35.58 | 1210.191 | 0.99
D | 4002 | 2023-02-12 | 15 | OFF | 23.74 | 11.53 | 0.89 | 0.06 | 0.03 | 0 | 0 | 0 | -0.05 | -0.32 | 0 |  | 0.4 | 0.39 | 0.23 | 36.9 | 1225.377 | 0.98
D | 4002 | 2023-02-12 | 16 | OFF | 39.24 | 11.53 | 0.89 | 0.06 | 0.22 | 0 | 0.2 | 0.04 | 0.33 | -0.32 | 0 |  | 0.4 | 0.39 | 0.23 | 53.21 | 1272.212 | 1.37
D | 4002 | 2023-02-12 | 17 | OFF | 48.54 | 11.53 | 0.89 | 0.06 | 0.15 | 0 | 0.11 | 0.07 | -0.05 | -0.32 | 0 |  | 0.4 | 0.39 | 0.23 | 62 | 1353.713 | 1.21
D | 4002 | 2023-02-12 | 18 | OFF | 65.92 | 11.53 | 0.89 | 0.06 | 0.6 | 0 | 0.07 | 0.02 | 0.03 | -0.32 | 0 |  | 0.4 | 0.39 | 0.23 | 79.82 | 1464.762 | 1.62
D | 4002 | 2023-02-12 | 19 | OFF | 46.49 | 11.53 | 0.89 | 0.06 | 0.27 | 0 | 0.01 | 0.03 | -0.08 | -0.32 | 0 |  | 0.4 | 0.39 | 0.23 | 59.9 | 1450.203 | 1.23
D | 4002 | 2023-02-12 | 20 | OFF | 36.13 | 11.53 | 0.89 | 0.06 | 0.11 | 0 | 0.01 | 0.01 | -0.06 | -0.32 | 0 |  | 0.4 | 0.39 | 0.23 | 49.38 | 1369.438 | 1.07
D | 4002 | 2023-02-12 | 21 | OFF | 32.15 | 11.53 | 0.89 | 0.06 | 0.08 | 0 | 0.03 | -0.01 | -0.07 | -0.32 | 0 |  | 0.4 | 0.39 | 0.23 | 45.36 | 1306.521 | 1.06
D | 4002 | 2023-02-12 | 22 | OFF | 30.91 | 11.53 | 0.89 | 0.06 | 0.1 | 0 | 0 | -0.03 | -0.07 | -0.32 | 0 |  | 0.4 | 0.39 | 0.23 | 44.09 | 1248.373 | 1.05
D | 4002 | 2023-02-12 | 23 | OFF | 28.92 | 11.53 | 0.89 | 0.06 | 0.29 | 0 | 0 | 0.02 | -0.01 | -0.32 | 0 |  | 0.4 | 0.39 | 0.23 | 42.4 | 1174.908 | 1.24
D | 4002 | 2023-02-12 | 24 | OFF | 27.98 | 11.53 | 0.89 | 0.06 | 0.19 | 0 | 0 | 0 | 0.04 | -0.32 | 0 |  | 0.4 | 0.39 | 0.23 | 41.39 | 1106.308 | 1.14
D | 4002 | 2023-02-13 | 1 | OFF | 23.22 | 11.53 | 0.36 | 0.04 | 0.11 | 0 | 0 | 0 | -0.05 | -0.32 | 0 |  | 0.4 | 0.39 | 0.23 | 35.91 | 1059.19 | 0.51
D | 4002 | 2023-02-13 | 2 | OFF | 22.49 | 11.53 | 0.36 | 0.04 | 0.01 | 0 | 0 | 0.02 | -0.12 | -0.32 | 0 |  | 0.4 | 0.39 | 0.23 | 35.03 | 1038.334 | 0.41
D | 4002 | 2023-02-13 | 3 | OFF | 22.03 | 11.53 | 0.36 | 0.04 | 0 | 0 | 0 | 0.07 | -0.12 | -0.32 | 0 |  | 0.4 | 0.39 | 0.23 | 34.61 | 1029.583 | 0.4
D | 4002 | 2023-02-13 | 4 | OFF | 21.9 | 11.53 | 0.36 | 0.04 | 0 | 0 | 0 | 0.04 | -0.16 | -0.32 | 0 |  | 0.4 | 0.39 | 0.23 | 34.41 | 1041.468 | 0.4
D | 4002 | 2023-02-13 | 5 | OFF | 21.53 | 11.53 | 0.36 | 0.04 | 0.07 | 0 | 0 | 0.03 | -0.15 | -0.32 | 0 |  | 0.4 | 0.39 | 0.23 | 34.11 | 1078.65 | 0.47
D | 4002 | 2023-02-13 | 6 | OFF | 22.1 | 11.53 | 0.36 | 0.04 | 0.15 | 0 | 0 | 0.04 | -0.21 | -0.32 | 0 |  | 0.4 | 0.39 | 0.23 | 34.71 | 1184.577 | 0.55
D | 4002 | 2023-02-13 | 7 | OFF | 32.54 | 11.53 | 0.36 | 0.04 | 0.25 | 0 | 0 | 0.02 | -0.14 | -0.32 | 0 |  | 0.4 | 0.39 | 0.23 | 45.3 | 1343.513 | 0.65
D | 4002 | 2023-02-13 | 8 | ON | 57.22 | 11.53 | 0.36 | 0.04 | 0.71 | 0.8 | 0 | 0.01 | -0.29 | -0.32 | 0 |  | 0.4 | 0.39 | 0.23 | 71.08 | 1431.136 | 1.91
D | 4002 | 2023-02-13 | 9 | ON | 39.14 | 11.53 | 0.36 | 0.04 | 0.29 | 0.82 | 0 | -0.04 | -0.12 | -0.32 | 0 |  | 0.4 | 0.39 | 0.23 | 52.72 | 1442.323 | 1.51
D | 4002 | 2023-02-13 | 10 | ON | 29.09 | 11.53 | 0.36 | 0.04 | 0.08 | 0.84 | 0 | -0.03 | -0.15 | -0.32 | 0 |  | 0.4 | 0.39 | 0.23 | 42.46 | 1425.184 | 1.32
D | 4002 | 2023-02-13 | 11 | ON | 25.89 | 11.53 | 0.36 | 0.04 | 0.09 | 0.86 | 0 | 0 | -0.15 | -0.32 | 0 |  | 0.4 | 0.39 | 0.23 | 39.32 | 1404.73 | 1.35
D | 4002 | 2023-02-13 | 12 | ON | 25.84 | 11.53 | 0.36 | 0.04 | 0.07 | 0.89 | 0 | -0.02 | -0.13 | -0.32 | 0 |  | 0.4 | 0.39 | 0.23 | 39.28 | 1365.586 | 1.36
D | 4002 | 2023-02-13 | 13 | ON | 24.13 | 11.53 | 0.36 | 0.04 | 0.04 | 0.91 | 0 | -0.04 | -0.07 | -0.32 | 0 |  | 0.4 | 0.39 | 0.23 | 37.6 | 1312.957 | 1.35
D | 4002 | 2023-02-13 | 14 | ON | 23 | 11.53 | 0.36 | 0.04 | 0.04 | 0.92 | 0 | -0.01 | -0.06 | -0.32 | 0 |  | 0.4 | 0.39 | 0.23 | 36.52 | 1290.247 | 1.36
D | 4002 | 2023-02-13 | 15 | ON | 22.67 | 11.53 | 0.36 | 0.04 | 0.04 | 0.92 | 0 | 0.01 | -0.14 | -0.32 | 0 |  | 0.4 | 0.39 | 0.23 | 36.13 | 1285.113 | 1.36
D | 4002 | 2023-02-13 | 16 | ON | 24.4 | 11.53 | 0.36 | 0.04 | 0.05 | 0.89 | 0 | -0.02 | -0.18 | -0.32 | 0 |  | 0.4 | 0.39 | 0.23 | 37.77 | 1315.615 | 1.34
D | 4002 | 2023-02-13 | 17 | ON | 35.6 | 11.53 | 0.36 | 0.04 | 0.13 | 0.83 | 0 | 0.01 | 0 | -0.32 | 0 |  | 0.4 | 0.39 | 0.23 | 49.2 | 1385.235 | 1.36
D | 4002 | 2023-02-13 | 18 | ON | 41.31 | 11.53 | 0.36 | 0.04 | 0.15 | 0.77 | 0.17 | 0 | -0.22 | -0.32 | 0 |  | 0.4 | 0.39 | 0.23 | 54.81 | 1502.803 | 1.49
D | 4002 | 2023-02-13 | 19 | ON | 63.1 | 11.53 | 0.36 | 0.04 | 0.23 | 0.75 | 0.3 | -0.04 | -0.36 | -0.32 | 0 |  | 0.4 | 0.39 | 0.23 | 76.61 | 1524.8 | 1.68
D | 4002 | 2023-02-13 | 20 | ON | 51.04 | 11.53 | 0.36 | 0.04 | 0.55 | 0.77 | 0.16 | -0.06 | -0.22 | -0.32 | 0 |  | 0.4 | 0.39 | 0.23 | 64.87 | 1479.803 | 1.88
D | 4002 | 2023-02-13 | 21 | ON | 53.71 | 11.53 | 0.36 | 0.04 | 0.09 | 0.8 | 0.11 | -0.02 | -0.07 | -0.32 | 0 |  | 0.4 | 0.39 | 0.23 | 67.25 | 1410.674 | 1.4
D | 4002 | 2023-02-13 | 22 | ON | 27.92 | 11.53 | 0.36 | 0.04 | 0.05 | 0.85 | 0 | 0 | -0.12 | -0.32 | 0 |  | 0.4 | 0.39 | 0.23 | 41.33 | 1312.3 | 1.3
D | 4002 | 2023-02-13 | 23 | ON | 23.23 | 11.53 | 0.36 | 0.04 | 0.13 | 0.92 | 0 | 0.01 | -0.07 | -0.32 | 0 |  | 0.4 | 0.39 | 0.23 | 36.85 | 1203.716 | 1.45
D | 4002 | 2023-02-13 | 24 | OFF | 20.74 | 11.53 | 0.36 | 0.04 | 0.9 | 0 | 0 | -0.04 | -0.01 | -0.32 | 0 |  | 0.4 | 0.39 | 0.23 | 34.22 | 1120.378 | 1.3
D | 4002 | 2023-02-14 | 1 | OFF | 22.65 | 11.53 | 0.17 | 0.03 | 0.22 | 0 | 0 | -0.01 | -0.06 | -0.32 | 0 |  | 0.4 | 0.39 | 0.23 | 35.23 | 1070.196 | 0.42
D | 4002 | 2023-02-14 | 2 | OFF | 22.73 | 11.53 | 0.17 | 0.03 | 0.47 | 0 | 0 | -0.05 | -0.04 | -0.32 | 0 |  | 0.4 | 0.39 | 0.23 | 35.54 | 1041.628 | 0.67
D | 4002 | 2023-02-14 | 3 | OFF | 22.47 | 11.53 | 0.17 | 0.03 | 0.51 | 0 | 0 | -0.01 | -0.04 | -0.32 | 0 |  | 0.4 | 0.39 | 0.23 | 35.36 | 1029.935 | 0.71
D | 4002 | 2023-02-14 | 4 | OFF | 20.81 | 11.53 | 0.17 | 0.03 | 0.52 | 0 | 0 | 0.02 | -0.05 | -0.32 | 0 |  | 0.4 | 0.39 | 0.23 | 33.73 | 1040.075 | 0.72
D | 4002 | 2023-02-14 | 5 | OFF | 22.32 | 11.53 | 0.17 | 0.03 | 0.1 | 0 | 0 | 0.02 | -0.05 | -0.32 | 0 |  | 0.4 | 0.39 | 0.23 | 34.82 | 1083.509 | 0.3
D | 4002 | 2023-02-14 | 6 | OFF | 24.29 | 11.53 | 0.17 | 0.03 | 0.13 | 0 | 0 | 0.03 | -0.13 | -0.32 | 0 |  | 0.4 | 0.39 | 0.23 | 36.75 | 1187.379 | 0.33
D | 4002 | 2023-02-14 | 7 | OFF | 32.83 | 11.53 | 0.17 | 0.03 | 0.23 | 0 | 0 | 0.02 | -0.13 | -0.32 | 0 |  | 0.4 | 0.39 | 0.23 | 45.38 | 1336.71 | 0.43
D | 4002 | 2023-02-14 | 8 | ON | 37.23 | 11.53 | 0.17 | 0.03 | 0.3 | 0.83 | 0 | -0.01 | -0.26 | -0.32 | 0 |  | 0.4 | 0.39 | 0.23 | 50.52 | 1416.604 | 1.33
D | 4002 | 2023-02-14 | 9 | ON | 26.3 | 11.53 | 0.17 | 0.03 | 0.12 | 0.85 | 0 | -0.03 | -0.19 | -0.32 | 0 |  | 0.4 | 0.39 | 0.23 | 39.48 | 1416.727 | 1.17
D | 4002 | 2023-02-14 | 10 | ON | 23.27 | 11.53 | 0.17 | 0.03 | 0.07 | 0.89 | 0 | 0.01 | -0.05 | -0.32 | 0 |  | 0.4 | 0.39 | 0.23 | 36.62 | 1379.382 | 1.16
D | 4002 | 2023-02-14 | 11 | ON | 23.91 | 11.53 | 0.17 | 0.03 | 0.39 | 0.93 | 0 | -0.03 | -0.04 | -0.32 | 0 |  | 0.4 | 0.39 | 0.23 | 37.59 | 1355.954 | 1.52
D | 4002 | 2023-02-14 | 12 | ON | 1.51 | 11.53 | 0.17 | 0.03 | 0.85 | 0.96 | 0 | 0 | 0.01 | -0.32 | 0 |  | 0.4 | 0.39 | 0.23 | 15.76 | 1312.684 | 2.01
D | 4002 | 2023-02-14 | 13 | ON | 13.69 | 11.53 | 0.17 | 0.03 | 0.21 | 0.99 | 0 | 0.02 | -0.11 | -0.32 | 0 |  | 0.4 | 0.39 | 0.23 | 27.23 | 1282.411 | 1.4
D | 4002 | 2023-02-14 | 14 | ON | 21.29 | 11.53 | 0.17 | 0.03 | 0.07 | 0.99 | 0 | -0.01 | -0.04 | -0.32 | 0 |  | 0.4 | 0.39 | 0.23 | 34.73 | 1271.048 | 1.26
D | 4002 | 2023-02-14 | 15 | ON | 22.76 | 11.53 | 0.17 | 0.03 | 0.08 | 0.98 | 0 | -0.04 | -0.02 | -0.32 | 0 |  | 0.4 | 0.39 | 0.23 | 36.19 | 1263.87 | 1.26
D | 4002 | 2023-02-14 | 16 | ON | 24.03 | 11.53 | 0.17 | 0.03 | 0.07 | 0.93 | 0 | 0 | 0 | -0.32 | 0 |  | 0.4 | 0.39 | 0.23 | 37.46 | 1291.746 | 1.2
D | 4002 | 2023-02-14 | 17 | ON | 23.81 | 11.53 | 0.17 | 0.03 | 0.04 | 0.87 | 0 | -0.02 | -0.19 | -0.32 | 0 |  | 0.4 | 0.39 | 0.23 | 36.94 | 1360.521 | 1.11
D | 4002 | 2023-02-14 | 18 | ON | 27.99 | 11.53 | 0.17 | 0.03 | 0.12 | 0.8 | 0 | 0.03 | -0.33 | -0.32 | 0 |  | 0.4 | 0.39 | 0.23 | 41.04 | 1468.478 | 1.12
D | 4002 | 2023-02-14 | 19 | ON | 33.51 | 11.53 | 0.17 | 0.03 | 0.09 | 0.78 | 0 | -0.02 | -0.38 | -0.32 | 0 |  | 0.4 | 0.39 | 0.23 | 46.41 | 1492.989 | 1.07
D | 4002 | 2023-02-14 | 20 | ON | 34.19 | 11.53 | 0.17 | 0.03 | 0.13 | 0.8 | 0.12 | -0.03 | -0.27 | -0.32 | 0 |  | 0.4 | 0.39 | 0.23 | 47.37 | 1450.308 | 1.25
D | 4002 | 2023-02-14 | 21 | ON | 34.28 | 11.53 | 0.17 | 0.03 | 0.56 | 0.83 | 0.17 | -0.09 | -0.18 | -0.32 | 0 |  | 0.4 | 0.39 | 0.23 | 48 | 1394.574 | 1.76
D | 4002 | 2023-02-14 | 22 | ON | 33.96 | 11.53 | 0.17 | 0.03 | 0.28 | 0.87 | 0.2 | -0.08 | -0.09 | -0.32 | 0 |  | 0.4 | 0.39 | 0.23 | 47.57 | 1309.519 | 1.55
D | 4002 | 2023-02-14 | 23 | ON | 26.18 | 11.53 | 0.17 | 0.03 | 0.5 | 0.93 | 0 | -0.03 | -0.12 | -0.32 | 0 |  | 0.4 | 0.39 | 0.23 | 39.89 | 1212.657 | 1.63
D | 4002 | 2023-02-14 | 24 | OFF | 25.17 | 11.53 | 0.17 | 0.03 | 0.96 | 0 | 0 | -0.02 | -0.02 | -0.32 | 0 |  | 0.4 | 0.39 | 0.23 | 38.52 | 1135.135 | 1.16
D | 4002 | 2023-02-15 | 1 | OFF | 23.36 | 11.53 | 0.39 | 0.04 | 0.18 | 0 | 0 | 0.01 | -0.07 | -0.32 | 0 |  | 0.4 | 0.39 | 0.23 | 36.14 | 1094.752 | 0.61
D | 4002 | 2023-02-15 | 2 | OFF | 22.33 | 11.53 | 0.39 | 0.04 | 0.09 | 0 | 0 | 0.04 | -0.03 | -0.32 | 0 |  | 0.4 | 0.39 | 0.23 | 35.09 | 1071.231 | 0.52
D | 4002 | 2023-02-15 | 3 | OFF | 21.41 | 11.53 | 0.39 | 0.04 | 0.09 | 0 | 0 | 0.03 | -0.06 | -0.32 | 0 |  | 0.4 | 0.39 | 0.23 | 34.13 | 1061.623 | 0.52
D | 4002 | 2023-02-15 | 4 | OFF | 21.35 | 11.53 | 0.39 | 0.04 | 0.09 | 0 | 0 | -0.01 | -0.08 | -0.32 | 0 |  | 0.4 | 0.39 | 0.23 | 34.01 | 1070.78 | 0.52
D | 4002 | 2023-02-15 | 5 | OFF | 21.82 | 11.53 | 0.39 | 0.04 | 0.09 | 0 | 0 | 0 | -0.04 | -0.32 | 0 |  | 0.4 | 0.39 | 0.23 | 34.53 | 1111.06 | 0.52
D | 4002 | 2023-02-15 | 6 | OFF | 24.21 | 11.53 | 0.39 | 0.04 | 0.33 | 0 | 0 | 0 | -0.06 | -0.32 | 0 |  | 0.4 | 0.39 | 0.23 | 37.14 | 1211.562 | 0.76
D | 4002 | 2023-02-15 | 7 | OFF | 32.61 | 11.53 | 0.39 | 0.04 | 0.33 | 0 | 0 | 0.02 | -0.05 | -0.32 | 0 |  | 0.4 | 0.39 | 0.23 | 45.57 | 1362.293 | 0.76
D | 4002 | 2023-02-15 | 8 | ON | 49.22 | 11.53 | 0.39 | 0.04 | 1.38 | 0.81 | 0 | -0.21 | -0.06 | -0.32 | 0 |  | 0.4 | 0.39 | 0.23 | 63.8 | 1450.39 | 2.62
D | 4002 | 2023-02-15 | 9 | ON | 53.91 | 11.53 | 0.39 | 0.04 | 0.36 | 0.8 | 0.01 | -0.06 | -0.09 | -0.32 | 0 |  | 0.4 | 0.39 | 0.23 | 67.59 | 1475.229 | 1.6
D | 4002 | 2023-02-15 | 10 | ON | 47.47 | 11.53 | 0.39 | 0.04 | 0.36 | 0.83 | 0.02 | 0.01 | 0.09 | -0.32 | -0.03 |  | 0.4 | 0.39 | 0.23 | 61.41 | 1457.3 | 1.61
D | 4002 | 2023-02-15 | 11 | ON | 24.84 | 11.53 | 0.39 | 0.04 | 0.14 | 0.86 | 0 | -0.02 | -0.02 | -0.32 | -0.02 |  | 0.4 | 0.39 | 0.23 | 38.44 | 1433.048 | 1.41
D | 4002 | 2023-02-15 | 12 | ON | 22.46 | 11.53 | 0.39 | 0.04 | 0.06 | 0.89 | 0 | 0.05 | 0 | -0.32 | 0 |  | 0.4 | 0.39 | 0.23 | 36.12 | 1401.291 | 1.38
D | 4002 | 2023-02-15 | 13 | ON | 19.98 | 11.53 | 0.39 | 0.04 | 0.1 | 0.94 | 0 | 0.03 | -0.02 | -0.32 | 0 |  | 0.4 | 0.39 | 0.23 | 33.69 | 1356.051 | 1.47
D | 4002 | 2023-02-15 | 14 | ON | 20.21 | 11.53 | 0.39 | 0.04 | 0.11 | 0.96 | 0 | 0 | -0.05 | -0.32 | 0 |  | 0.4 | 0.39 | 0.23 | 33.89 | 1299.609 | 1.5
D | 4002 | 2023-02-15 | 15 | ON | 20.91 | 11.53 | 0.39 | 0.04 | 0.1 | 0.96 | 0 | 0.02 | -0.04 | -0.32 | 0 |  | 0.4 | 0.39 | 0.23 | 34.61 | 1286.057 | 1.49
D | 4002 | 2023-02-15 | 16 | ON | 21.37 | 11.53 | 0.39 | 0.04 | 0.1 | 0.92 | 0 | 0.02 | -0.05 | -0.32 | 0 |  | 0.4 | 0.39 | 0.23 | 35.02 | 1305.125 | 1.45
D | 4002 | 2023-02-15 | 17 | ON | 23.82 | 11.53 | 0.39 | 0.04 | 0.05 | 0.87 | 0.01 | 0.01 | -0.08 | -0.32 | 0 |  | 0.4 | 0.39 | 0.23 | 37.34 | 1362.363 | 1.36
D | 4002 | 2023-02-15 | 18 | ON | 28.5 | 11.53 | 0.39 | 0.04 | 0.06 | 0.81 | 0 | 0.02 | -0.2 | -0.32 | 0 |  | 0.4 | 0.39 | 0.23 | 41.85 | 1463.492 | 1.3
D | 4002 | 2023-02-15 | 19 | ON | 30.98 | 11.53 | 0.39 | 0.04 | 0.12 | 0.79 | 0 | 0.03 | -0.24 | -0.32 | 0 |  | 0.4 | 0.39 | 0.23 | 44.34 | 1486.271 | 1.34
D | 4002 | 2023-02-15 | 20 | ON | 31.9 | 11.53 | 0.39 | 0.04 | 0.14 | 0.82 | 0.02 | 0.02 | -0.11 | -0.32 | 0 |  | 0.4 | 0.39 | 0.23 | 45.45 | 1438.948 | 1.41
D | 4002 | 2023-02-15 | 21 | ON | 28.74 | 11.53 | 0.39 | 0.04 | 0.1 | 0.85 | 0 | 0.03 | 0.03 | -0.32 | 0 |  | 0.4 | 0.39 | 0.23 | 42.41 | 1371.771 | 1.38
D | 4002 | 2023-02-15 | 22 | ON | 40.55 | 11.53 | 0.39 | 0.04 | 0.76 | 0.91 | 0.11 | 0.04 | 0.14 | -0.32 | 0 |  | 0.4 | 0.39 | 0.23 | 55.17 | 1275.38 | 2.21
D | 4002 | 2023-02-15 | 23 | ON | 31.14 | 11.53 | 0.39 | 0.04 | 0.24 | 0.98 | 0.06 | 0 | 0.21 | -0.32 | 0 |  | 0.4 | 0.39 | 0.23 | 45.29 | 1168.715 | 1.71
D | 4002 | 2023-02-15 | 24 | OFF | 20.91 | 11.53 | 0.39 | 0.04 | 0.17 | 0 | 0 | 0.02 | 0.03 | -0.32 | 0 |  | 0.4 | 0.39 | 0.23 | 33.79 | 1082.336 | 0.6
D | 4002 | 2023-02-16 | 1 | OFF | 22.69 | 11.53 | 0.81 | 0.06 | 0.12 | 0 | 0 | -0.03 | -0.01 | -0.32 | 0 |  | 0.4 | 0.39 | 0.23 | 35.87 | 1027.977 | 0.99
D | 4002 | 2023-02-16 | 2 | OFF | 21.69 | 11.53 | 0.81 | 0.06 | 0.07 | 0 | 0 | 0 | -0.02 | -0.32 | 0 |  | 0.4 | 0.39 | 0.23 | 34.84 | 998.222 | 0.94
D | 4002 | 2023-02-16 | 3 | OFF | 21.63 | 11.53 | 0.81 | 0.06 | 0.07 | 0 | 0 | -0.01 | -0.05 | -0.32 | 0 |  | 0.4 | 0.39 | 0.23 | 34.74 | 986.68 | 0.94
D | 4002 | 2023-02-16 | 4 | OFF | 21.18 | 11.53 | 0.81 | 0.06 | 0.07 | 0 | 0 | 0.01 | -0.03 | -0.32 | 0 |  | 0.4 | 0.39 | 0.23 | 34.33 | 992.998 | 0.94
D | 4002 | 2023-02-16 | 5 | OFF | 21.88 | 11.53 | 0.81 | 0.06 | 0.08 | 0 | 0 | 0 | -0.01 | -0.32 | 0 |  | 0.4 | 0.39 | 0.23 | 35.05 | 1021.726 | 0.95
D | 4002 | 2023-02-16 | 6 | OFF | 22.65 | 11.53 | 0.81 | 0.06 | 0.14 | 0 | 0 | -0.01 | -0.03 | -0.32 | 0 |  | 0.4 | 0.39 | 0.23 | 35.85 | 1117.623 | 1.01
D | 4002 | 2023-02-16 | 7 | OFF | 25.29 | 11.53 | 0.81 | 0.06 | 0.24 | 0 | 0 | -0.03 | 0.04 | -0.32 | 0 |  | 0.4 | 0.39 | 0.23 | 38.64 | 1262.349 | 1.11
D | 4002 | 2023-02-16 | 8 | ON | 32.4 | 11.53 | 0.81 | 0.06 | 1.48 | 0.9 | 0.18 | 0.01 | -0.05 | -0.32 | 0 |  | 0.4 | 0.39 | 0.23 | 48.02 | 1328.695 | 3.43
D | 4002 | 2023-02-16 | 9 | ON | 21.4 | 11.53 | 0.81 | 0.06 | 0.32 | 0.92 | 0 | -0.01 | -0.13 | -0.32 | 0 |  | 0.4 | 0.39 | 0.23 | 35.6 | 1306.556 | 2.11
D | 4002 | 2023-02-16 | 10 | ON | 22.69 | 11.53 | 0.81 | 0.06 | 0.24 | 0.94 | 0 | -0.01 | -0.08 | -0.32 | 0 |  | 0.4 | 0.39 | 0.23 | 36.88 | 1283.317 | 2.05
D | 4002 | 2023-02-16 | 11 | ON | 33.48 | 11.53 | 0.81 | 0.06 | 0.14 | 0.95 | 0.15 | -0.06 | -0.12 | -0.32 | 0 |  | 0.4 | 0.39 | 0.23 | 47.64 | 1288.9 | 2.11
D | 4002 | 2023-02-16 | 12 | ON | 36.52 | 11.53 | 0.81 | 0.06 | 0.19 | 0.95 | 0.08 | -0.01 | -0.31 | -0.32 | 0 |  | 0.4 | 0.39 | 0.23 | 50.52 | 1372.791 | 2.09
D | 4002 | 2023-02-16 | 13 | ON | 37.07 | 11.53 | 0.81 | 0.06 | 0.13 | 0.95 | 0 | 0 | -0.18 | -0.32 | 0 |  | 0.4 | 0.39 | 0.23 | 51.07 | 1331.739 | 1.95
D | 4002 | 2023-02-16 | 14 | ON | 24.89 | 11.53 | 0.81 | 0.06 | 0.11 | 0.94 | 0 | 0.02 | -0.16 | -0.32 | 0 |  | 0.4 | 0.39 | 0.23 | 38.9 | 1300.204 | 1.92
D | 4002 | 2023-02-16 | 15 | ON | 25.47 | 11.53 | 0.81 | 0.06 | 0.12 | 0.92 | 0 | -0.01 | -0.17 | -0.32 | 0 |  | 0.4 | 0.39 | 0.23 | 39.43 | 1283.749 | 1.91
D | 4002 | 2023-02-16 | 16 | ON | 37.07 | 11.53 | 0.81 | 0.06 | 0.28 | 0.9 | 0 | -0.05 | -0.23 | -0.32 | 0 |  | 0.4 | 0.39 | 0.23 | 51.07 | 1304.769 | 2.05
D | 4002 | 2023-02-16 | 17 | ON | 30.68 | 11.53 | 0.81 | 0.06 | 0.47 | 0.87 | 0.11 | -0.01 | -0.21 | -0.32 | 0 |  | 0.4 | 0.39 | 0.23 | 45.01 | 1358.624 | 2.32
D | 4002 | 2023-02-16 | 18 | ON | 44.71 | 11.53 | 0.81 | 0.06 | 0.19 | 0.81 | 0.32 | 0.05 | -0.34 | -0.32 | 0 |  | 0.4 | 0.39 | 0.23 | 58.84 | 1437.507 | 2.19
D | 4002 | 2023-02-16 | 19 | ON | 31.77 | 11.53 | 0.81 | 0.06 | 0.43 | 0.82 | 0 | 0.01 | -0.32 | -0.32 | 0 |  | 0.4 | 0.39 | 0.23 | 45.81 | 1432.409 | 2.12
D | 4002 | 2023-02-16 | 20 | ON | 44.67 | 11.53 | 0.81 | 0.06 | 0.32 | 0.84 | 0.04 | -0.07 | -0.18 | -0.32 | 0 |  | 0.4 | 0.39 | 0.23 | 58.72 | 1382.534 | 2.07
D | 4002 | 2023-02-16 | 21 | ON | 44.65 | 11.53 | 0.81 | 0.06 | 0.46 | 0.88 | 0.17 | -0.08 | -0.03 | -0.32 | 0 |  | 0.4 | 0.39 | 0.23 | 59.15 | 1317.229 | 2.38
D | 4002 | 2023-02-16 | 22 | ON | 35.36 | 11.53 | 0.81 | 0.06 | 0.26 | 0.93 | 0.18 | -0.03 | 0.08 | -0.32 | 0 |  | 0.4 | 0.39 | 0.23 | 49.88 | 1238.925 | 2.24
D | 4002 | 2023-02-16 | 23 | ON | 35 | 11.53 | 0.81 | 0.06 | 1.49 | 1.01 | 0.36 | -0.05 | 0.04 | -0.32 | 0 |  | 0.4 | 0.39 | 0.23 | 50.95 | 1121.519 | 3.73
D | 4002 | 2023-02-16 | 24 | OFF | 29.14 | 11.53 | 0.81 | 0.06 | 0.99 | 0 | 0.26 | -0.02 | 0.07 | -0.32 | 0 |  | 0.4 | 0.39 | 0.23 | 43.54 | 1035.622 | 2.12
D | 4002 | 2023-02-17 | 1 | OFF | 24.69 | 11.53 | 1.25 | 0.05 | 0.2 | 0 | 0 | -0.01 | -0.04 | -0.32 | 0 |  | 0.4 | 0.39 | 0.23 | 38.37 | 988.001 | 1.5
D | 4002 | 2023-02-17 | 2 | OFF | 25.85 | 11.53 | 1.25 | 0.05 | 0.02 | 0 | 0 | 0 | -0.03 | -0.32 | 0 |  | 0.4 | 0.39 | 0.23 | 39.37 | 962.292 | 1.32
D | 4002 | 2023-02-17 | 3 | OFF | 24.38 | 11.53 | 1.25 | 0.05 | 0 | 0 | 0 | -0.02 | -0.03 | -0.32 | 0 |  | 0.4 | 0.39 | 0.23 | 37.86 | 951.738 | 1.3
D | 4002 | 2023-02-17 | 4 | OFF | 22.82 | 11.53 | 1.25 | 0.05 | 0 | 0 | 0 | 0.02 | -0.06 | -0.32 | 0 |  | 0.4 | 0.39 | 0.23 | 36.31 | 959.361 | 1.3
D | 4002 | 2023-02-17 | 5 | OFF | 23.9 | 11.53 | 1.25 | 0.05 | 0.05 | 0 | 0 | 0 | -0.05 | -0.32 | 0 |  | 0.4 | 0.39 | 0.23 | 37.43 | 988.387 | 1.35
D | 4002 | 2023-02-17 | 6 | OFF | 26.84 | 11.53 | 1.25 | 0.05 | 0.16 | 0 | 0 | 0.04 | -0.08 | -0.32 | 0 |  | 0.4 | 0.39 | 0.23 | 40.49 | 1090.219 | 1.46
D | 4002 | 2023-02-17 | 7 | OFF | 27.95 | 11.53 | 1.25 | 0.05 | 0.29 | 0 | 0 | -0.01 | -0.14 | -0.32 | 0 |  | 0.4 | 0.39 | 0.23 | 41.62 | 1235.816 | 1.59
D | 4002 | 2023-02-17 | 8 | ON | 28.83 | 11.53 | 1.25 | 0.05 | 0.15 | 0.91 | 0 | 0.02 | -0.16 | -0.32 | 0 |  | 0.4 | 0.39 | 0.23 | 43.28 | 1316.483 | 2.36
D | 4002 | 2023-02-17 | 9 | ON | 49.52 | 11.53 | 1.25 | 0.05 | 0.22 | 0.88 | 0 | -0.01 | -0.08 | -0.32 | 0 |  | 0.4 | 0.39 | 0.23 | 64.06 | 1357.634 | 2.4
D | 4002 | 2023-02-17 | 10 | ON | 54.8 | 11.53 | 1.25 | 0.05 | 0.16 | 0.85 | 0.02 | 0.01 | -0.07 | -0.32 | 0 |  | 0.4 | 0.39 | 0.23 | 69.3 | 1380.246 | 2.33
D | 4002 | 2023-02-17 | 11 | ON | 59.58 | 11.53 | 1.25 | 0.05 | 0.21 | 0.84 | 0 | 0.02 | -0.08 | -0.32 | 0 |  | 0.4 | 0.39 | 0.23 | 74.1 | 1390.216 | 2.35
D | 4002 | 2023-02-17 | 12 | ON | 52.38 | 11.53 | 1.25 | 0.05 | 1.02 | 0.84 | 0 | -0.01 | -0.07 | -0.32 | 0 |  | 0.4 | 0.39 | 0.23 | 67.69 | 1391.383 | 3.16
D | 4002 | 2023-02-17 | 13 | ON | 35.85 | 11.53 | 1.25 | 0.05 | 0.22 | 0.85 | 0 | -0.03 | -0.13 | -0.32 | 0 |  | 0.4 | 0.39 | 0.23 | 50.29 | 1391.676 | 2.37
D | 4002 | 2023-02-17 | 14 | ON | 57.2 | 11.53 | 1.25 | 0.05 | 0.2 | 0.84 | 0.01 | -0.02 | 0.04 | -0.32 | 0 |  | 0.4 | 0.39 | 0.23 | 71.8 | 1381.845 | 2.35
D | 4002 | 2023-02-17 | 15 | ON | 36.68 | 11.53 | 1.25 | 0.05 | 0.14 | 0.85 | 0.05 | -0.04 | -0.05 | -0.32 | 0 |  | 0.4 | 0.39 | 0.23 | 51.16 | 1360.648 | 2.34
D | 4002 | 2023-02-17 | 16 | ON | 36.02 | 11.53 | 1.25 | 0.05 | 0.08 | 0.85 | 0.13 | -0.01 | -0.07 | -0.32 | 0 |  | 0.4 | 0.39 | 0.23 | 50.53 | 1375.107 | 2.36
D | 4002 | 2023-02-17 | 17 | ON | 28.58 | 11.53 | 1.25 | 0.05 | 0.05 | 0.83 | 0 | -0.01 | -0.19 | -0.32 | 0 |  | 0.4 | 0.39 | 0.23 | 42.79 | 1423.067 | 2.18
D | 4002 | 2023-02-17 | 18 | ON | 29.4 | 11.53 | 1.25 | 0.05 | 0.06 | 0.79 | 0 | 0.03 | -0.31 | -0.32 | 0 |  | 0.4 | 0.39 | 0.23 | 43.5 | 1491.101 | 2.15
D | 4002 | 2023-02-17 | 19 | ON | 27.83 | 11.53 | 1.25 | 0.05 | 0.07 | 0.79 | 0 | -0.03 | -0.36 | -0.32 | 0 |  | 0.4 | 0.39 | 0.23 | 41.83 | 1499.773 | 2.16
D | 4002 | 2023-02-17 | 20 | ON | 25.93 | 11.53 | 1.25 | 0.05 | 0.07 | 0.8 | 0 | -0.03 | -0.32 | -0.32 | 0 |  | 0.4 | 0.39 | 0.23 | 39.98 | 1460.342 | 2.17
D | 4002 | 2023-02-17 | 21 | ON | 29.05 | 11.53 | 1.25 | 0.05 | 0.48 | 0.82 | 0 | -0.02 | -0.24 | -0.32 | 0 |  | 0.4 | 0.39 | 0.23 | 43.62 | 1420.798 | 2.6
D | 4002 | 2023-02-17 | 22 | ON | 31.11 | 11.53 | 1.25 | 0.05 | 0.16 | 0.85 | 0 | -0.03 | -0.19 | -0.32 | 0 |  | 0.4 | 0.39 | 0.23 | 45.43 | 1359.491 | 2.31
D | 4002 | 2023-02-17 | 23 | ON | 28.21 | 11.53 | 1.25 | 0.05 | 0.24 | 0.9 | 0 | -0.01 | -0.15 | -0.32 | 0 |  | 0.4 | 0.39 | 0.23 | 42.72 | 1292.205 | 2.44
D | 4002 | 2023-02-17 | 24 | OFF | 28.17 | 11.53 | 1.25 | 0.05 | 0.8 | 0 | 0 | -0.01 | -0.14 | -0.32 | 0 |  | 0.4 | 0.39 | 0.23 | 42.35 | 1209.509 | 2.1
D | 4002 | 2023-02-18 | 1 | OFF | 27.17 | 11.53 | 0.18 | 0.02 | 0.14 | 0 | 0 | -0.03 | -0.13 | -0.32 | 0 |  | 0.4 | 0.39 | 0.23 | 39.58 | 1162.127 | 0.34
D | 4002 | 2023-02-18 | 2 | OFF | 27.17 | 11.53 | 0.18 | 0.02 | 0.46 | 0 | 0 | 0 | -0.13 | -0.32 | 0 |  | 0.4 | 0.39 | 0.23 | 39.93 | 1134.284 | 0.66
D | 4002 | 2023-02-18 | 3 | OFF | 25.51 | 11.53 | 0.18 | 0.02 | 0.24 | 0 | 0 | -0.01 | -0.14 | -0.32 | 0 |  | 0.4 | 0.39 | 0.23 | 38.03 | 1123.785 | 0.44
D | 4002 | 2023-02-18 | 4 | OFF | 25.18 | 11.53 | 0.18 | 0.02 | 0.32 | 0 | 0 | 0.03 | -0.14 | -0.32 | 0 |  | 0.4 | 0.39 | 0.23 | 37.82 | 1127.859 | 0.52
D | 4002 | 2023-02-18 | 5 | OFF | 26.23 | 11.53 | 0.18 | 0.02 | 0.14 | 0 | 0 | -0.01 | -0.17 | -0.32 | 0 |  | 0.4 | 0.39 | 0.23 | 38.62 | 1150.027 | 0.34
D | 4002 | 2023-02-18 | 6 | OFF | 26.83 | 11.53 | 0.18 | 0.02 | 0.3 | 0 | 0 | 0 | -0.18 | -0.32 | 0 |  | 0.4 | 0.39 | 0.23 | 39.38 | 1197.458 | 0.5
D | 4002 | 2023-02-18 | 7 | OFF | 33.44 | 11.53 | 0.18 | 0.02 | 0.15 | 0 | 0 | 0.01 | -0.12 | -0.32 | 0 |  | 0.4 | 0.39 | 0.23 | 45.91 | 1262.974 | 0.35
D | 4002 | 2023-02-18 | 8 | OFF | 34.25 | 11.53 | 0.18 | 0.02 | 0.13 | 0 | 0 | 0 | -0.23 | -0.32 | 0 |  | 0.4 | 0.39 | 0.23 | 46.58 | 1318.768 | 0.33
D | 4002 | 2023-02-18 | 9 | OFF | 26.66 | 11.53 | 0.18 | 0.02 | 0.07 | 0 | 0 | -0.05 | -0.25 | -0.32 | 0 |  | 0.4 | 0.39 | 0.23 | 38.86 | 1340.019 | 0.27
D | 4002 | 2023-02-18 | 10 | OFF | 24.4 | 11.53 | 0.18 | 0.02 | 0.06 | 0 | 0 | -0.01 | -0.17 | -0.32 | 0 |  | 0.4 | 0.39 | 0.23 | 36.71 | 1318.696 | 0.26
D | 4002 | 2023-02-18 | 11 | OFF | 23.64 | 11.53 | 0.18 | 0.02 | 0.08 | 0 | 0 | 0.01 | -0.15 | -0.32 | 0 |  | 0.4 | 0.39 | 0.23 | 36.01 | 1297.843 | 0.28
D | 4002 | 2023-02-18 | 12 | OFF | 23.56 | 11.53 | 0.18 | 0.02 | 0.46 | 0 | 0 | 0.01 | -0.11 | -0.32 | 0 |  | 0.4 | 0.39 | 0.23 | 36.35 | 1271.666 | 0.66
D | 4002 | 2023-02-18 | 13 | OFF | 19.08 | 11.53 | 0.18 | 0.02 | 0.25 | 0 | 0 | 0.04 | -0.1 | -0.32 | 0 |  | 0.4 | 0.39 | 0.23 | 31.7 | 1243.511 | 0.45
D | 4002 | 2023-02-18 | 14 | OFF | 17.47 | 11.53 | 0.18 | 0.02 | 0.12 | 0 | 0 | 0 | -0.11 | -0.32 | 0 |  | 0.4 | 0.39 | 0.23 | 29.91 | 1226.081 | 0.32
D | 4002 | 2023-02-18 | 15 | OFF | 18.74 | 11.53 | 0.18 | 0.02 | 0.1 | 0 | 0 | 0.02 | -0.06 | -0.32 | 0 |  | 0.4 | 0.39 | 0.23 | 31.23 | 1248.354 | 0.3
D | 4002 | 2023-02-18 | 16 | OFF | 20.99 | 11.53 | 0.18 | 0.02 | 0.07 | 0 | 0 | -0.01 | -0.04 | -0.32 | 0 |  | 0.4 | 0.39 | 0.23 | 33.44 | 1275.928 | 0.27
D | 4002 | 2023-02-18 | 17 | OFF | 25.25 | 11.53 | 0.18 | 0.02 | 0.06 | 0 | 0 | 0.04 | -0.06 | -0.32 | 0 |  | 0.4 | 0.39 | 0.23 | 37.72 | 1329.311 | 0.26
D | 4002 | 2023-02-18 | 18 | OFF | 40.75 | 11.53 | 0.18 | 0.02 | 0.13 | 0 | 0.09 | 0.05 | -0.08 | -0.32 | 0 |  | 0.4 | 0.39 | 0.23 | 53.37 | 1430.134 | 0.42
D | 4002 | 2023-02-18 | 19 | OFF | 36.95 | 11.53 | 0.18 | 0.02 | 0.14 | 0 | 0 | 0.02 | -0.24 | -0.32 | 0 |  | 0.4 | 0.39 | 0.23 | 49.3 | 1455.557 | 0.34
D | 4002 | 2023-02-18 | 20 | OFF | 32.81 | 11.53 | 0.18 | 0.02 | 0.2 | 0 | 0 | -0.02 | -0.14 | -0.32 | 0 |  | 0.4 | 0.39 | 0.23 | 45.28 | 1410.946 | 0.4
D | 4002 | 2023-02-18 | 21 | OFF | 22.98 | 11.53 | 0.18 | 0.02 | 0.04 | 0 | 0 | -0.02 | -0.18 | -0.32 | 0 |  | 0.4 | 0.39 | 0.23 | 35.25 | 1372.468 | 0.24
D | 4002 | 2023-02-18 | 22 | OFF | 21.44 | 11.53 | 0.18 | 0.02 | 0.06 | 0 | 0 | -0.01 | -0.21 | -0.32 | 0 |  | 0.4 | 0.39 | 0.23 | 33.71 | 1299.468 | 0.26
D | 4002 | 2023-02-18 | 23 | OFF | 20.96 | 11.53 | 0.18 | 0.02 | 0.24 | 0 | 0 | 0 | -0.09 | -0.32 | 0 |  | 0.4 | 0.39 | 0.23 | 33.54 | 1217.262 | 0.44
D | 4002 | 2023-02-18 | 24 | OFF | 22.09 | 11.53 | 0.18 | 0.02 | 0.18 | 0 | 0 | -0.02 | -0.04 | -0.32 | 0 |  | 0.4 | 0.39 | 0.23 | 34.64 | 1148.411 | 0.38
D | 4002 | 2023-02-19 | 1 | OFF | 19.87 | 11.53 | 0.28 | 0.02 | 0.16 | 0 | 0 | -0.01 | -0.06 | -0.32 | 0 |  | 0.4 | 0.39 | 0.23 | 32.49 | 1098.184 | 0.46
D | 4002 | 2023-02-19 | 2 | OFF | 20.48 | 11.53 | 0.28 | 0.02 | 0.07 | 0 | 0 | -0.01 | -0.05 | -0.32 | 0 |  | 0.4 | 0.39 | 0.23 | 33.02 | 1068.29 | 0.37
D | 4002 | 2023-02-19 | 3 | OFF | 21.24 | 11.53 | 0.28 | 0.02 | 0.06 | 0 | 0 | 0.01 | -0.01 | -0.32 | 0 |  | 0.4 | 0.39 | 0.23 | 33.83 | 1055.522 | 0.36
D | 4002 | 2023-02-19 | 4 | OFF | 20.33 | 11.53 | 0.28 | 0.02 | 0.07 | 0 | 0 | 0.01 | -0.03 | -0.32 | 0 |  | 0.4 | 0.39 | 0.23 | 32.91 | 1056.949 | 0.37
D | 4002 | 2023-02-19 | 5 | OFF | 17.16 | 11.53 | 0.28 | 0.02 | 0.08 | 0 | 0 | -0.01 | -0.12 | -0.32 | 0 |  | 0.4 | 0.39 | 0.23 | 29.64 | 1072.276 | 0.38
D | 4002 | 2023-02-19 | 6 | OFF | 17.69 | 11.53 | 0.28 | 0.02 | 0.08 | 0 | 0 | 0.03 | -0.12 | -0.32 | 0 |  | 0.4 | 0.39 | 0.23 | 30.21 | 1104.839 | 0.38
D | 4002 | 2023-02-19 | 7 | OFF | 20.66 | 11.53 | 0.28 | 0.02 | 0.2 | 0 | 0 | 0.01 | -0.13 | -0.32 | 0 |  | 0.4 | 0.39 | 0.23 | 33.27 | 1163.663 | 0.5
D | 4002 | 2023-02-19 | 8 | OFF | 17.02 | 11.53 | 0.28 | 0.02 | 0.93 | 0 | 0 | 0 | -0.02 | -0.32 | 0 |  | 0.4 | 0.39 | 0.23 | 30.46 | 1210.628 | 1.23
D | 4002 | 2023-02-19 | 9 | OFF | -0.08 | 11.53 | 0.28 | 0.02 | 0.83 | 0 | 0 | -0.01 | -0.16 | -0.32 | 0 |  | 0.4 | 0.39 | 0.23 | 13.11 | 1267.066 | 1.13
D | 4002 | 2023-02-19 | 10 | OFF | 0.3 | 11.53 | 0.28 | 0.02 | 0.13 | 0 | 0 | -0.06 | 0.23 | -0.32 | 0 |  | 0.4 | 0.39 | 0.23 | 13.13 | 1289.61 | 0.43
D | 4002 | 2023-02-19 | 11 | OFF | 1.03 | 11.53 | 0.28 | 0.02 | 0.46 | 0 | 0 | 0.03 | 0.11 | -0.32 | 0 |  | 0.4 | 0.39 | 0.23 | 14.16 | 1276.315 | 0.76
D | 4002 | 2023-02-19 | 12 | OFF | 22.6 | 11.53 | 0.28 | 0.02 | 0.1 | 0 | 0 | 0.02 | -0.09 | -0.32 | 0 |  | 0.4 | 0.39 | 0.23 | 35.16 | 1267.018 | 0.4
D | 4002 | 2023-02-19 | 13 | OFF | 23.21 | 11.53 | 0.28 | 0.02 | 0.06 | 0 | 0 | 0.01 | -0.03 | -0.32 | 0 |  | 0.4 | 0.39 | 0.23 | 35.78 | 1270.185 | 0.36
D | 4002 | 2023-02-19 | 14 | OFF | 21.56 | 11.53 | 0.28 | 0.02 | 0.05 | 0 | 0 | 0.02 | 0.02 | -0.32 | 0 |  | 0.4 | 0.39 | 0.23 | 34.18 | 1263.658 | 0.35
D | 4002 | 2023-02-19 | 15 | OFF | 21 | 11.53 | 0.28 | 0.02 | 0.06 | 0 | 0 | -0.01 | -0.07 | -0.32 | 0 |  | 0.4 | 0.39 | 0.23 | 33.51 | 1272.429 | 0.36
D | 4002 | 2023-02-19 | 16 | OFF | 19.18 | 11.53 | 0.28 | 0.02 | 0.36 | 0 | 0 | 0.02 | -0.05 | -0.32 | 0 |  | 0.4 | 0.39 | 0.23 | 32.04 | 1300.511 | 0.66
D | 4002 | 2023-02-19 | 17 | OFF | 20.2 | 11.53 | 0.28 | 0.02 | 0.15 | 0 | 0 | 0.01 | -0.09 | -0.32 | 0 |  | 0.4 | 0.39 | 0.23 | 32.8 | 1351.904 | 0.45
D | 4002 | 2023-02-19 | 18 | OFF | 22.17 | 11.53 | 0.28 | 0.02 | 0.13 | 0 | 0 | 0.03 | -0.12 | -0.32 | 0 |  | 0.4 | 0.39 | 0.23 | 34.74 | 1444.725 | 0.43
D | 4002 | 2023-02-19 | 19 | OFF | 22.02 | 11.53 | 0.28 | 0.02 | 0.11 | 0 | 0 | -0.01 | -0.13 | -0.32 | 0 |  | 0.4 | 0.39 | 0.23 | 34.52 | 1450.272 | 0.41
D | 4002 | 2023-02-19 | 20 | OFF | 18.15 | 11.53 | 0.28 | 0.02 | 0.11 | 0 | 0 | 0 | -0.1 | -0.32 | 0 |  | 0.4 | 0.39 | 0.23 | 30.69 | 1399.488 | 0.41
D | 4002 | 2023-02-19 | 21 | OFF | 16.85 | 11.53 | 0.28 | 0.02 | 0.17 | 0 | 0 | -0.02 | -0.1 | -0.32 | 0 |  | 0.4 | 0.39 | 0.23 | 29.43 | 1346.97 | 0.47
D | 4002 | 2023-02-19 | 22 | OFF | 17.32 | 11.53 | 0.28 | 0.02 | 0.14 | 0 | 0 | -0.03 | -0.05 | -0.32 | 0 |  | 0.4 | 0.39 | 0.23 | 29.91 | 1230.474 | 0.44
D | 4002 | 2023-02-19 | 23 | OFF | 16.59 | 11.53 | 0.28 | 0.02 | 0.19 | 0 | 0 | 0 | -0.07 | -0.32 | 0 |  | 0.4 | 0.39 | 0.23 | 29.24 | 1134.487 | 0.49
D | 4002 | 2023-02-19 | 24 | OFF | 17.08 | 11.53 | 0.28 | 0.02 | 0.39 | 0 | 0 | -0.01 | 0.01 | -0.32 | 0 |  | 0.4 | 0.39 | 0.23 | 30 | 1057.971 | 0.69
D | 4002 | 2023-02-20 | 1 | OFF | 15.94 | 11.53 | 0.68 | 0.02 | 0.09 | 0 | 0 | -0.02 | -0.04 | -0.32 | 0 |  | 0.4 | 0.39 | 0.23 | 28.9 | 1009.261 | 0.79
D | 4002 | 2023-02-20 | 2 | OFF | 15.46 | 11.53 | 0.68 | 0.02 | 0.02 | 0 | 0 | 0.02 | -0.06 | -0.32 | 0 |  | 0.4 | 0.39 | 0.23 | 28.37 | 988.839 | 0.72
D | 4002 | 2023-02-20 | 3 | OFF | 13.04 | 11.53 | 0.68 | 0.02 | 0.01 | 0 | 0 | 0.01 | -0.07 | -0.32 | 0 |  | 0.4 | 0.39 | 0.23 | 25.92 | 983.429 | 0.71
D | 4002 | 2023-02-20 | 4 | OFF | 14.24 | 11.53 | 0.68 | 0.02 | 0.07 | 0 | 0 | 0.01 | -0.07 | -0.32 | 0 |  | 0.4 | 0.39 | 0.23 | 27.18 | 993.652 | 0.77
D | 4002 | 2023-02-20 | 5 | OFF | 16.33 | 11.53 | 0.68 | 0.02 | 0.08 | 0 | 0 | 0.01 | -0.03 | -0.32 | 0 |  | 0.4 | 0.39 | 0.23 | 29.32 | 1041.867 | 0.78
D | 4002 | 2023-02-20 | 6 | OFF | 20.57 | 11.53 | 0.68 | 0.02 | 0.24 | 0 | 0 | 0.01 | -0.06 | -0.32 | 0 |  | 0.4 | 0.39 | 0.23 | 33.69 | 1130.288 | 0.94
D | 4002 | 2023-02-20 | 7 | OFF | 18.69 | 11.53 | 0.68 | 0.02 | 0.23 | 0 | 0 | 0.03 | -0.05 | -0.32 | 0 |  | 0.4 | 0.39 | 0.23 | 31.83 | 1259.166 | 0.93
D | 4002 | 2023-02-20 | 8 | ON | 21.23 | 11.53 | 0.68 | 0.02 | 0.18 | 0.92 | 0 | 0 | -0.09 | -0.32 | 0 |  | 0.4 | 0.39 | 0.23 | 35.17 | 1347.757 | 1.8
D | 4002 | 2023-02-20 | 9 | ON | 23 | 11.53 | 0.68 | 0.02 | 0.06 | 0.9 | 0 | -0.03 | -0.09 | -0.32 | 0 |  | 0.4 | 0.39 | 0.23 | 36.77 | 1391.789 | 1.66
D | 4002 | 2023-02-20 | 10 | ON | 23.11 | 11.53 | 0.68 | 0.02 | 0.09 | 0.89 | 0 | 0.03 | -0.07 | -0.32 | 0 |  | 0.4 | 0.39 | 0.23 | 36.98 | 1394.921 | 1.68
D | 4002 | 2023-02-20 | 11 | ON | 21.74 | 11.53 | 0.68 | 0.02 | 0.11 | 0.91 | 0 | 0.02 | -0.11 | -0.32 | 0 |  | 0.4 | 0.39 | 0.23 | 35.6 | 1397.133 | 1.72
D | 4002 | 2023-02-20 | 12 | ON | 20.64 | 11.53 | 0.68 | 0.02 | 0.12 | 0.91 | 0 | -0.02 | -0.09 | -0.32 | 0 |  | 0.4 | 0.39 | 0.23 | 34.49 | 1394.809 | 1.73
D | 4002 | 2023-02-20 | 13 | ON | -11.8 | 11.53 | 0.68 | 0.02 | 0.38 | 0.93 | 0 | -0.05 | 0.33 | -0.32 | 0 |  | 0.4 | 0.39 | 0.23 | 2.72 | 1327.32 | 2.01
D | 4002 | 2023-02-20 | 14 | ON | -87.2 | 11.53 | 0.68 | 0.02 | 0.26 | 0.97 | 0 | -0.37 | -0.27 | -0.32 | 0 |  | 0.4 | 0.39 | 0.23 | -73.68 | 1270.542 | 1.93
D | 4002 | 2023-02-20 | 15 | ON | 0.32 | 11.53 | 0.68 | 0.02 | 0.32 | 0.98 | 0 | 0.04 | 0.1 | -0.32 | 0 |  | 0.4 | 0.39 | 0.23 | 14.69 | 1271.964 | 2
D | 4002 | 2023-02-20 | 16 | ON | 7.52 | 11.53 | 0.68 | 0.02 | 0.14 | 0.94 | 0 | -0.01 | 0.11 | -0.32 | 0 |  | 0.4 | 0.39 | 0.23 | 21.63 | 1302.684 | 1.78
D | 4002 | 2023-02-20 | 17 | ON | 15.33 | 11.53 | 0.68 | 0.02 | 0.15 | 0.89 | 0 | 0.01 | -0.12 | -0.32 | 0 |  | 0.4 | 0.39 | 0.23 | 29.19 | 1359.614 | 1.74
D | 4002 | 2023-02-20 | 18 | ON | 20.39 | 11.53 | 0.68 | 0.02 | 0.15 | 0.82 | 0 | 0.04 | -0.12 | -0.32 | 0 |  | 0.4 | 0.39 | 0.23 | 34.21 | 1459.183 | 1.67
D | 4002 | 2023-02-20 | 19 | ON | 22.93 | 11.53 | 0.68 | 0.02 | 0.11 | 0.81 | 0 | -0.01 | -0.14 | -0.32 | 0 |  | 0.4 | 0.39 | 0.23 | 36.63 | 1471.593 | 1.62
D | 4002 | 2023-02-20 | 20 | ON | 19.92 | 11.53 | 0.68 | 0.02 | 0.12 | 0.84 | 0 | -0.02 | -0.09 | -0.32 | 0 |  | 0.4 | 0.39 | 0.23 | 33.7 | 1415.417 | 1.66
D | 4002 | 2023-02-20 | 21 | ON | 21.38 | 11.53 | 0.68 | 0.02 | 0.09 | 0.87 | 0 | -0.02 | -0.01 | -0.32 | 0 |  | 0.4 | 0.39 | 0.23 | 35.24 | 1337.38 | 1.66
D | 4002 | 2023-02-20 | 22 | ON | 18.88 | 11.53 | 0.68 | 0.02 | 0.08 | 0.92 | 0 | -0.02 | -0.02 | -0.32 | 0 |  | 0.4 | 0.39 | 0.23 | 32.77 | 1240.913 | 1.7
D | 4002 | 2023-02-20 | 23 | ON | 24.22 | 11.53 | 0.68 | 0.02 | 0.21 | 0.99 | 0 | -0.01 | 0.01 | -0.32 | 0 |  | 0.4 | 0.39 | 0.23 | 38.35 | 1147.593 | 1.9
D | 4002 | 2023-02-20 | 24 | OFF | 25.47 | 11.53 | 0.68 | 0.02 | 0.21 | 0 | 0 | -0.08 | 0.01 | -0.32 | 0 |  | 0.4 | 0.39 | 0.23 | 38.54 | 1074.525 | 0.91
D | 4002 | 2023-02-21 | 1 | OFF | 20.4 | 11.53 | 0.19 | 0.01 | 0.09 | 0 | 0 | 0 | -0.04 | -0.32 | 0 |  | 0.4 | 0.39 | 0.23 | 32.88 | 1047.817 | 0.29
D | 4002 | 2023-02-21 | 2 | OFF | 17.62 | 11.53 | 0.19 | 0.01 | 0.1 | 0 | 0 | -0.02 | -0.04 | -0.32 | 0 |  | 0.4 | 0.39 | 0.23 | 30.09 | 1013.333 | 0.3
D | 4002 | 2023-02-21 | 3 | OFF | 19.54 | 11.53 | 0.19 | 0.01 | 0.06 | 0 | 0 | 0.02 | -0.04 | -0.32 | 0 |  | 0.4 | 0.39 | 0.23 | 32.01 | 1008.159 | 0.26
D | 4002 | 2023-02-21 | 4 | OFF | 15.15 | 11.53 | 0.19 | 0.01 | 0.28 | 0 | 0 | -0.01 | -0.07 | -0.32 | 0 |  | 0.4 | 0.39 | 0.23 | 27.78 | 1023.724 | 0.48
D | 4002 | 2023-02-21 | 5 | OFF | 20.7 | 11.53 | 0.19 | 0.01 | 0.11 | 0 | 0 | 0 | 0.01 | -0.32 | 0 |  | 0.4 | 0.39 | 0.23 | 33.25 | 1070.451 | 0.31
D | 4002 | 2023-02-21 | 6 | OFF | 15.67 | 11.53 | 0.19 | 0.01 | 0.22 | 0 | 0 | 0.01 | -0.08 | -0.32 | 0 |  | 0.4 | 0.39 | 0.23 | 28.25 | 1165.52 | 0.42
D | 4002 | 2023-02-21 | 7 | OFF | 19.32 | 11.53 | 0.19 | 0.01 | 0.19 | 0 | 0 | -0.01 | -0.04 | -0.32 | 0 |  | 0.4 | 0.39 | 0.23 | 31.89 | 1309.666 | 0.39
D | 4002 | 2023-02-21 | 8 | ON | 31.35 | 11.53 | 0.19 | 0.01 | 0.26 | 0.84 | 0.02 | -0.01 | 0.02 | -0.32 | 0 |  | 0.4 | 0.39 | 0.23 | 44.91 | 1413.003 | 1.32
D | 4002 | 2023-02-21 | 9 | ON | 32.21 | 11.53 | 0.19 | 0.01 | 0.16 | 0.82 | 0.07 | 0.01 | -0.05 | -0.32 | 0 |  | 0.4 | 0.39 | 0.23 | 45.65 | 1445.417 | 1.25
D | 4002 | 2023-02-21 | 10 | ON | 30.49 | 11.53 | 0.19 | 0.01 | 0.55 | 0.81 | 0.08 | 0.03 | -0.04 | -0.32 | 0 |  | 0.4 | 0.39 | 0.23 | 44.35 | 1452.805 | 1.64
D | 4002 | 2023-02-21 | 11 | ON | 31.89 | 11.53 | 0.19 | 0.01 | 0.91 | 0.81 | 0 | 0 | -0.04 | -0.32 | 0 |  | 0.4 | 0.39 | 0.23 | 46 | 1463.778 | 1.92
D | 4002 | 2023-02-21 | 12 | ON | 31.87 | 11.53 | 0.19 | 0.01 | 0.54 | 0.81 | 0.03 | -0.01 | -0.04 | -0.32 | 0 |  | 0.4 | 0.39 | 0.23 | 45.63 | 1472.404 | 1.58
D | 4002 | 2023-02-21 | 13 | ON | 29.19 | 11.53 | 0.19 | 0.01 | 0.13 | 0.81 | 0 | 0.04 | -0.12 | -0.32 | 0 |  | 0.4 | 0.39 | 0.23 | 42.48 | 1468.201 | 1.14
D | 4002 | 2023-02-21 | 14 | ON | 36.59 | 11.53 | 0.19 | 0.01 | 0.13 | 0.8 | 0 | 0.01 | -0.05 | -0.32 | 0 |  | 0.4 | 0.39 | 0.23 | 49.91 | 1464.333 | 1.13
D | 4002 | 2023-02-21 | 15 | ON | 25.29 | 11.53 | 0.19 | 0.01 | 0.06 | 0.81 | 0 | 0.06 | -0.07 | -0.32 | 0 |  | 0.4 | 0.39 | 0.23 | 38.58 | 1453.649 | 1.07
D | 4002 | 2023-02-21 | 16 | ON | 24.8 | 11.53 | 0.19 | 0.01 | 0.05 | 0.81 | 0 | 0.01 | -0.05 | -0.32 | 0 |  | 0.4 | 0.39 | 0.23 | 38.05 | 1455.108 | 1.06
D | 4002 | 2023-02-21 | 17 | ON | 25.19 | 11.53 | 0.19 | 0.01 | 0.07 | 0.79 | 0 | 0.02 | -0.11 | -0.32 | 0 |  | 0.4 | 0.39 | 0.23 | 38.39 | 1488.966 | 1.06
D | 4002 | 2023-02-21 | 18 | ON | 27.92 | 11.53 | 0.19 | 0.01 | 0.18 | 0.75 | 0 | 0.04 | -0.12 | -0.32 | 0 |  | 0.4 | 0.39 | 0.23 | 41.2 | 1564.314 | 1.13
D | 4002 | 2023-02-21 | 19 | ON | 32.61 | 11.53 | 0.19 | 0.01 | 0.27 | 0.75 | 0 | 0.02 | -0.09 | -0.32 | 0 |  | 0.4 | 0.39 | 0.23 | 45.99 | 1558.402 | 1.22
D | 4002 | 2023-02-21 | 20 | ON | 24.63 | 11.53 | 0.19 | 0.01 | 0.25 | 0.78 | 0 | 0 | -0.07 | -0.32 | 0 |  | 0.4 | 0.39 | 0.23 | 38.02 | 1489.857 | 1.23
D | 4002 | 2023-02-21 | 21 | ON | 24.38 | 11.53 | 0.19 | 0.01 | 0.1 | 0.81 | 0 | 0.02 | -0.03 | -0.32 | 0 |  | 0.4 | 0.39 | 0.23 | 37.71 | 1426.011 | 1.11
D | 4002 | 2023-02-21 | 22 | ON | 22.22 | 11.53 | 0.19 | 0.01 | 0.06 | 0.86 | 0 | 0.02 | -0.06 | -0.32 | 0 |  | 0.4 | 0.39 | 0.23 | 35.53 | 1310.914 | 1.12
D | 4002 | 2023-02-21 | 23 | ON | 21.84 | 11.53 | 0.19 | 0.01 | 0.14 | 0.93 | 0 | 0.01 | -0.04 | -0.32 | 0 |  | 0.4 | 0.39 | 0.23 | 35.31 | 1208.723 | 1.27
D | 4002 | 2023-02-21 | 24 | OFF | 15.91 | 11.53 | 0.19 | 0.01 | 0.18 | 0 | 0 | -0.03 | 0.05 | -0.32 | 0 |  | 0.4 | 0.39 | 0.23 | 28.54 | 1128.215 | 0.38
D | 4002 | 2023-02-22 | 1 | OFF | 19.7 | 11.53 | 0.33 | 0.01 | 0.06 | 0 | 0 | -0.01 | -0.05 | -0.32 | 0 |  | 0.4 | 0.39 | 0.23 | 32.27 | 1080.437 | 0.4
D | 4002 | 2023-02-22 | 2 | OFF | 19.03 | 11.53 | 0.33 | 0.01 | 0.14 | 0 | 0 | 0.01 | -0.05 | -0.32 | 0 |  | 0.4 | 0.39 | 0.23 | 31.7 | 1057.996 | 0.48
D | 4002 | 2023-02-22 | 3 | OFF | 18.89 | 11.53 | 0.33 | 0.01 | 0.15 | 0 | 0 | -0.01 | -0.08 | -0.32 | 0 |  | 0.4 | 0.39 | 0.23 | 31.52 | 1053.32 | 0.49
D | 4002 | 2023-02-22 | 4 | OFF | 19.06 | 11.53 | 0.33 | 0.01 | 0.29 | 0 | 0 | 0 | -0.06 | -0.32 | 0 |  | 0.4 | 0.39 | 0.23 | 31.86 | 1064.424 | 0.63
D | 4002 | 2023-02-22 | 5 | OFF | 19.33 | 11.53 | 0.33 | 0.01 | 0.09 | 0 | 0 | 0.03 | -0.07 | -0.32 | 0 |  | 0.4 | 0.39 | 0.23 | 31.95 | 1105.31 | 0.43
D | 4002 | 2023-02-22 | 6 | OFF | 15.79 | 11.53 | 0.33 | 0.01 | 0.47 | 0 | 0 | -0.01 | -0.02 | -0.32 | 0 |  | 0.4 | 0.39 | 0.23 | 28.8 | 1209.793 | 0.81
D | 4002 | 2023-02-22 | 7 | OFF | 22.46 | 11.53 | 0.33 | 0.01 | 0.37 | 0 | 0 | 0.03 | -0.16 | -0.32 | 0 |  | 0.4 | 0.39 | 0.23 | 35.27 | 1358.912 | 0.71
D | 4002 | 2023-02-22 | 8 | ON | 22.98 | 11.53 | 0.33 | 0.01 | 0.15 | 0.83 | 0 | 0.04 | -0.08 | -0.32 | 0 |  | 0.4 | 0.39 | 0.23 | 36.49 | 1427.236 | 1.32
D | 4002 | 2023-02-22 | 9 | ON | 15.33 | 11.53 | 0.33 | 0.01 | 0.09 | 0.86 | 0 | 0.07 | 0.06 | -0.32 | 0 |  | 0.4 | 0.39 | 0.23 | 28.98 | 1413.05 | 1.29
D | 4002 | 2023-02-22 | 10 | ON | 14.46 | 11.53 | 0.33 | 0.01 | 0.11 | 0.9 | 0 | -0.01 | 0 | -0.32 | 0 |  | 0.4 | 0.39 | 0.23 | 28.03 | 1382.421 | 1.35
D | 4002 | 2023-02-22 | 11 | ON | 20.92 | 11.53 | 0.33 | 0.01 | 0.42 | 0.89 | 0 | -0.13 | 0.07 | -0.32 | 0 |  | 0.4 | 0.39 | 0.23 | 34.74 | 1358.553 | 1.65
D | 4002 | 2023-02-22 | 12 | ON | 24.31 | 11.53 | 0.33 | 0.01 | 0.43 | 0.87 | 0 | 0.02 | 0.06 | -0.32 | 0 |  | 0.4 | 0.39 | 0.23 | 38.26 | 1364.519 | 1.64
D | 4002 | 2023-02-22 | 13 | ON | 25.02 | 11.53 | 0.33 | 0.01 | 0.12 | 0.85 | 0 | 0.01 | 0.04 | -0.32 | 0 |  | 0.4 | 0.39 | 0.23 | 38.61 | 1372.254 | 1.31
D | 4002 | 2023-02-22 | 14 | ON | 26.52 | 11.53 | 0.33 | 0.01 | 0.08 | 0.84 | 0 | -0.01 | 0.06 | -0.32 | 0 |  | 0.4 | 0.39 | 0.23 | 40.06 | 1397.269 | 1.26
D | 4002 | 2023-02-22 | 15 | ON | 26.47 | 11.53 | 0.33 | 0.01 | 0.07 | 0.83 | 0 | 0 | 0.05 | -0.32 | 0 |  | 0.4 | 0.39 | 0.23 | 39.99 | 1397.909 | 1.24
D | 4002 | 2023-02-22 | 16 | ON | 23.46 | 11.53 | 0.33 | 0.01 | 0.07 | 0.81 | 0 | 0.02 | 0.02 | -0.32 | 0 |  | 0.4 | 0.39 | 0.23 | 36.95 | 1419.677 | 1.22
D | 4002 | 2023-02-22 | 17 | ON | 23.45 | 11.53 | 0.33 | 0.01 | 0.05 | 0.79 | 0 | 0.07 | -0.06 | -0.32 | 0 |  | 0.4 | 0.39 | 0.23 | 36.87 | 1441.062 | 1.18
D | 4002 | 2023-02-22 | 18 | ON | 29.01 | 11.53 | 0.33 | 0.01 | 0.07 | 0.75 | 0.14 | 0.06 | -0.03 | -0.32 | 0 |  | 0.4 | 0.39 | 0.23 | 42.57 | 1519.434 | 1.3
D | 4002 | 2023-02-22 | 19 | ON | 28.01 | 11.53 | 0.33 | 0.01 | 0.05 | 0.75 | 0 | 0 | -0.12 | -0.32 | 0 |  | 0.4 | 0.39 | 0.23 | 41.26 | 1526.582 | 1.14
D | 4002 | 2023-02-22 | 20 | ON | 23.63 | 11.53 | 0.33 | 0.01 | 0.05 | 0.77 | 0 | -0.03 | -0.12 | -0.32 | 0 |  | 0.4 | 0.39 | 0.23 | 36.87 | 1482.981 | 1.16
D | 4002 | 2023-02-22 | 21 | ON | 25.31 | 11.53 | 0.33 | 0.01 | 0.05 | 0.8 | 0 | 0.01 | -0.04 | -0.32 | 0 |  | 0.4 | 0.39 | 0.23 | 38.7 | 1423.197 | 1.19
D | 4002 | 2023-02-22 | 22 | ON | 23.24 | 11.53 | 0.33 | 0.01 | 0.16 | 0.84 | 0 | -0.02 | -0.03 | -0.32 | 0 |  | 0.4 | 0.39 | 0.23 | 36.76 | 1340.66 | 1.34
D | 4002 | 2023-02-22 | 23 | ON | 20.33 | 11.53 | 0.33 | 0.01 | 0.12 | 0.9 | 0 | -0.05 | 0 | -0.32 | 0 |  | 0.4 | 0.39 | 0.23 | 33.87 | 1242.669 | 1.36
D | 4002 | 2023-02-22 | 24 | OFF | 21.61 | 11.53 | 0.33 | 0.01 | 0.14 | 0 | 0 | -0.14 | 0.06 | -0.32 | 0 |  | 0.4 | 0.39 | 0.23 | 34.24 | 1166.02 | 0.48
D | 4002 | 2023-02-23 | 1 | OFF | 26.58 | 11.53 | 0.17 | 0.07 | 0.12 | 0 | 0 | -0.02 | 0.13 | -0.32 | 0 |  | 0.4 | 0.39 | 0.23 | 39.28 | 1119.597 | 0.36
D | 4002 | 2023-02-23 | 2 | OFF | 26.31 | 11.53 | 0.17 | 0.07 | 0.1 | 0 | 0 | -0.03 | 0.13 | -0.32 | 0 |  | 0.4 | 0.39 | 0.23 | 38.98 | 1102.535 | 0.34
D | 4002 | 2023-02-23 | 3 | OFF | 26.64 | 11.53 | 0.17 | 0.07 | 0.1 | 0 | 0 | -0.02 | 0.13 | -0.32 | 0 |  | 0.4 | 0.39 | 0.23 | 39.32 | 1093.142 | 0.34
D | 4002 | 2023-02-23 | 4 | OFF | 26.58 | 11.53 | 0.17 | 0.07 | 0.31 | 0 | 0 | -0.03 | 0.11 | -0.32 | 0 |  | 0.4 | 0.39 | 0.23 | 39.44 | 1110.885 | 0.55
D | 4002 | 2023-02-23 | 5 | OFF | 26.74 | 11.53 | 0.17 | 0.07 | 0.09 | 0 | 0 | 0 | 0.1 | -0.32 | 0 |  | 0.4 | 0.39 | 0.23 | 39.4 | 1141.289 | 0.33
D | 4002 | 2023-02-23 | 6 | OFF | 21.29 | 11.53 | 0.17 | 0.07 | 0.26 | 0 | 0 | 0.01 | 0.05 | -0.32 | 0 |  | 0.4 | 0.39 | 0.23 | 34.08 | 1218.029 | 0.5
D | 4002 | 2023-02-23 | 7 | OFF | 26.27 | 11.53 | 0.17 | 0.07 | 0.14 | 0 | 0 | -0.02 | 0.06 | -0.32 | 0 |  | 0.4 | 0.39 | 0.23 | 38.92 | 1326.582 | 0.38
D | 4002 | 2023-02-23 | 8 | ON | 32.29 | 11.53 | 0.17 | 0.07 | 0.2 | 0.8 | 0.1 | 0.03 | 0.05 | -0.32 | 0 |  | 0.4 | 0.39 | 0.23 | 45.94 | 1445.212 | 1.34
D | 4002 | 2023-02-23 | 9 | ON | 60.15 | 11.53 | 0.17 | 0.07 | 0.21 | 0.77 | 0.01 | -0.03 | 0.03 | -0.32 | 0 |  | 0.4 | 0.39 | 0.23 | 73.61 | 1526.144 | 1.23
D | 4002 | 2023-02-23 | 10 | ON | 76.87 | 11.53 | 0.17 | 0.07 | 0.25 | 0.75 | 0 | 0 | 0 | -0.32 | 0 |  | 0.4 | 0.39 | 0.23 | 90.34 | 1568.475 | 1.24
D | 4002 | 2023-02-23 | 11 | ON | 92.51 | 11.53 | 0.17 | 0.07 | 0.17 | 0.74 | 0 | 0 | -0.04 | -0.32 | 0 |  | 0.4 | 0.39 | 0.23 | 105.85 | 1593.878 | 1.15
D | 4002 | 2023-02-23 | 12 | ON | 94.49 | 11.53 | 0.17 | 0.07 | 0.98 | 0.71 | 0.04 | -0.01 | 0.11 | -0.32 | 0 |  | 0.4 | 0.39 | 0.23 | 108.79 | 1610.837 | 1.97
D | 4002 | 2023-02-23 | 13 | ON | 51.55 | 11.53 | 0.17 | 0.07 | 0.13 | 0.7 | 0 | -0.01 | -0.16 | -0.32 | 0 |  | 0.4 | 0.39 | 0.23 | 64.68 | 1608.367 | 1.07
D | 4002 | 2023-02-23 | 14 | ON | 44.15 | 11.53 | 0.17 | 0.07 | 0.08 | 0.65 | 0 | 0.01 | -0.14 | -0.32 | 0 |  | 0.4 | 0.39 | 0.23 | 57.22 | 1609.073 | 0.97
D | 4002 | 2023-02-23 | 15 | ON | 42.71 | 11.53 | 0.17 | 0.07 | 0.07 | 0.65 | 0 | -0.01 | -0.14 | -0.32 | 0 |  | 0.4 | 0.39 | 0.23 | 55.75 | 1593.957 | 0.96
D | 4002 | 2023-02-23 | 16 | ON | 41.4 | 11.53 | 0.17 | 0.07 | 0.07 | 0.65 | 0 | -0.01 | -0.17 | -0.32 | 0 |  | 0.4 | 0.39 | 0.23 | 54.41 | 1575.88 | 0.96
D | 4002 | 2023-02-23 | 17 | ON | 40.97 | 11.53 | 0.17 | 0.07 | 0.05 | 0.7 | 0 | 0.02 | -0.21 | -0.32 | 0 |  | 0.4 | 0.39 | 0.23 | 54 | 1588.41 | 0.99
D | 4002 | 2023-02-23 | 18 | ON | 38.99 | 11.53 | 0.17 | 0.07 | 0.17 | 0.71 | 0 | 0.02 | -0.21 | -0.32 | 0 |  | 0.4 | 0.39 | 0.23 | 52.15 | 1659.607 | 1.12
D | 4002 | 2023-02-23 | 19 | ON | 39.4 | 11.53 | 0.17 | 0.07 | 0.1 | 0.7 | 0 | -0.06 | -0.17 | -0.32 | 0 |  | 0.4 | 0.39 | 0.23 | 52.44 | 1661.032 | 1.04
D | 4002 | 2023-02-23 | 20 | ON | 35.56 | 11.53 | 0.17 | 0.07 | 0.07 | 0.73 | 0 | -0.03 | -0.2 | -0.32 | 0 |  | 0.4 | 0.39 | 0.23 | 48.6 | 1592.522 | 1.04
D | 4002 | 2023-02-23 | 21 | ON | 68.07 | 11.53 | 0.17 | 0.07 | 0.17 | 0.76 | 0 | -0.27 | 0.22 | -0.32 | 0 |  | 0.4 | 0.39 | 0.23 | 81.42 | 1516.93 | 1.17
D | 4002 | 2023-02-23 | 22 | ON | 66.9 | 11.53 | 0.17 | 0.07 | 0.24 | 0.8 | 0.02 | -0.15 | 0.25 | -0.32 | 0 |  | 0.4 | 0.39 | 0.23 | 80.53 | 1426.319 | 1.3
D | 4002 | 2023-02-23 | 23 | ON | 38.99 | 11.53 | 0.17 | 0.07 | 0.21 | 0.86 | 0 | 0 | -0.04 | -0.32 | 0 |  | 0.4 | 0.39 | 0.23 | 52.49 | 1309.792 | 1.31
D | 4002 | 2023-02-23 | 24 | OFF | 33.41 | 11.53 | 0.17 | 0.07 | 0.27 | 0 | 0 | 0.04 | 0.05 | -0.32 | 0 |  | 0.4 | 0.39 | 0.23 | 46.24 | 1207.086 | 0.51
D | 4002 | 2023-02-24 | 1 | OFF | 81.85 | 11.53 | 0.31 | 0.35 | 0.28 | 0 | 0 | -0.07 | 0.1 | -0.32 | 0 |  | 0.4 | 0.39 | 0.23 | 95.05 | 1157.315 | 0.94
D | 4002 | 2023-02-24 | 2 | OFF | 94.5 | 11.53 | 0.31 | 0.35 | 0.32 | 0 | 0 | -0.06 | 0.22 | -0.32 | 0 |  | 0.4 | 0.39 | 0.23 | 107.87 | 1130.704 | 0.98
D | 4002 | 2023-02-24 | 3 | OFF | 82.3 | 11.53 | 0.31 | 0.35 | 0.19 | 0 | 0 | -0.03 | 0.17 | -0.32 | 0 |  | 0.4 | 0.39 | 0.23 | 95.52 | 1127.954 | 0.85
D | 4002 | 2023-02-24 | 4 | OFF | 39.79 | 11.53 | 0.31 | 0.35 | 0.02 | 0 | 0 | -0.04 | -0.05 | -0.32 | 0 |  | 0.4 | 0.39 | 0.23 | 52.61 | 1125.204 | 0.68
D | 4002 | 2023-02-24 | 5 | OFF | 55.31 | 11.53 | 0.31 | 0.35 | 0.19 | 0 | 0 | 0.09 | 0.06 | -0.32 | 0 |  | 0.4 | 0.39 | 0.23 | 68.54 | 1167.005 | 0.85
D | 4002 | 2023-02-24 | 6 | OFF | 73.42 | 11.53 | 0.31 | 0.35 | 0.66 | 0 | 0 | 0.15 | 0.38 | -0.32 | 0 |  | 0.4 | 0.39 | 0.23 | 87.5 | 1250.628 | 1.32
D | 4002 | 2023-02-24 | 7 | OFF | 113.5 | 11.53 | 0.31 | 0.35 | 0.44 | 0 | 0 | 0.01 | -0.34 | -0.32 | 0 |  | 0.4 | 0.39 | 0.23 | 126.5 | 1392.565 | 1.1
D | 4002 | 2023-02-24 | 8 | ON | 47.18 | 11.53 | 0.31 | 0.35 | 1.53 | 0.78 | 0 | 0.02 | -0.75 | -0.32 | 0 |  | 0.4 | 0.39 | 0.23 | 61.65 | 1475.47 | 2.97
D | 4002 | 2023-02-24 | 9 | ON | 35.16 | 11.53 | 0.31 | 0.35 | 0.21 | 0.66 | 0 | -0.01 | -0.43 | -0.32 | 0 |  | 0.4 | 0.39 | 0.23 | 48.48 | 1513.942 | 1.53
D | 4002 | 2023-02-24 | 10 | ON | 76.21 | 11.53 | 0.31 | 0.35 | 0.12 | 0.65 | 0 | -0.13 | -0.3 | -0.32 | 0 |  | 0.4 | 0.39 | 0.23 | 89.44 | 1520.706 | 1.43
D | 4002 | 2023-02-24 | 11 | ON | 124.75 | 11.53 | 0.31 | 0.35 | 0.43 | 0.76 | 0 | -0.13 | -0.45 | -0.32 | 0 |  | 0.4 | 0.39 | 0.23 | 138.25 | 1517.026 | 1.85
D | 4002 | 2023-02-24 | 12 | ON | 127.36 | 11.53 | 0.31 | 0.35 | 0.35 | 0.77 | 0 | 0.06 | -0.41 | -0.32 | 0 |  | 0.4 | 0.39 | 0.23 | 141.02 | 1526.535 | 1.78
D | 4002 | 2023-02-24 | 13 | ON | 104.79 | 11.53 | 0.31 | 0.35 | 0.45 | 0.78 | 0 | 0.02 | -0.41 | -0.32 | 0 |  | 0.4 | 0.39 | 0.23 | 118.52 | 1520.186 | 1.89
D | 4002 | 2023-02-24 | 14 | ON | 93.94 | 11.53 | 0.31 | 0.35 | 0.19 | 0.79 | 0 | 0.05 | -1.1 | -0.32 | 0 |  | 0.4 | 0.39 | 0.23 | 106.76 | 1502.091 | 1.64
D | 4002 | 2023-02-24 | 15 | ON | 122.71 | 11.53 | 0.31 | 0.35 | 0.45 | 0.8 | 0 | 0.05 | -0.97 | -0.32 | 0 |  | 0.4 | 0.39 | 0.23 | 135.93 | 1470.539 | 1.91
D | 4002 | 2023-02-24 | 16 | ON | 109.31 | 11.53 | 0.31 | 0.35 | 0.32 | 0.78 | 0 | 0.04 | -1.18 | -0.32 | 0 |  | 0.4 | 0.39 | 0.23 | 122.16 | 1479.145 | 1.76
D | 4002 | 2023-02-24 | 17 | ON | 132.33 | 11.53 | 0.31 | 0.35 | 0.34 | 0.75 | 0 | 0.05 | -1.4 | -0.32 | 0 |  | 0.4 | 0.39 | 0.23 | 144.96 | 1530.913 | 1.75
D | 4002 | 2023-02-24 | 18 | ON | 160.63 | 11.53 | 0.31 | 0.35 | 0.32 | 0.7 | 0 | 0.05 | -1.42 | -0.32 | 0 |  | 0.4 | 0.39 | 0.23 | 173.17 | 1615.095 | 1.68
D | 4002 | 2023-02-24 | 19 | ON | 154.94 | 11.53 | 0.31 | 0.35 | 0.43 | 0.69 | 0 | 0.03 | -1.83 | -0.32 | 0 |  | 0.4 | 0.39 | 0.23 | 167.15 | 1642.087 | 1.78
D | 4002 | 2023-02-24 | 20 | ON | 141.3 | 11.53 | 0.31 | 0.35 | 0.24 | 0.7 | 0 | 0.07 | -1.67 | -0.32 | 0 |  | 0.4 | 0.39 | 0.23 | 153.53 | 1599.354 | 1.6
D | 4002 | 2023-02-24 | 21 | ON | 136.09 | 11.53 | 0.31 | 0.35 | 0.22 | 0.72 | 0 | -0.07 | -1.33 | -0.32 | 0 |  | 0.4 | 0.39 | 0.23 | 148.52 | 1536.688 | 1.6
D | 4002 | 2023-02-24 | 22 | ON | 133 | 11.53 | 0.31 | 0.35 | 0.97 | 0.74 | 0 | -0.15 | -1.54 | -0.32 | 0 |  | 0.4 | 0.39 | 0.23 | 145.91 | 1470.887 | 2.37
D | 4002 | 2023-02-24 | 23 | ON | 113.41 | 11.53 | 0.31 | 0.35 | 1.43 | 0.78 | 0 | -0.01 | -1.58 | -0.32 | 0 |  | 0.4 | 0.39 | 0.23 | 126.92 | 1407.501 | 2.87
D | 4002 | 2023-02-24 | 24 | OFF | 103 | 11.53 | 0.31 | 0.35 | 1.03 | 0 | 0 | -0.07 | -1.37 | -0.32 | 0 |  | 0.4 | 0.39 | 0.23 | 115.48 | 1325.291 | 1.69
D | 4002 | 2023-02-25 | 1 | OFF | 83.83 | 11.53 | 1.02 | 0.03 | 0.39 | 0 | 0 | -0.08 | -1.8 | -0.32 | 0 |  | 0.4 | 0.39 | 0.23 | 95.62 | 1263.589 | 1.44
D | 4002 | 2023-02-25 | 2 | OFF | 84.26 | 11.53 | 1.02 | 0.03 | 0.08 | 0 | 0 | -0.05 | -2.09 | -0.32 | 0 |  | 0.4 | 0.39 | 0.23 | 95.48 | 1259.142 | 1.13
D | 4002 | 2023-02-25 | 3 | OFF | 70.82 | 11.53 | 1.02 | 0.03 | 0.08 | 0 | 0 | -0.08 | -2.43 | -0.32 | 0 |  | 0.4 | 0.39 | 0.23 | 81.67 | 1249.918 | 1.13
D | 4002 | 2023-02-25 | 4 | OFF | 65.75 | 11.53 | 1.02 | 0.03 | 0.01 | 0 | 0 | -0.05 | -2.35 | -0.32 | 0 |  | 0.4 | 0.39 | 0.23 | 76.64 | 1225.379 | 1.06
D | 4002 | 2023-02-25 | 5 | OFF | 64.53 | 11.53 | 1.02 | 0.03 | 0.55 | 0 | 0 | 0.01 | -1.89 | -0.32 | 0 |  | 0.4 | 0.39 | 0.23 | 76.48 | 1253.548 | 1.6
D | 4002 | 2023-02-25 | 6 | OFF | 62.18 | 11.53 | 1.02 | 0.03 | 0.14 | 0 | 0 | -0.1 | -1.86 | -0.32 | 0 |  | 0.4 | 0.39 | 0.23 | 73.64 | 1303.038 | 1.19
D | 4002 | 2023-02-25 | 7 | OFF | 60.13 | 11.53 | 1.02 | 0.03 | 0.12 | 0 | 0 | -0.02 | -2.13 | -0.32 | 0 |  | 0.4 | 0.39 | 0.23 | 71.38 | 1376.757 | 1.17
D | 4002 | 2023-02-25 | 8 | OFF | 64.06 | 11.53 | 1.02 | 0.03 | 0.48 | 0 | 0 | 0.04 | -2.56 | -0.32 | 0 |  | 0.4 | 0.39 | 0.23 | 75.3 | 1461.481 | 1.53
D | 4002 | 2023-02-25 | 9 | OFF | 65.3 | 11.53 | 1.02 | 0.03 | 0.14 | 0 | 0 | 0.02 | -2.39 | -0.32 | 0 |  | 0.4 | 0.39 | 0.23 | 76.35 | 1532.785 | 1.19
D | 4002 | 2023-02-25 | 10 | OFF | 91.74 | 11.53 | 1.02 | 0.03 | 0.17 | 0 | 0 | 0.01 | -2.41 | -0.32 | 0 |  | 0.4 | 0.39 | 0.23 | 102.79 | 1566.868 | 1.22
D | 4002 | 2023-02-25 | 11 | OFF | 148.68 | 11.53 | 1.02 | 0.03 | 0.27 | 0 | 0 | -0.01 | -2.97 | -0.32 | 0 |  | 0.4 | 0.39 | 0.23 | 159.25 | 1576.571 | 1.32
D | 4002 | 2023-02-25 | 12 | OFF | 143.91 | 11.53 | 1.02 | 0.03 | 0.27 | 0 | 0 | 0.07 | -2.86 | -0.32 | 0 |  | 0.4 | 0.39 | 0.23 | 154.67 | 1584.572 | 1.32
D | 4002 | 2023-02-25 | 13 | OFF | 143.96 | 11.53 | 1.02 | 0.03 | 0.15 | 0 | 0 | 0 | -2.41 | -0.32 | 0 |  | 0.4 | 0.39 | 0.23 | 154.98 | 1555.437 | 1.2
D | 4002 | 2023-02-25 | 14 | OFF | 142.79 | 11.53 | 1.02 | 0.03 | 0.28 | 0 | 0 | 0.04 | -2.52 | -0.32 | 0 |  | 0.4 | 0.39 | 0.23 | 153.87 | 1533.65 | 1.33
D | 4002 | 2023-02-25 | 15 | OFF | 144.43 | 11.53 | 1.02 | 0.03 | 0.3 | 0 | 0 | 0.08 | -2.63 | -0.32 | 0 |  | 0.4 | 0.39 | 0.23 | 155.46 | 1521.685 | 1.35
D | 4002 | 2023-02-25 | 16 | OFF | 155.59 | 11.53 | 1.02 | 0.03 | 0.27 | 0 | 0 | 0.13 | -2.5 | -0.32 | 0 |  | 0.4 | 0.39 | 0.23 | 166.77 | 1515.113 | 1.32
D | 4002 | 2023-02-25 | 17 | OFF | 153.87 | 11.53 | 1.02 | 0.03 | 0.29 | 0 | 0 | 0.21 | -2.23 | -0.32 | 0 |  | 0.4 | 0.39 | 0.23 | 165.42 | 1553.759 | 1.34
D | 4002 | 2023-02-25 | 18 | OFF | 156.73 | 11.53 | 1.02 | 0.03 | 0.66 | 0 | 0 | 0.03 | -2.69 | -0.32 | 0 |  | 0.4 | 0.39 | 0.23 | 168.01 | 1610.986 | 1.71
D | 4002 | 2023-02-25 | 19 | OFF | 191.23 | 11.53 | 1.02 | 0.03 | 1.33 | 0 | 0 | 0.05 | -2.46 | -0.32 | 0 |  | 0.4 | 0.39 | 0.23 | 203.43 | 1612.514 | 2.38
D | 4002 | 2023-02-25 | 20 | OFF | 148.1 | 11.53 | 1.02 | 0.03 | 0.75 | 0 | 0 | 0.03 | -2.18 | -0.32 | 0 |  | 0.4 | 0.39 | 0.23 | 159.98 | 1564.185 | 1.8
D | 4002 | 2023-02-25 | 21 | OFF | 164.02 | 11.53 | 1.02 | 0.03 | 0.68 | 0 | 0 | -0.16 | -1.96 | -0.32 | 0 |  | 0.4 | 0.39 | 0.23 | 175.86 | 1501.689 | 1.73
D | 4002 | 2023-02-25 | 22 | OFF | 154.83 | 11.53 | 1.02 | 0.03 | 0.47 | 0 | 0 | 0.01 | -2.23 | -0.32 | 0 |  | 0.4 | 0.39 | 0.23 | 166.36 | 1435.453 | 1.52
D | 4002 | 2023-02-25 | 23 | OFF | 130.93 | 11.53 | 1.02 | 0.03 | 0.48 | 0 | 0 | 0.14 | -1.56 | -0.32 | 0 |  | 0.4 | 0.39 | 0.23 | 143.27 | 1355.143 | 1.53
D | 4002 | 2023-02-25 | 24 | OFF | 116.52 | 11.53 | 1.02 | 0.03 | 0.65 | 0 | 0 | -0.1 | -2.24 | -0.32 | 0 |  | 0.4 | 0.39 | 0.23 | 128.11 | 1294.042 | 1.7
D | 4002 | 2023-02-26 | 1 | OFF | 178.5 | 11.53 | 0.98 | 0.45 | 1.62 | 0 | 0 | -0.18 | -2.54 | -0.32 | 0 |  | 0.4 | 0.39 | 0.23 | 191.06 | 1246.602 | 3.05
D | 4002 | 2023-02-26 | 2 | OFF | 185.35 | 11.53 | 0.98 | 0.45 | 0.41 | 0 | 0 | 0.04 | -0.92 | -0.32 | 0 |  | 0.4 | 0.39 | 0.23 | 198.54 | 1217.153 | 1.84
D | 4002 | 2023-02-26 | 3 | OFF | 165.42 | 11.53 | 0.98 | 0.45 | 0.52 | 0 | 0 | -0.01 | -0.58 | -0.32 | 0 |  | 0.4 | 0.39 | 0.23 | 179.01 | 1206.318 | 1.95
D | 4002 | 2023-02-26 | 4 | OFF | 182.02 | 11.53 | 0.98 | 0.45 | 1 | 0 | 0 | -0.12 | -0.7 | -0.32 | 0 |  | 0.4 | 0.39 | 0.23 | 195.86 | 1209.691 | 2.43
D | 4002 | 2023-02-26 | 5 | OFF | 203.5 | 11.53 | 0.98 | 0.45 | 1.16 | 0 | 0 | 0.02 | -0.66 | -0.32 | 0 |  | 0.4 | 0.39 | 0.23 | 217.68 | 1223.997 | 2.59
D | 4002 | 2023-02-26 | 6 | OFF | 212.65 | 11.53 | 0.98 | 0.45 | 0.88 | 0 | 0 | 0.03 | -0.8 | -0.32 | 0 |  | 0.4 | 0.39 | 0.23 | 226.42 | 1257.219 | 2.31
D | 4002 | 2023-02-26 | 7 | OFF | 223.27 | 11.53 | 0.98 | 0.45 | 0.37 | 0 | 0 | 0.05 | -0.77 | -0.32 | 0 |  | 0.4 | 0.39 | 0.23 | 236.58 | 1316.538 | 1.8
D | 4002 | 2023-02-26 | 8 | OFF | 241.37 | 11.53 | 0.98 | 0.45 | 0.43 | 0 | 0.04 | -0.11 | -0.47 | -0.32 | 0 |  | 0.4 | 0.39 | 0.23 | 254.92 | 1394.929 | 1.9
D | 4002 | 2023-02-26 | 9 | OFF | 285.66 | 11.53 | 0.98 | 0.45 | 2.57 | 0 | 0.2 | -0.07 | -0.36 | -0.32 | 0 |  | 0.4 | 0.39 | 0.23 | 301.66 | 1457.761 | 4.2
D | 4002 | 2023-02-26 | 10 | OFF | 281.43 | 11.53 | 0.98 | 0.45 | 0.76 | 0 | 0.38 | -0.07 | -0.55 | -0.32 | 0 |  | 0.4 | 0.39 | 0.23 | 295.61 | 1526.168 | 2.57
D | 4002 | 2023-02-26 | 11 | OFF | 204.53 | 11.53 | 0.98 | 0.45 | 0.16 | 0 | 0.09 | -0.24 | -0.77 | -0.32 | 0 |  | 0.4 | 0.39 | 0.23 | 217.43 | 1547.743 | 1.68
D | 4002 | 2023-02-26 | 12 | OFF | 189.06 | 11.53 | 0.98 | 0.45 | 0.28 | 0 | 0 | -0.44 | -0.57 | -0.32 | 0 |  | 0.4 | 0.39 | 0.23 | 201.99 | 1555.254 | 1.71
D | 4002 | 2023-02-26 | 13 | OFF | 271.95 | 11.53 | 0.98 | 0.45 | 0.54 | 0 | 0 | -0.32 | -0.24 | -0.32 | 0 |  | 0.4 | 0.39 | 0.23 | 285.59 | 1552.79 | 1.97
D | 4002 | 2023-02-26 | 14 | OFF | 224.05 | 11.53 | 0.98 | 0.45 | 0.72 | 0 | 0.05 | 0.16 | 0.47 | -0.32 | 0 |  | 0.4 | 0.39 | 0.23 | 239.11 | 1523.489 | 2.2
D | 4002 | 2023-02-26 | 15 | OFF | 140.37 | 11.53 | 0.98 | 0.45 | 0.49 | 0 | 0 | 0.04 | -0.03 | -0.32 | 0 |  | 0.4 | 0.39 | 0.23 | 154.53 | 1497.486 | 1.92
D | 4002 | 2023-02-26 | 16 | OFF | 85.06 | 11.53 | 0.98 | 0.45 | 0.09 | 0 | 0 | 0.05 | -0.55 | -0.32 | 0 |  | 0.4 | 0.39 | 0.23 | 98.31 | 1480.726 | 1.52
D | 4002 | 2023-02-26 | 17 | OFF | 110.87 | 11.53 | 0.98 | 0.45 | 0.16 | 0 | 0.04 | -0.03 | -0.12 | -0.32 | 0 |  | 0.4 | 0.39 | 0.23 | 124.58 | 1501.192 | 1.63
D | 4002 | 2023-02-26 | 18 | OFF | 266.07 | 11.53 | 0.98 | 0.45 | 1.26 | 0 | 0.04 | -0.12 | -0.04 | -0.32 | 0 |  | 0.4 | 0.39 | 0.23 | 280.87 | 1579.992 | 2.73
D | 4002 | 2023-02-26 | 19 | OFF | 373.38 | 11.53 | 0.98 | 0.45 | 0.55 | 0 | 0 | 0.06 | -0.66 | -0.32 | 0 |  | 0.4 | 0.39 | 0.23 | 386.99 | 1601.658 | 1.98
D | 4002 | 2023-02-26 | 20 | OFF | 304.71 | 11.53 | 0.98 | 0.45 | 0.85 | 0 | 0 | -0.06 | -0.35 | -0.32 | 0 |  | 0.4 | 0.39 | 0.23 | 318.81 | 1540.015 | 2.28
D | 4002 | 2023-02-26 | 21 | OFF | 195.88 | 11.53 | 0.98 | 0.45 | 1.12 | 0 | 0.11 | 0.38 | 0.54 | -0.32 | 0 |  | 0.4 | 0.39 | 0.23 | 211.69 | 1463.742 | 2.66
D | 4002 | 2023-02-26 | 22 | OFF | 142.23 | 11.53 | 0.98 | 0.45 | 0.64 | 0 | 0.03 | 0.09 | -0.23 | -0.32 | 0 |  | 0.4 | 0.39 | 0.23 | 156.42 | 1379.54 | 2.1
D | 4002 | 2023-02-26 | 23 | OFF | 126.91 | 11.53 | 0.98 | 0.45 | 0.57 | 0 | 0 | 0.2 | -0.5 | -0.32 | 0 |  | 0.4 | 0.39 | 0.23 | 140.84 | 1299.393 | 2
D | 4002 | 2023-02-26 | 24 | OFF | 103.59 | 11.53 | 0.98 | 0.45 | 1.91 | 0 | 0 | 0.04 | -0.45 | -0.32 | 0 |  | 0.4 | 0.39 | 0.23 | 118.75 | 1224.085 | 3.34
D | 4002 | 2023-02-27 | 1 | OFF | 183.79 | 11.53 | 0.52 | 0.36 | 0.23 | 0 | 0 | 0.05 | -0.64 | -0.32 | 0 |  | 0.4 | 0.39 | 0.23 | 196.54 | 1190.39 | 1.11
D | 4002 | 2023-02-27 | 2 | OFF | 184.37 | 11.53 | 0.52 | 0.36 | 0 | 0 | 0 | -0.07 | -0.84 | -0.32 | 0 |  | 0.4 | 0.39 | 0.23 | 196.57 | 1173.622 | 0.88
D | 4002 | 2023-02-27 | 3 | OFF | 118.1 | 11.53 | 0.52 | 0.36 | 0.61 | 0 | 0 | 0.16 | -0.66 | -0.32 | 0 |  | 0.4 | 0.39 | 0.23 | 131.32 | 1170.248 | 1.49
D | 4002 | 2023-02-27 | 4 | OFF | 120.44 | 11.53 | 0.52 | 0.36 | 0.65 | 0 | 0 | 0.17 | -0.76 | -0.32 | 0 |  | 0.4 | 0.39 | 0.23 | 133.61 | 1185.724 | 1.53
D | 4002 | 2023-02-27 | 5 | OFF | 161.94 | 11.53 | 0.52 | 0.36 | 0.51 | 0 | 0 | 0.01 | -0.4 | -0.32 | 0 |  | 0.4 | 0.39 | 0.23 | 175.17 | 1230.858 | 1.39
D | 4002 | 2023-02-27 | 6 | OFF | 176.75 | 11.53 | 0.52 | 0.36 | 1.48 | 0 | 0 | 0.18 | -0.14 | -0.32 | 0 |  | 0.4 | 0.39 | 0.23 | 191.38 | 1339 | 2.36
D | 4002 | 2023-02-27 | 7 | OFF | 173.34 | 11.53 | 0.52 | 0.36 | 1.85 | 0 | 0 | 0.04 | -0.36 | -0.32 | 0 |  | 0.4 | 0.39 | 0.23 | 187.98 | 1456.658 | 2.73
D | 4002 | 2023-02-27 | 8 | ON | 166.8 | 11.53 | 0.52 | 0.36 | 1.59 | 0.69 | 0.01 | 0 | -0.75 | -0.32 | 0 |  | 0.4 | 0.39 | 0.23 | 181.45 | 1543.898 | 3.17
D | 4002 | 2023-02-27 | 9 | ON | 113.64 | 11.53 | 0.52 | 0.36 | 0.37 | 0.71 | 0 | 0.17 | -0.23 | -0.32 | 0 |  | 0.4 | 0.39 | 0.23 | 127.77 | 1557.629 | 1.96
D | 4002 | 2023-02-27 | 10 | ON | 70.77 | 11.53 | 0.52 | 0.36 | 0.21 | 0.73 | 0 | 0.03 | -0.51 | -0.32 | 0 |  | 0.4 | 0.39 | 0.23 | 84.34 | 1527.007 | 1.82
D | 4002 | 2023-02-27 | 11 | ON | 86.59 | 11.53 | 0.52 | 0.36 | 0.16 | 0.74 | 0 | 0.15 | -0.51 | -0.32 | 0 |  | 0.4 | 0.39 | 0.23 | 100.24 | 1499.307 | 1.78
D | 4002 | 2023-02-27 | 12 | ON | 73.32 | 11.53 | 0.52 | 0.36 | 0.15 | 0.79 | 0 | 0.17 | -0.33 | -0.32 | 0 |  | 0.4 | 0.39 | 0.23 | 87.21 | 1449.005 | 1.82
D | 4002 | 2023-02-27 | 13 | ON | 68.54 | 11.53 | 0.52 | 0.36 | 0.06 | 0.81 | 0 | 0.06 | -0.33 | -0.32 | 0 |  | 0.4 | 0.39 | 0.23 | 82.25 | 1419.184 | 1.75
D | 4002 | 2023-02-27 | 14 | ON | 68.11 | 11.53 | 0.52 | 0.36 | 0.32 | 0.81 | 0 | 0.04 | -0.56 | -0.32 | 0 |  | 0.4 | 0.39 | 0.23 | 81.83 | 1414.138 | 2.01
D | 4002 | 2023-02-27 | 15 | ON | 65.51 | 11.53 | 0.52 | 0.36 | 0.15 | 0.8 | 0 | -0.07 | -0.58 | -0.32 | 0 |  | 0.4 | 0.39 | 0.23 | 78.92 | 1418.212 | 1.83
D | 4002 | 2023-02-27 | 16 | ON | 76.53 | 11.53 | 0.52 | 0.36 | 0.06 | 0.77 | 0 | -0.03 | -0.43 | -0.32 | 0 |  | 0.4 | 0.39 | 0.23 | 90.01 | 1424.57 | 1.71
D | 4002 | 2023-02-27 | 17 | ON | 94.34 | 11.53 | 0.52 | 0.36 | 0.19 | 0.72 | 0 | -0.1 | -0.57 | -0.32 | 0 |  | 0.4 | 0.39 | 0.23 | 107.69 | 1493.928 | 1.79
D | 4002 | 2023-02-27 | 18 | ON | 120.68 | 11.53 | 0.52 | 0.36 | 0.24 | 0.68 | 0 | -0.14 | -0.13 | -0.32 | 0 |  | 0.4 | 0.39 | 0.23 | 134.44 | 1577.261 | 1.8
D | 4002 | 2023-02-27 | 19 | ON | 162.37 | 11.53 | 0.52 | 0.36 | 0.84 | 0.66 | 0.46 | 0.03 | -1.02 | -0.32 | 0 |  | 0.4 | 0.39 | 0.23 | 176.45 | 1591.873 | 2.84
D | 4002 | 2023-02-27 | 20 | ON | 121.19 | 11.53 | 0.52 | 0.36 | 0.35 | 0.68 | 0 | -0.02 | -0.56 | -0.32 | 0 |  | 0.4 | 0.39 | 0.23 | 134.75 | 1537.744 | 1.91
D | 4002 | 2023-02-27 | 21 | ON | 98.95 | 11.53 | 0.52 | 0.36 | 0.78 | 0.7 | 0.16 | -0.03 | -0.43 | -0.32 | 0 |  | 0.4 | 0.39 | 0.23 | 113.24 | 1463.896 | 2.52
D | 4002 | 2023-02-27 | 22 | ON | 130.52 | 11.53 | 0.52 | 0.36 | 0.21 | 0.74 | 0.27 | -0.05 | -0.2 | -0.32 | 0 |  | 0.4 | 0.39 | 0.23 | 144.6 | 1374.451 | 2.1
D | 4002 | 2023-02-27 | 23 | ON | 133.96 | 11.53 | 0.52 | 0.36 | 1.99 | 0.79 | 0 | -0.02 | -0.31 | -0.32 | 0 |  | 0.4 | 0.39 | 0.23 | 149.52 | 1282.233 | 3.66
D | 4002 | 2023-02-27 | 24 | OFF | 122.14 | 11.53 | 0.52 | 0.36 | 0.59 | 0 | 0 | -0.06 | -0.22 | -0.32 | 0 |  | 0.4 | 0.39 | 0.23 | 135.56 | 1194.979 | 1.47
D | 4002 | 2023-02-28 | 1 | OFF | 120.37 | 11.53 | 0.54 | 0.25 | 0.04 | 0 | 0 | 0.02 | -0.25 | -0.32 | 0 |  | 0.4 | 0.39 | 0.23 | 133.2 | 1143.374 | 0.83
D | 4002 | 2023-02-28 | 2 | OFF | 89.39 | 11.53 | 0.54 | 0.25 | 0 | 0 | 0 | 0.01 | -0.33 | -0.32 | 0 |  | 0.4 | 0.39 | 0.23 | 102.09 | 1141.586 | 0.79
D | 4002 | 2023-02-28 | 3 | OFF | 70.67 | 11.53 | 0.54 | 0.25 | 0 | 0 | 0 | 0.09 | -0.47 | -0.32 | 0 |  | 0.4 | 0.39 | 0.23 | 83.31 | 1142.951 | 0.79
D | 4002 | 2023-02-28 | 4 | OFF | 64.98 | 11.53 | 0.54 | 0.25 | 0 | 0 | 0 | 0.05 | -0.5 | -0.32 | 0 |  | 0.4 | 0.39 | 0.23 | 77.55 | 1139.103 | 0.79
D | 4002 | 2023-02-28 | 5 | OFF | 65.79 | 11.53 | 0.54 | 0.25 | 0.07 | 0 | 0 | 0.03 | -0.55 | -0.32 | 0 |  | 0.4 | 0.39 | 0.23 | 78.36 | 1164.23 | 0.86
D | 4002 | 2023-02-28 | 6 | OFF | 66.1 | 11.53 | 0.54 | 0.25 | 0.24 | 0 | 0 | -0.02 | -0.8 | -0.32 | 0 |  | 0.4 | 0.39 | 0.23 | 78.54 | 1237.416 | 1.03
D | 4002 | 2023-02-28 | 7 | OFF | 66.18 | 11.53 | 0.54 | 0.25 | 0.57 | 0 | 0 | 0.06 | -0.94 | -0.32 | 0 |  | 0.4 | 0.39 | 0.23 | 78.89 | 1340.837 | 1.36
D | 4002 | 2023-02-28 | 8 | ON | 77.88 | 11.53 | 0.54 | 0.25 | 1.63 | 0.74 | 0 | -0.04 | -0.68 | -0.32 | 0 |  | 0.4 | 0.39 | 0.23 | 92.55 | 1450.628 | 3.16
D | 4002 | 2023-02-28 | 9 | ON | 85.89 | 11.53 | 0.54 | 0.25 | 0.4 | 0.71 | 0 | -0.11 | -0.72 | -0.32 | 0 |  | 0.4 | 0.39 | 0.23 | 99.19 | 1517.071 | 1.9
D | 4002 | 2023-02-28 | 10 | ON | 91.94 | 11.53 | 0.54 | 0.25 | 1.05 | 0.69 | 0 | -0.06 | -0.66 | -0.32 | 0 |  | 0.4 | 0.39 | 0.23 | 105.98 | 1547.081 | 2.53
D | 4002 | 2023-02-28 | 11 | ON | 87.23 | 11.53 | 0.54 | 0.25 | 0.49 | 0.68 | 0 | -0.08 | -0.67 | -0.32 | 0 |  | 0.4 | 0.39 | 0.23 | 100.67 | 1566.766 | 1.96
D | 4002 | 2023-02-28 | 12 | ON | 100.06 | 11.53 | 0.54 | 0.25 | 1.25 | 0.68 | 0.01 | 0.03 | -0.52 | -0.32 | 0 |  | 0.4 | 0.39 | 0.23 | 114.53 | 1571.82 | 2.73
D | 4002 | 2023-02-28 | 13 | ON | 91.79 | 11.53 | 0.54 | 0.25 | 0.46 | 0.68 | 0 | 0.03 | -0.5 | -0.32 | 0 |  | 0.4 | 0.39 | 0.23 | 105.48 | 1568.163 | 1.93
D | 4002 | 2023-02-28 | 14 | ON | 77.16 | 11.53 | 0.54 | 0.25 | 0.13 | 0.68 | 0 | -0.01 | -0.44 | -0.32 | 0 |  | 0.4 | 0.39 | 0.23 | 90.54 | 1547.78 | 1.6
D | 4002 | 2023-02-28 | 15 | ON | 74.37 | 11.53 | 0.54 | 0.25 | 0.08 | 0.69 | 0 | 0.01 | -0.41 | -0.32 | 0 |  | 0.4 | 0.39 | 0.23 | 87.76 | 1523.857 | 1.56
D | 4002 | 2023-02-28 | 16 | ON | 77.52 | 11.53 | 0.54 | 0.25 | 0.09 | 0.69 | 0 | 0.03 | -0.44 | -0.32 | 0 |  | 0.4 | 0.39 | 0.23 | 90.91 | 1511.486 | 1.57
D | 4002 | 2023-02-28 | 17 | ON | 76.97 | 11.53 | 0.54 | 0.25 | 0.64 | 0.69 | 0.03 | -0.01 | -0.37 | -0.32 | 0 |  | 0.4 | 0.39 | 0.23 | 90.97 | 1535.18 | 2.15
D | 4002 | 2023-02-28 | 18 | ON | 84.91 | 11.53 | 0.54 | 0.25 | 0.17 | 0.66 | 0 | -0.01 | -0.32 | -0.32 | 0 |  | 0.4 | 0.39 | 0.23 | 98.43 | 1586.138 | 1.62
D | 4002 | 2023-02-28 | 19 | ON | 97.71 | 11.53 | 0.54 | 0.25 | 0.2 | 0.66 | 0 | 0 | -0.31 | -0.32 | 0 |  | 0.4 | 0.39 | 0.23 | 111.28 | 1590.754 | 1.65
D | 4002 | 2023-02-28 | 20 | ON | 101.35 | 11.53 | 0.54 | 0.25 | 0.18 | 0.68 | 0.19 | -0.06 | -0.3 | -0.32 | 0 |  | 0.4 | 0.39 | 0.23 | 115.06 | 1522.709 | 1.84
D | 4002 | 2023-02-28 | 21 | ON | 74.11 | 11.53 | 0.54 | 0.25 | 0.15 | 0.71 | 0.15 | -0.07 | -0.2 | -0.32 | 0 |  | 0.4 | 0.39 | 0.23 | 87.87 | 1443.866 | 1.8
D | 4002 | 2023-02-28 | 22 | ON | 84.73 | 11.53 | 0.54 | 0.25 | 0.59 | 0.76 | 0.18 | -0.04 | -0.01 | -0.32 | 0 |  | 0.4 | 0.39 | 0.23 | 99.23 | 1338.963 | 2.32
D | 4002 | 2023-02-28 | 23 | ON | 57.29 | 11.53 | 0.54 | 0.25 | 0.28 | 0.82 | 0 | -0.01 | -0.2 | -0.32 | 0 |  | 0.4 | 0.39 | 0.23 | 71.2 | 1241.1 | 1.89
D | 4002 | 2023-02-28 | 24 | OFF | 56.08 | 11.53 | 0.54 | 0.25 | 0.13 | 0 | 0 | 0.03 | -0.14 | -0.32 | 0 |  | 0.4 | 0.39 | 0.23 | 69.12 | 1178.958 | 0.92
T | 672 lines

## whlsecost_hourly_4002_202303
C | Hourly Wholesale Load Cost Report
C | Filename: whlsecost_hourly_4002_202303.csv
C | Report for: 03 2023
C | Report generated: 04/11/2023 11:14:50 EDT
H | Location ID | Local Date | Local Hour | OnOffPeak | RTLMP | Capacity | First Contingency | Second Contingency | Regulation | Forward Reserves | Real-Time Reserves | Inadvertent | Marginal Loss Rev Fund | Auction Rev Rights | Real-Time Demand Reduction Cost | Price Responsive Demand Cost | ISO Sched 2 | ISO Sched 3 | NEPOOL Exp | Total Cost | RTLO
H | Number | Date | Number | String | Number | Number | Number | Number | Number | Number | Number | Number | Number | Number | Number | Number | Number | Number | Number | Number | Number | Total Ancillary & NCPC
D | 4002 | 2023-03-01 | 1 | OFF | 44.57 | 11.57 | 0.75 | 0.1 | 0.01 | 0 | 0 | 0.11 | -0.08 | -0.26 | 0 |  | 0.4 | 0.35 | 0.23 | 57.75 | 1120.215 | 0.86
D | 4002 | 2023-03-01 | 2 | OFF | 37.21 | 11.57 | 0.75 | 0.1 | 0.03 | 0 | 0 | -0.01 | -0.17 | -0.26 | 0 |  | 0.4 | 0.35 | 0.23 | 50.2 | 1102.952 | 0.88
D | 4002 | 2023-03-01 | 3 | OFF | 41.26 | 11.57 | 0.75 | 0.1 | 0.1 | 0 | 0 | -0.02 | -0.12 | -0.26 | 0 |  | 0.4 | 0.35 | 0.23 | 54.36 | 1092.727 | 0.95
D | 4002 | 2023-03-01 | 4 | OFF | 42.42 | 11.57 | 0.75 | 0.1 | 0.06 | 0 | 0 | -0.02 | -0.15 | -0.26 | 0 |  | 0.4 | 0.35 | 0.23 | 55.45 | 1124.986 | 0.91
D | 4002 | 2023-03-01 | 5 | OFF | 41.64 | 11.57 | 0.75 | 0.1 | 0.04 | 0 | 0 | 0.01 | -0.16 | -0.26 | 0 |  | 0.4 | 0.35 | 0.23 | 54.67 | 1171.711 | 0.89
D | 4002 | 2023-03-01 | 6 | OFF | 45.58 | 11.57 | 0.75 | 0.1 | 0.15 | 0 | 0 | 0.01 | -0.32 | -0.26 | 0 |  | 0.4 | 0.35 | 0.23 | 58.56 | 1265.587 | 1
D | 4002 | 2023-03-01 | 7 | OFF | 81.28 | 11.57 | 0.75 | 0.1 | 1.48 | 0 | 0 | 0.03 | -0.42 | -0.26 | 0 |  | 0.4 | 0.35 | 0.23 | 95.51 | 1385.055 | 2.33
D | 4002 | 2023-03-01 | 8 | ON | 84.35 | 11.57 | 0.75 | 0.1 | 1.27 | 0.63 | 0 | 0.06 | -0.67 | -0.26 | 0 |  | 0.4 | 0.35 | 0.23 | 98.78 | 1448.927 | 2.75
D | 4002 | 2023-03-01 | 9 | ON | 70.75 | 11.57 | 0.75 | 0.1 | 0.69 | 0.64 | 0.05 | -0.05 | -0.37 | -0.26 | 0 |  | 0.4 | 0.35 | 0.23 | 84.85 | 1459.531 | 2.23
D | 4002 | 2023-03-01 | 10 | ON | 55.97 | 11.57 | 0.75 | 0.1 | 0.24 | 0.66 | 0.12 | 0.05 | -0.23 | -0.26 | 0 |  | 0.4 | 0.35 | 0.23 | 69.95 | 1434.515 | 1.87
D | 4002 | 2023-03-01 | 11 | ON | 34.64 | 11.57 | 0.75 | 0.1 | 0.08 | 0.68 | 0 | 0.03 | -0.26 | -0.26 | 0 |  | 0.4 | 0.35 | 0.23 | 48.31 | 1403.982 | 1.61
D | 4002 | 2023-03-01 | 12 | ON | 31.25 | 11.57 | 0.75 | 0.1 | 0.05 | 0.7 | 0 | -0.03 | -0.28 | -0.26 | 0 |  | 0.4 | 0.35 | 0.23 | 44.83 | 1387.305 | 1.6
D | 4002 | 2023-03-01 | 13 | ON | 32.89 | 11.57 | 0.75 | 0.1 | 0.05 | 0.71 | 0 | -0.05 | -0.3 | -0.26 | 0 |  | 0.4 | 0.35 | 0.23 | 46.44 | 1386.656 | 1.61
D | 4002 | 2023-03-01 | 14 | ON | 82.77 | 11.57 | 0.75 | 0.1 | 0.1 | 0.7 | 0 | -0.12 | 0.47 | -0.26 | 0 |  | 0.4 | 0.35 | 0.23 | 97.06 | 1386.705 | 1.65
D | 4002 | 2023-03-01 | 15 | ON | 65.73 | 11.57 | 0.75 | 0.1 | 0.24 | 0.68 | 0 | 0.14 | -0.47 | -0.26 | 0 |  | 0.4 | 0.35 | 0.23 | 79.46 | 1394.079 | 1.77
D | 4002 | 2023-03-01 | 16 | ON | 60.16 | 11.57 | 0.75 | 0.1 | 0.15 | 0.66 | 0.01 | -0.08 | 0.01 | -0.26 | 0 |  | 0.4 | 0.35 | 0.23 | 74.05 | 1400.664 | 1.67
D | 4002 | 2023-03-01 | 17 | ON | 69.09 | 11.57 | 0.75 | 0.1 | 0.19 | 0.64 | 0 | 0.08 | -0.16 | -0.26 | 0 |  | 0.4 | 0.35 | 0.23 | 82.98 | 1448.804 | 1.68
D | 4002 | 2023-03-01 | 18 | ON | 64.74 | 11.57 | 0.75 | 0.1 | 0.14 | 0.65 | 0 | 0.02 | -0.25 | -0.26 | 0 |  | 0.4 | 0.35 | 0.23 | 78.44 | 1523.581 | 1.64
D | 4002 | 2023-03-01 | 19 | ON | 63.06 | 11.57 | 0.75 | 0.1 | 0.37 | 0.64 | 0 | 0.15 | -0.45 | -0.26 | 0 |  | 0.4 | 0.35 | 0.23 | 76.91 | 1532.626 | 1.86
D | 4002 | 2023-03-01 | 20 | ON | 52.18 | 11.57 | 0.75 | 0.1 | 0.15 | 0.66 | 0.16 | -0.08 | -0.31 | -0.26 | 0 |  | 0.4 | 0.35 | 0.23 | 65.9 | 1491.648 | 1.82
D | 4002 | 2023-03-01 | 21 | ON | 54.57 | 11.57 | 0.75 | 0.1 | 0.19 | 0.68 | 0.02 | -0.04 | -0.06 | -0.26 | 0 |  | 0.4 | 0.35 | 0.23 | 68.5 | 1410.212 | 1.74
D | 4002 | 2023-03-01 | 22 | ON | 43.24 | 11.57 | 0.75 | 0.1 | 0.13 | 0.72 | 0 | -0.01 | -0.18 | -0.26 | 0 |  | 0.4 | 0.35 | 0.23 | 57.04 | 1338.854 | 1.7
D | 4002 | 2023-03-01 | 23 | ON | 36.12 | 11.57 | 0.75 | 0.1 | 0.19 | 0.78 | 0.01 | 0.01 | -0.16 | -0.26 | 0 |  | 0.4 | 0.35 | 0.23 | 50.09 | 1209.056 | 1.83
D | 4002 | 2023-03-01 | 24 | OFF | 32.8 | 11.57 | 0.75 | 0.1 | 0.2 | 0 | 0 | 0.02 | -0.24 | -0.26 | 0 |  | 0.4 | 0.35 | 0.23 | 45.92 | 1150.668 | 1.05
D | 4002 | 2023-03-02 | 1 | OFF | 32.22 | 11.57 | 0.39 | 0.04 | 0.06 | 0 | 0 | -0.01 | 0.22 | -0.26 | 0 |  | 0.4 | 0.35 | 0.23 | 45.21 | 1093.707 | 0.49
D | 4002 | 2023-03-02 | 2 | OFF | 33.35 | 11.57 | 0.39 | 0.04 | 0.04 | 0 | 0 | 0.03 | 0.36 | -0.26 | 0 |  | 0.4 | 0.35 | 0.23 | 46.5 | 1065.074 | 0.47
D | 4002 | 2023-03-02 | 3 | OFF | 32.66 | 11.57 | 0.39 | 0.04 | 0.09 | 0 | 0 | 0.01 | 0.28 | -0.26 | 0 |  | 0.4 | 0.35 | 0.23 | 45.76 | 1056.687 | 0.52
D | 4002 | 2023-03-02 | 4 | OFF | 31.75 | 11.57 | 0.39 | 0.04 | 0.1 | 0 | 0 | 0.02 | 0.26 | -0.26 | 0 |  | 0.4 | 0.35 | 0.23 | 44.85 | 1068.618 | 0.53
D | 4002 | 2023-03-02 | 5 | OFF | 32.17 | 11.57 | 0.39 | 0.04 | 0.11 | 0 | 0 | 0.02 | 0.21 | -0.26 | 0 |  | 0.4 | 0.35 | 0.23 | 45.23 | 1104.914 | 0.54
D | 4002 | 2023-03-02 | 6 | OFF | 41.63 | 11.57 | 0.39 | 0.04 | 0.89 | 0 | 0 | 0.03 | 0.46 | -0.26 | 0 |  | 0.4 | 0.35 | 0.23 | 55.73 | 1182.795 | 1.32
D | 4002 | 2023-03-02 | 7 | OFF | 42.65 | 11.57 | 0.39 | 0.04 | 0.41 | 0 | 0 | 0.04 | 0.15 | -0.26 | 0 |  | 0.4 | 0.35 | 0.23 | 55.97 | 1314.981 | 0.84
D | 4002 | 2023-03-02 | 8 | ON | 60.3 | 11.57 | 0.39 | 0.04 | 0.76 | 0.69 | 0.06 | -0.04 | -0.06 | -0.26 | 0 |  | 0.4 | 0.35 | 0.23 | 74.43 | 1407.321 | 1.94
D | 4002 | 2023-03-02 | 9 | ON | 58.15 | 11.57 | 0.39 | 0.04 | 0.2 | 0.67 | 0 | 0.03 | -0.38 | -0.26 | 0 |  | 0.4 | 0.35 | 0.23 | 71.39 | 1456.16 | 1.3
D | 4002 | 2023-03-02 | 10 | ON | 60.6 | 11.57 | 0.39 | 0.04 | 0.09 | 0.67 | 0.06 | 0.02 | -1.23 | -0.26 | 0 |  | 0.4 | 0.35 | 0.23 | 72.93 | 1482.408 | 1.25
D | 4002 | 2023-03-02 | 11 | ON | 62.2 | 11.57 | 0.39 | 0.04 | 0.26 | 0.67 | 0 | -0.07 | -1.05 | -0.26 | 0 |  | 0.4 | 0.35 | 0.23 | 74.73 | 1479.528 | 1.36
D | 4002 | 2023-03-02 | 12 | ON | 52.3 | 11.57 | 0.39 | 0.04 | 0.32 | 0.68 | 0.02 | 0.04 | -1.25 | -0.26 | 0 |  | 0.4 | 0.35 | 0.23 | 64.83 | 1479.648 | 1.45
D | 4002 | 2023-03-02 | 13 | ON | 47.41 | 11.57 | 0.39 | 0.04 | 0.13 | 0.69 | 0 | -0.01 | -1.35 | -0.26 | 0 |  | 0.4 | 0.35 | 0.23 | 59.59 | 1465.706 | 1.25
D | 4002 | 2023-03-02 | 14 | ON | 38.74 | 11.57 | 0.39 | 0.04 | 0.11 | 0.71 | 0 | 0.08 | -1.04 | -0.26 | 0 |  | 0.4 | 0.35 | 0.23 | 51.32 | 1439.768 | 1.25
D | 4002 | 2023-03-02 | 15 | ON | 31.46 | 11.57 | 0.39 | 0.04 | 0.05 | 0.72 | 0 | 0 | -1 | -0.26 | 0 |  | 0.4 | 0.35 | 0.23 | 43.95 | 1423.414 | 1.2
D | 4002 | 2023-03-02 | 16 | ON | 36.34 | 11.57 | 0.39 | 0.04 | 0.06 | 0.72 | 0 | -0.02 | -0.79 | -0.26 | 0 |  | 0.4 | 0.35 | 0.23 | 49.03 | 1410.965 | 1.21
D | 4002 | 2023-03-02 | 17 | ON | 42.02 | 11.57 | 0.39 | 0.04 | 0.05 | 0.7 | 0.15 | -0.03 | -0.31 | -0.26 | 0 |  | 0.4 | 0.35 | 0.23 | 55.3 | 1442.954 | 1.33
D | 4002 | 2023-03-02 | 18 | ON | 61.31 | 11.57 | 0.39 | 0.04 | 0.13 | 0.67 | 0.02 | 0.05 | -0.43 | -0.26 | 0 |  | 0.4 | 0.35 | 0.23 | 74.47 | 1498.719 | 1.25
D | 4002 | 2023-03-02 | 19 | ON | 64.29 | 11.57 | 0.39 | 0.04 | 0.15 | 0.65 | 0 | 0.04 | -0.35 | -0.26 | 0 |  | 0.4 | 0.35 | 0.23 | 77.5 | 1517.489 | 1.23
D | 4002 | 2023-03-02 | 20 | ON | 58.27 | 11.57 | 0.39 | 0.04 | 0.21 | 0.66 | 0 | 0.01 | -0.27 | -0.26 | 0 |  | 0.4 | 0.35 | 0.23 | 71.6 | 1478.814 | 1.3
D | 4002 | 2023-03-02 | 21 | ON | 48.91 | 11.57 | 0.39 | 0.04 | 0.18 | 0.68 | 0 | 0.05 | -0.3 | -0.26 | 0 |  | 0.4 | 0.35 | 0.23 | 62.24 | 1429.76 | 1.29
D | 4002 | 2023-03-02 | 22 | ON | 57.29 | 11.57 | 0.39 | 0.04 | 0.24 | 0.72 | 0 | 0.08 | -0.45 | -0.26 | 0 |  | 0.4 | 0.35 | 0.23 | 70.6 | 1334.564 | 1.39
D | 4002 | 2023-03-02 | 23 | ON | 53.41 | 11.57 | 0.39 | 0.04 | 1.51 | 0.77 | 0 | 0.04 | -0.33 | -0.26 | 0 |  | 0.4 | 0.35 | 0.23 | 68.12 | 1234.517 | 2.71
D | 4002 | 2023-03-02 | 24 | OFF | 30.1 | 11.57 | 0.39 | 0.04 | 0.33 | 0 | 0 | 0.03 | -0.02 | -0.26 | 0 |  | 0.4 | 0.35 | 0.23 | 43.16 | 1156.452 | 0.76
D | 4002 | 2023-03-03 | 1 | OFF | 45.6 | 11.57 | 0.17 | 0.03 | 0.08 | 0 | 0 | -0.04 | -1.61 | -0.26 | 0 |  | 0.4 | 0.35 | 0.23 | 56.52 | 1110.456 | 0.28
D | 4002 | 2023-03-03 | 2 | OFF | 44 | 11.57 | 0.17 | 0.03 | 0.06 | 0 | 0 | -0.02 | -1.86 | -0.26 | 0 |  | 0.4 | 0.35 | 0.23 | 54.67 | 1080.521 | 0.26
D | 4002 | 2023-03-03 | 3 | OFF | 38.94 | 11.57 | 0.17 | 0.03 | 0.08 | 0 | 0 | 0 | -1.6 | -0.26 | 0 |  | 0.4 | 0.35 | 0.23 | 49.91 | 1074.336 | 0.28
D | 4002 | 2023-03-03 | 4 | OFF | 38.24 | 11.57 | 0.17 | 0.03 | 0.31 | 0 | 0 | 0.04 | -1.71 | -0.26 | 0 |  | 0.4 | 0.35 | 0.23 | 49.37 | 1087.516 | 0.51
D | 4002 | 2023-03-03 | 5 | OFF | 39.18 | 11.57 | 0.17 | 0.03 | 0.32 | 0 | 0 | 0.07 | -1.78 | -0.26 | 0 |  | 0.4 | 0.35 | 0.23 | 50.28 | 1115.337 | 0.52
D | 4002 | 2023-03-03 | 6 | OFF | 42.24 | 11.57 | 0.17 | 0.03 | 0.26 | 0 | 0 | 0.03 | -0.89 | -0.26 | 0 |  | 0.4 | 0.35 | 0.23 | 54.13 | 1213.973 | 0.46
D | 4002 | 2023-03-03 | 7 | OFF | 44.35 | 11.57 | 0.17 | 0.03 | 0.28 | 0 | 0.15 | 0.06 | -0.63 | -0.26 | 0 |  | 0.4 | 0.35 | 0.23 | 56.7 | 1316.352 | 0.63
D | 4002 | 2023-03-03 | 8 | ON | 34.91 | 11.57 | 0.17 | 0.03 | 0.29 | 0.71 | 0 | -0.01 | -0.37 | -0.26 | 0 |  | 0.4 | 0.35 | 0.23 | 48.02 | 1368.811 | 1.2
D | 4002 | 2023-03-03 | 9 | ON | 26.81 | 11.57 | 0.17 | 0.03 | 0.59 | 0.74 | 0 | 0.02 | -0.02 | -0.26 | 0 |  | 0.4 | 0.35 | 0.23 | 40.63 | 1355.432 | 1.53
D | 4002 | 2023-03-03 | 10 | ON | 24.97 | 11.57 | 0.17 | 0.03 | 0.1 | 0.78 | 0 | 0.03 | 0.19 | -0.26 | 0 |  | 0.4 | 0.35 | 0.23 | 38.56 | 1333.529 | 1.08
D | 4002 | 2023-03-03 | 11 | ON | 26 | 11.57 | 0.17 | 0.03 | 0.23 | 0.81 | 0 | 0.04 | 0.29 | -0.26 | 0 |  | 0.4 | 0.35 | 0.23 | 39.86 | 1311.309 | 1.24
D | 4002 | 2023-03-03 | 12 | ON | 25.29 | 11.57 | 0.17 | 0.03 | 0.6 | 0.84 | 0 | 0.04 | 0.6 | -0.26 | 0 |  | 0.4 | 0.35 | 0.23 | 39.86 | 1288.752 | 1.64
D | 4002 | 2023-03-03 | 13 | ON | 25.87 | 11.57 | 0.17 | 0.03 | 0.13 | 0.84 | 0 | -0.01 | 0.52 | -0.26 | 0 |  | 0.4 | 0.35 | 0.23 | 39.84 | 1264.602 | 1.17
D | 4002 | 2023-03-03 | 14 | ON | 28.75 | 11.57 | 0.17 | 0.03 | 0.07 | 0.83 | 0 | 0.04 | 0.41 | -0.26 | 0 |  | 0.4 | 0.35 | 0.23 | 42.59 | 1262.454 | 1.1
D | 4002 | 2023-03-03 | 15 | ON | 33.36 | 11.57 | 0.17 | 0.03 | 0.1 | 0.79 | 0 | 0.05 | 0.01 | -0.26 | 0 |  | 0.4 | 0.35 | 0.23 | 46.8 | 1286.038 | 1.09
D | 4002 | 2023-03-03 | 16 | ON | 36.88 | 11.57 | 0.17 | 0.03 | 0.06 | 0.76 | 0 | 0.1 | -0.28 | -0.26 | 0 |  | 0.4 | 0.35 | 0.23 | 50.01 | 1311.94 | 1.02
D | 4002 | 2023-03-03 | 17 | ON | 38.18 | 11.57 | 0.17 | 0.03 | 0.06 | 0.73 | 0 | 0.03 | -0.54 | -0.26 | 0 |  | 0.4 | 0.35 | 0.23 | 50.95 | 1358.475 | 0.99
D | 4002 | 2023-03-03 | 18 | ON | 43.16 | 11.57 | 0.17 | 0.03 | 0.09 | 0.69 | 0 | 0.08 | -0.36 | -0.26 | 0 |  | 0.4 | 0.35 | 0.23 | 56.15 | 1424.099 | 0.98
D | 4002 | 2023-03-03 | 19 | ON | 53.99 | 11.57 | 0.17 | 0.03 | 0.43 | 0.67 | 0.08 | 0.04 | -0.55 | -0.26 | 0 |  | 0.4 | 0.35 | 0.23 | 67.15 | 1444.022 | 1.38
D | 4002 | 2023-03-03 | 20 | ON | 37.65 | 11.57 | 0.17 | 0.03 | 0.19 | 0.69 | 0 | 0.05 | -0.55 | -0.26 | 0 |  | 0.4 | 0.35 | 0.23 | 50.52 | 1406.613 | 1.08
D | 4002 | 2023-03-03 | 21 | ON | 35.2 | 11.57 | 0.17 | 0.03 | 0.07 | 0.71 | 0 | 0 | -0.41 | -0.26 | 0 |  | 0.4 | 0.35 | 0.23 | 48.06 | 1351.394 | 0.98
D | 4002 | 2023-03-03 | 22 | ON | 57.35 | 11.57 | 0.17 | 0.03 | 0.49 | 0.74 | 0.07 | -0.03 | -0.49 | -0.26 | 0 |  | 0.4 | 0.35 | 0.23 | 70.62 | 1269.608 | 1.5
D | 4002 | 2023-03-03 | 23 | ON | 38.82 | 11.57 | 0.17 | 0.03 | 0.31 | 0.79 | 0 | 0.03 | 0.16 | -0.26 | 0 |  | 0.4 | 0.35 | 0.23 | 52.6 | 1194.758 | 1.3
D | 4002 | 2023-03-03 | 24 | OFF | 34.19 | 11.57 | 0.17 | 0.03 | 0.22 | 0 | 0 | -0.01 | 0.45 | -0.26 | 0 |  | 0.4 | 0.35 | 0.23 | 47.34 | 1119.626 | 0.42
D | 4002 | 2023-03-04 | 1 | OFF | 37.56 | 11.57 | 0.22 | 0.04 | 0.06 | 0 | 0 | 0.05 | -0.4 | -0.26 | 0 |  | 0.4 | 0.35 | 0.23 | 49.82 | 1073.5 | 0.32
D | 4002 | 2023-03-04 | 2 | OFF | 32.64 | 11.57 | 0.22 | 0.04 | 0.18 | 0 | 0 | 0 | -1.03 | -0.26 | 0 |  | 0.4 | 0.35 | 0.23 | 44.34 | 1049.887 | 0.44
D | 4002 | 2023-03-04 | 3 | OFF | 31.04 | 11.57 | 0.22 | 0.04 | 0.22 | 0 | 0 | 0.02 | -0.94 | -0.26 | 0 |  | 0.4 | 0.35 | 0.23 | 42.89 | 1043.392 | 0.48
D | 4002 | 2023-03-04 | 4 | OFF | 30.9 | 11.57 | 0.22 | 0.04 | 0.12 | 0 | 0 | 0.02 | -1.11 | -0.26 | 0 |  | 0.4 | 0.35 | 0.23 | 42.48 | 1043.99 | 0.38
D | 4002 | 2023-03-04 | 5 | OFF | 31.33 | 11.57 | 0.22 | 0.04 | 0.09 | 0 | 0 | 0.01 | -1.18 | -0.26 | 0 |  | 0.4 | 0.35 | 0.23 | 42.8 | 1061.967 | 0.35
D | 4002 | 2023-03-04 | 6 | OFF | 31.93 | 11.57 | 0.22 | 0.04 | 0.08 | 0 | 0 | -0.01 | -0.26 | -0.26 | 0 |  | 0.4 | 0.35 | 0.23 | 44.29 | 1098.622 | 0.34
D | 4002 | 2023-03-04 | 7 | OFF | 30.95 | 11.57 | 0.22 | 0.04 | 0.21 | 0 | 0 | 0.05 | -0.22 | -0.26 | 0 |  | 0.4 | 0.35 | 0.23 | 43.54 | 1144.635 | 0.47
D | 4002 | 2023-03-04 | 8 | OFF | 31.2 | 11.57 | 0.22 | 0.04 | 0.17 | 0 | 0 | 0.04 | -0.36 | -0.26 | 0 |  | 0.4 | 0.35 | 0.23 | 43.6 | 1213.012 | 0.43
D | 4002 | 2023-03-04 | 9 | OFF | 33.37 | 11.57 | 0.22 | 0.04 | 0.14 | 0 | 0 | -0.05 | -0.47 | -0.26 | 0 |  | 0.4 | 0.35 | 0.23 | 45.54 | 1301.524 | 0.4
D | 4002 | 2023-03-04 | 10 | OFF | 40.97 | 11.57 | 0.22 | 0.04 | 0.15 | 0 | 0.12 | 0.02 | -0.65 | -0.26 | 0 |  | 0.4 | 0.35 | 0.23 | 53.16 | 1365.612 | 0.53
D | 4002 | 2023-03-04 | 11 | OFF | 60.32 | 11.57 | 0.22 | 0.04 | 0.23 | 0 | 0.06 | 0.11 | -0.88 | -0.26 | 0 |  | 0.4 | 0.35 | 0.23 | 72.39 | 1396.308 | 0.55
D | 4002 | 2023-03-04 | 12 | OFF | 41.23 | 11.57 | 0.22 | 0.04 | 0.08 | 0 | 0 | 0.11 | -1 | -0.26 | 0 |  | 0.4 | 0.35 | 0.23 | 52.97 | 1408.499 | 0.34
D | 4002 | 2023-03-04 | 13 | OFF | 38.86 | 11.57 | 0.22 | 0.04 | 0.05 | 0 | 0 | 0 | -0.94 | -0.26 | 0 |  | 0.4 | 0.35 | 0.23 | 50.52 | 1393.391 | 0.31
D | 4002 | 2023-03-04 | 14 | OFF | 42.09 | 11.57 | 0.22 | 0.04 | 0.12 | 0 | 0 | -0.05 | -0.91 | -0.26 | 0 |  | 0.4 | 0.35 | 0.23 | 53.8 | 1380.198 | 0.38
D | 4002 | 2023-03-04 | 15 | OFF | 39.75 | 11.57 | 0.22 | 0.04 | 0.05 | 0 | 0 | -0.09 | -1 | -0.26 | 0 |  | 0.4 | 0.35 | 0.23 | 51.26 | 1370.906 | 0.31
D | 4002 | 2023-03-04 | 16 | OFF | 45.49 | 11.57 | 0.22 | 0.04 | 0.06 | 0 | 0 | -0.02 | -0.89 | -0.26 | 0 |  | 0.4 | 0.35 | 0.23 | 57.19 | 1374.171 | 0.32
D | 4002 | 2023-03-04 | 17 | OFF | 59.26 | 11.57 | 0.22 | 0.04 | 0.12 | 0 | 0 | 0.03 | -1.1 | -0.26 | 0 |  | 0.4 | 0.35 | 0.23 | 70.86 | 1407.083 | 0.38
D | 4002 | 2023-03-04 | 18 | OFF | 73.59 | 11.57 | 0.22 | 0.04 | 0.45 | 0 | 0 | 0.02 | -1.19 | -0.26 | 0 |  | 0.4 | 0.35 | 0.23 | 85.42 | 1463.585 | 0.71
D | 4002 | 2023-03-04 | 19 | OFF | 68.29 | 11.57 | 0.22 | 0.04 | 0.76 | 0 | 0 | 0.02 | -1.19 | -0.26 | 0 |  | 0.4 | 0.35 | 0.23 | 80.43 | 1473.779 | 1.02
D | 4002 | 2023-03-04 | 20 | OFF | 63.19 | 11.57 | 0.22 | 0.04 | 0.62 | 0 | 0.08 | 0.01 | -1.19 | -0.26 | 0 |  | 0.4 | 0.35 | 0.23 | 75.26 | 1420.566 | 0.96
D | 4002 | 2023-03-04 | 21 | OFF | 47.69 | 11.57 | 0.22 | 0.04 | 0.14 | 0 | 0.12 | -0.06 | -1.1 | -0.26 | 0 |  | 0.4 | 0.35 | 0.23 | 59.34 | 1352.76 | 0.52
D | 4002 | 2023-03-04 | 22 | OFF | 56.82 | 11.57 | 0.22 | 0.04 | 0.26 | 0 | 0.18 | -0.07 | -0.83 | -0.26 | 0 |  | 0.4 | 0.35 | 0.23 | 68.91 | 1285.105 | 0.7
D | 4002 | 2023-03-04 | 23 | OFF | 47.22 | 11.57 | 0.22 | 0.04 | 0.36 | 0 | 0 | -0.01 | -0.74 | -0.26 | 0 |  | 0.4 | 0.35 | 0.23 | 59.38 | 1191.623 | 0.62
D | 4002 | 2023-03-04 | 24 | OFF | 37.1 | 11.57 | 0.22 | 0.04 | 0.33 | 0 | 0 | -0.01 | -0.62 | -0.26 | 0 |  | 0.4 | 0.35 | 0.23 | 49.35 | 1122.614 | 0.59
D | 4002 | 2023-03-05 | 1 | OFF | 31.99 | 11.57 | 0.42 | 0.02 | 0.78 | 0 | 0 | 0.03 | -1.09 | -0.26 | 0 |  | 0.4 | 0.35 | 0.23 | 44.44 | 1079.263 | 1.22
D | 4002 | 2023-03-05 | 2 | OFF | 30.69 | 11.57 | 0.42 | 0.02 | 0.16 | 0 | 0 | -0.02 | -1.19 | -0.26 | 0 |  | 0.4 | 0.35 | 0.23 | 42.37 | 1050.332 | 0.6
D | 4002 | 2023-03-05 | 3 | OFF | 29.59 | 11.57 | 0.42 | 0.02 | 0.07 | 0 | 0 | -0.01 | -1.12 | -0.26 | 0 |  | 0.4 | 0.35 | 0.23 | 41.26 | 1032.725 | 0.51
D | 4002 | 2023-03-05 | 4 | OFF | 27.71 | 11.57 | 0.42 | 0.02 | 0.07 | 0 | 0 | 0.01 | -1.03 | -0.26 | 0 |  | 0.4 | 0.35 | 0.23 | 39.49 | 1030.656 | 0.51
D | 4002 | 2023-03-05 | 5 | OFF | 27.06 | 11.57 | 0.42 | 0.02 | 0.08 | 0 | 0 | 0.03 | -1.29 | -0.26 | 0 |  | 0.4 | 0.35 | 0.23 | 38.61 | 1037.507 | 0.52
D | 4002 | 2023-03-05 | 6 | OFF | 27.6 | 11.57 | 0.42 | 0.02 | 0.06 | 0 | 0 | 0.04 | -0.61 | -0.26 | 0 |  | 0.4 | 0.35 | 0.23 | 39.82 | 1076.933 | 0.5
D | 4002 | 2023-03-05 | 7 | OFF | 28.12 | 11.57 | 0.42 | 0.02 | 0.11 | 0 | 0 | 0.03 | -0.56 | -0.26 | 0 |  | 0.4 | 0.35 | 0.23 | 40.43 | 1139.016 | 0.55
D | 4002 | 2023-03-05 | 8 | OFF | 25.83 | 11.57 | 0.42 | 0.02 | 0.28 | 0 | 0 | -0.04 | -0.44 | -0.26 | 0 |  | 0.4 | 0.35 | 0.23 | 38.36 | 1210.236 | 0.72
D | 4002 | 2023-03-05 | 9 | OFF | 29.5 | 11.57 | 0.42 | 0.02 | 0.66 | 0 | 0 | 0 | -0.33 | -0.26 | 0 |  | 0.4 | 0.35 | 0.23 | 42.56 | 1267.138 | 1.1
D | 4002 | 2023-03-05 | 10 | OFF | 26.34 | 11.57 | 0.42 | 0.02 | 0.26 | 0 | 0 | 0.07 | -0.25 | -0.26 | 0 |  | 0.4 | 0.35 | 0.23 | 39.15 | 1289.142 | 0.7
D | 4002 | 2023-03-05 | 11 | OFF | -1.99 | 11.57 | 0.42 | 0.02 | 0.3 | 0 | 0 | -0.03 | -0.22 | -0.26 | 0 |  | 0.4 | 0.35 | 0.23 | 10.79 | 1281.546 | 0.74
D | 4002 | 2023-03-05 | 12 | OFF | 27.66 | 11.57 | 0.42 | 0.02 | 0.12 | 0 | 0 | -0.02 | 0.33 | -0.26 | 0 |  | 0.4 | 0.35 | 0.23 | 40.82 | 1279.11 | 0.56
D | 4002 | 2023-03-05 | 13 | OFF | 26.12 | 11.57 | 0.42 | 0.02 | 0.12 | 0 | 0 | 0.01 | 0.38 | -0.26 | 0 |  | 0.4 | 0.35 | 0.23 | 39.36 | 1275.211 | 0.56
D | 4002 | 2023-03-05 | 14 | OFF | -10.79 | 11.57 | 0.42 | 0.02 | 0.29 | 0 | 0 | -0.06 | -0.54 | -0.26 | 0 |  | 0.4 | 0.35 | 0.23 | 1.63 | 1250.846 | 0.73
D | 4002 | 2023-03-05 | 15 | OFF | 26.68 | 11.57 | 0.42 | 0.02 | 0.09 | 0 | 0 | 0.05 | 0.46 | -0.26 | 0 |  | 0.4 | 0.35 | 0.23 | 40.01 | 1247.157 | 0.53
D | 4002 | 2023-03-05 | 16 | OFF | 21.18 | 11.57 | 0.42 | 0.02 | 0.24 | 0 | 0 | 0.04 | 0.34 | -0.26 | 0 |  | 0.4 | 0.35 | 0.23 | 34.53 | 1258.854 | 0.68
D | 4002 | 2023-03-05 | 17 | OFF | 26.01 | 11.57 | 0.42 | 0.02 | 0.48 | 0 | 0 | -0.01 | 0.11 | -0.26 | 0 |  | 0.4 | 0.35 | 0.23 | 39.32 | 1321.57 | 0.92
D | 4002 | 2023-03-05 | 18 | OFF | 28.02 | 11.57 | 0.42 | 0.02 | 0.53 | 0 | 0 | 0.05 | -0.29 | -0.26 | 0 |  | 0.4 | 0.35 | 0.23 | 41.04 | 1415.474 | 0.97
D | 4002 | 2023-03-05 | 19 | OFF | 29.4 | 11.57 | 0.42 | 0.02 | 0.12 | 0 | 0 | 0 | -0.4 | -0.26 | 0 |  | 0.4 | 0.35 | 0.23 | 41.85 | 1461.478 | 0.56
D | 4002 | 2023-03-05 | 20 | OFF | 31.24 | 11.57 | 0.42 | 0.02 | 0.17 | 0 | 0 | -0.02 | -0.55 | -0.26 | 0 |  | 0.4 | 0.35 | 0.23 | 43.57 | 1418.152 | 0.61
D | 4002 | 2023-03-05 | 21 | OFF | 27.22 | 11.57 | 0.42 | 0.02 | 0.11 | 0 | 0 | 0.01 | -0.46 | -0.26 | 0 |  | 0.4 | 0.35 | 0.23 | 39.61 | 1349.585 | 0.55
D | 4002 | 2023-03-05 | 22 | OFF | 25.82 | 11.57 | 0.42 | 0.02 | 0.28 | 0 | 0 | -0.02 | -0.33 | -0.26 | 0 |  | 0.4 | 0.35 | 0.23 | 38.48 | 1247.563 | 0.72
D | 4002 | 2023-03-05 | 23 | OFF | 23.96 | 11.57 | 0.42 | 0.02 | 0.91 | 0 | 0 | 0.01 | -0.06 | -0.26 | 0 |  | 0.4 | 0.35 | 0.23 | 37.55 | 1154.219 | 1.35
D | 4002 | 2023-03-05 | 24 | OFF | 20.58 | 11.57 | 0.42 | 0.02 | 0.64 | 0 | 0 | -0.03 | 0.12 | -0.26 | 0 |  | 0.4 | 0.35 | 0.23 | 34.04 | 1084.126 | 1.08
D | 4002 | 2023-03-06 | 1 | OFF | 20.69 | 11.57 | 1.07 | 0.16 | 0.23 | 0 | 0 | -0.04 | -0.12 | -0.26 | 0 |  | 0.4 | 0.35 | 0.23 | 34.28 | 1043.131 | 1.46
D | 4002 | 2023-03-06 | 2 | OFF | 19.29 | 11.57 | 1.07 | 0.16 | 0.22 | 0 | 0 | -0.03 | -0.09 | -0.26 | 0 |  | 0.4 | 0.35 | 0.23 | 32.91 | 1025.089 | 1.45
D | 4002 | 2023-03-06 | 3 | OFF | 19.65 | 11.57 | 1.07 | 0.16 | 0.22 | 0 | 0 | -0.01 | -0.09 | -0.26 | 0 |  | 0.4 | 0.35 | 0.23 | 33.29 | 1021.674 | 1.45
D | 4002 | 2023-03-06 | 4 | OFF | 20.55 | 11.57 | 1.07 | 0.16 | 0.21 | 0 | 0 | 0 | -0.11 | -0.26 | 0 |  | 0.4 | 0.35 | 0.23 | 34.17 | 1038.683 | 1.44
D | 4002 | 2023-03-06 | 5 | OFF | 23.75 | 11.57 | 1.07 | 0.16 | 0.19 | 0 | 0 | 0.04 | -0.15 | -0.26 | 0 |  | 0.4 | 0.35 | 0.23 | 37.35 | 1092.372 | 1.42
D | 4002 | 2023-03-06 | 6 | OFF | 24.96 | 11.57 | 1.07 | 0.16 | 0.6 | 0 | 0 | 0.04 | -0.19 | -0.26 | 0 |  | 0.4 | 0.35 | 0.23 | 38.93 | 1186.707 | 1.83
D | 4002 | 2023-03-06 | 7 | OFF | 31.94 | 11.57 | 1.07 | 0.16 | 1.48 | 0 | 0 | 0.04 | -0.29 | -0.26 | 0 |  | 0.4 | 0.35 | 0.23 | 46.69 | 1337.643 | 2.71
D | 4002 | 2023-03-06 | 8 | ON | 28.1 | 11.57 | 1.07 | 0.16 | 0.54 | 0.72 | 0 | 0.01 | -0.27 | -0.26 | 0 |  | 0.4 | 0.35 | 0.23 | 42.62 | 1385.845 | 2.49
D | 4002 | 2023-03-06 | 9 | ON | 23.84 | 11.57 | 1.07 | 0.16 | 0.22 | 0.75 | 0 | -0.05 | -0.02 | -0.26 | 0 |  | 0.4 | 0.35 | 0.23 | 38.26 | 1381.275 | 2.2
D | 4002 | 2023-03-06 | 10 | ON | 12.67 | 11.57 | 1.07 | 0.16 | 0.29 | 0.79 | 0 | 0.02 | -0.07 | -0.26 | 0 |  | 0.4 | 0.35 | 0.23 | 27.22 | 1352.289 | 2.31
D | 4002 | 2023-03-06 | 11 | ON | -49.27 | 11.57 | 1.07 | 0.16 | 0.49 | 0.81 | 0 | 0.09 | 0.14 | -0.26 | 0 |  | 0.4 | 0.35 | 0.23 | -34.22 | 1337.922 | 2.53
D | 4002 | 2023-03-06 | 12 | ON | 8.17 | 11.57 | 1.07 | 0.16 | 0.41 | 0.83 | 0 | 0.01 | -0.1 | -0.26 | 0 |  | 0.4 | 0.35 | 0.23 | 22.84 | 1322.573 | 2.47
D | 4002 | 2023-03-06 | 13 | ON | 16.55 | 11.57 | 1.07 | 0.16 | 0.12 | 0.83 | 0 | -0.01 | -0.04 | -0.26 | 0 |  | 0.4 | 0.35 | 0.23 | 30.97 | 1314.359 | 2.18
D | 4002 | 2023-03-06 | 14 | ON | 28.58 | 11.57 | 1.07 | 0.16 | 0.04 | 0.81 | 0 | 0.01 | -0.02 | -0.26 | 0 |  | 0.4 | 0.35 | 0.23 | 42.94 | 1316.473 | 2.08
D | 4002 | 2023-03-06 | 15 | ON | 29.51 | 11.57 | 1.07 | 0.16 | 0.04 | 0.8 | 0 | 0.04 | -0.02 | -0.26 | 0 |  | 0.4 | 0.35 | 0.23 | 43.89 | 1306.425 | 2.07
D | 4002 | 2023-03-06 | 16 | ON | 29.29 | 11.57 | 1.07 | 0.16 | 0.05 | 0.78 | 0 | 0.06 | -0.06 | -0.26 | 0 |  | 0.4 | 0.35 | 0.23 | 43.64 | 1315.115 | 2.06
D | 4002 | 2023-03-06 | 17 | ON | 35.36 | 11.57 | 1.07 | 0.16 | 0.07 | 0.71 | 0 | -0.01 | 0.13 | -0.26 | 0 |  | 0.4 | 0.35 | 0.23 | 49.78 | 1382.412 | 2.01
D | 4002 | 2023-03-06 | 18 | ON | 65.15 | 11.57 | 1.07 | 0.16 | 0.43 | 0.65 | 0.01 | -0.03 | 0.22 | -0.26 | 0 |  | 0.4 | 0.35 | 0.23 | 79.95 | 1485.579 | 2.32
D | 4002 | 2023-03-06 | 19 | ON | 104.8 | 11.57 | 1.07 | 0.16 | 0.73 | 0.63 | 0.01 | -0.03 | -0.09 | -0.26 | 0 |  | 0.4 | 0.35 | 0.23 | 119.57 | 1532.604 | 2.6
D | 4002 | 2023-03-06 | 20 | ON | 69.73 | 11.57 | 1.07 | 0.16 | 0.34 | 0.64 | 0 | -0.01 | -0.04 | -0.26 | 0 |  | 0.4 | 0.35 | 0.23 | 84.18 | 1484.059 | 2.21
D | 4002 | 2023-03-06 | 21 | ON | 66.5 | 11.57 | 1.07 | 0.16 | 0.26 | 0.67 | 0.1 | -0.04 | -0.1 | -0.26 | 0 |  | 0.4 | 0.35 | 0.23 | 80.91 | 1416.113 | 2.26
D | 4002 | 2023-03-06 | 22 | ON | 57.5 | 11.57 | 1.07 | 0.16 | 0.22 | 0.73 | 0.04 | -0.09 | 0.26 | -0.26 | 0 |  | 0.4 | 0.35 | 0.23 | 72.18 | 1314.642 | 2.22
D | 4002 | 2023-03-06 | 23 | ON | 31.29 | 11.57 | 1.07 | 0.16 | 1.37 | 0.78 | 0 | 0.07 | -0.23 | -0.26 | 0 |  | 0.4 | 0.35 | 0.23 | 46.8 | 1213.631 | 3.38
D | 4002 | 2023-03-06 | 24 | OFF | 22.9 | 11.57 | 1.07 | 0.16 | 0.31 | 0 | 0 | -0.1 | 0.16 | -0.26 | 0 |  | 0.4 | 0.35 | 0.23 | 36.79 | 1137.882 | 1.54
D | 4002 | 2023-03-07 | 1 | OFF | 25.9 | 11.57 | 0.49 | 0.37 | 0.08 | 0 | 0 | 0.03 | -0.14 | -0.26 | 0 |  | 0.4 | 0.35 | 0.23 | 39.02 | 1089.159 | 0.94
D | 4002 | 2023-03-07 | 2 | OFF | 26.84 | 11.57 | 0.49 | 0.37 | 0.06 | 0 | 0 | 0 | -0.07 | -0.26 | 0 |  | 0.4 | 0.35 | 0.23 | 39.98 | 1070.686 | 0.92
D | 4002 | 2023-03-07 | 3 | OFF | 26.58 | 11.57 | 0.49 | 0.37 | 0.06 | 0 | 0 | -0.01 | -0.08 | -0.26 | 0 |  | 0.4 | 0.35 | 0.23 | 39.7 | 1063.189 | 0.92
D | 4002 | 2023-03-07 | 4 | OFF | 26.15 | 11.57 | 0.49 | 0.37 | 0.06 | 0 | 0 | 0 | -0.1 | -0.26 | 0 |  | 0.4 | 0.35 | 0.23 | 39.26 | 1079.38 | 0.92
D | 4002 | 2023-03-07 | 5 | OFF | 25.39 | 11.57 | 0.49 | 0.37 | 0.06 | 0 | 0 | 0.03 | -0.14 | -0.26 | 0 |  | 0.4 | 0.35 | 0.23 | 38.49 | 1128.281 | 0.92
D | 4002 | 2023-03-07 | 6 | OFF | 32.76 | 11.57 | 0.49 | 0.37 | 0.23 | 0 | 0 | 0.03 | -0.01 | -0.26 | 0 |  | 0.4 | 0.35 | 0.23 | 46.16 | 1229.769 | 1.09
D | 4002 | 2023-03-07 | 7 | OFF | 48.43 | 11.57 | 0.49 | 0.37 | 0.49 | 0 | 0 | 0.01 | -0.21 | -0.26 | 0 |  | 0.4 | 0.35 | 0.23 | 61.87 | 1353.636 | 1.35
D | 4002 | 2023-03-07 | 8 | ON | 72.91 | 11.57 | 0.49 | 0.37 | 0.56 | 0.72 | 0.03 | -0.06 | -0.33 | -0.26 | 0 |  | 0.4 | 0.35 | 0.23 | 86.98 | 1416.475 | 2.17
D | 4002 | 2023-03-07 | 9 | ON | 36.41 | 11.57 | 0.49 | 0.37 | 0.27 | 0.74 | 0.01 | -0.02 | -0.02 | -0.26 | 0 |  | 0.4 | 0.35 | 0.23 | 50.54 | 1427.784 | 1.88
D | 4002 | 2023-03-07 | 10 | ON | 22.06 | 11.57 | 0.49 | 0.37 | 0.16 | 0.78 | 0 | 0 | -0.15 | -0.26 | 0 |  | 0.4 | 0.35 | 0.23 | 36 | 1418.929 | 1.8
D | 4002 | 2023-03-07 | 11 | ON | 25.99 | 11.57 | 0.49 | 0.37 | 0.26 | 0.79 | 0 | -0.01 | -0.26 | -0.26 | 0 |  | 0.4 | 0.35 | 0.23 | 39.92 | 1393.858 | 1.91
D | 4002 | 2023-03-07 | 12 | ON | 41.48 | 11.57 | 0.49 | 0.37 | 0.08 | 0.8 | 0 | 0.02 | -0.24 | -0.26 | 0 |  | 0.4 | 0.35 | 0.23 | 55.29 | 1386.14 | 1.74
D | 4002 | 2023-03-07 | 13 | ON | 39.93 | 11.57 | 0.49 | 0.37 | 0.06 | 0.81 | 0 | -0.01 | -0.31 | -0.26 | 0 |  | 0.4 | 0.35 | 0.23 | 53.63 | 1387.775 | 1.73
D | 4002 | 2023-03-07 | 14 | ON | 40.89 | 11.57 | 0.49 | 0.37 | 0.06 | 0.79 | 0 | 0.05 | -0.3 | -0.26 | 0 |  | 0.4 | 0.35 | 0.23 | 54.64 | 1396.982 | 1.71
D | 4002 | 2023-03-07 | 15 | ON | 47.3 | 11.57 | 0.49 | 0.37 | 0.1 | 0.77 | 0 | -0.03 | -0.25 | -0.26 | 0 |  | 0.4 | 0.35 | 0.23 | 61.04 | 1406.769 | 1.73
D | 4002 | 2023-03-07 | 16 | ON | 51.01 | 11.57 | 0.49 | 0.37 | 0.06 | 0.73 | 0 | -0.01 | -0.28 | -0.26 | 0 |  | 0.4 | 0.35 | 0.23 | 64.66 | 1431.364 | 1.65
D | 4002 | 2023-03-07 | 17 | ON | 69.34 | 11.57 | 0.49 | 0.37 | 0.14 | 0.7 | 0.08 | 0.1 | -0.11 | -0.26 | 0 |  | 0.4 | 0.35 | 0.23 | 83.4 | 1490.254 | 1.78
D | 4002 | 2023-03-07 | 18 | ON | 55.72 | 11.57 | 0.49 | 0.37 | 0.13 | 0.66 | 0 | 0.06 | -0.46 | -0.26 | 0 |  | 0.4 | 0.35 | 0.23 | 69.26 | 1572.303 | 1.65
D | 4002 | 2023-03-07 | 19 | ON | 97.58 | 11.57 | 0.49 | 0.37 | 0.34 | 0.64 | 0.23 | 0.03 | -0.36 | -0.26 | 0 |  | 0.4 | 0.35 | 0.23 | 111.61 | 1604.593 | 2.07
D | 4002 | 2023-03-07 | 20 | ON | 61.37 | 11.57 | 0.49 | 0.37 | 0.11 | 0.65 | 0.14 | -0.11 | -0.33 | -0.26 | 0 |  | 0.4 | 0.35 | 0.23 | 74.98 | 1554.366 | 1.76
D | 4002 | 2023-03-07 | 21 | ON | 86.18 | 11.57 | 0.49 | 0.37 | 0.26 | 0.67 | 0 | 0.05 | 0.01 | -0.26 | 0 |  | 0.4 | 0.35 | 0.23 | 100.32 | 1477.746 | 1.79
D | 4002 | 2023-03-07 | 22 | ON | 67.87 | 11.57 | 0.49 | 0.37 | 0.12 | 0.71 | 0 | 0.05 | -0.08 | -0.26 | 0 |  | 0.4 | 0.35 | 0.23 | 81.82 | 1378.144 | 1.69
D | 4002 | 2023-03-07 | 23 | ON | 52.95 | 11.57 | 0.49 | 0.37 | 0.24 | 0.76 | 0 | 0.02 | -0.18 | -0.26 | 0 |  | 0.4 | 0.35 | 0.23 | 66.94 | 1271.842 | 1.86
D | 4002 | 2023-03-07 | 24 | OFF | 45.83 | 11.57 | 0.49 | 0.37 | 0.19 | 0 | 0 | 0.03 | -0.04 | -0.26 | 0 |  | 0.4 | 0.35 | 0.23 | 59.16 | 1186.637 | 1.05
D | 4002 | 2023-03-08 | 1 | OFF | 52.83 | 11.57 | 0.43 | 0.06 | 0.06 | 0 | 0 | 0.02 | -0.17 | -0.26 | 0 |  | 0.4 | 0.35 | 0.23 | 65.52 | 1144.572 | 0.55
D | 4002 | 2023-03-08 | 2 | OFF | 42.69 | 11.57 | 0.43 | 0.06 | 0.05 | 0 | 0 | 0.01 | -0.2 | -0.26 | 0 |  | 0.4 | 0.35 | 0.23 | 55.33 | 1120.028 | 0.54
D | 4002 | 2023-03-08 | 3 | OFF | 39.57 | 11.57 | 0.43 | 0.06 | 0.05 | 0 | 0 | 0.09 | -0.18 | -0.26 | 0 |  | 0.4 | 0.35 | 0.23 | 52.31 | 1106.329 | 0.54
D | 4002 | 2023-03-08 | 4 | OFF | 40.97 | 11.57 | 0.43 | 0.06 | 0.04 | 0 | 0 | 0.05 | -0.22 | -0.26 | 0 |  | 0.4 | 0.35 | 0.23 | 53.62 | 1112.089 | 0.53
D | 4002 | 2023-03-08 | 5 | OFF | 41.28 | 11.57 | 0.43 | 0.06 | 0.05 | 0 | 0 | 0 | -0.26 | -0.26 | 0 |  | 0.4 | 0.35 | 0.23 | 53.85 | 1152.321 | 0.54
D | 4002 | 2023-03-08 | 6 | OFF | 59.32 | 11.57 | 0.43 | 0.06 | 0.44 | 0 | 0.33 | 0.03 | 0.2 | -0.26 | 0 |  | 0.4 | 0.35 | 0.23 | 73.1 | 1261.964 | 1.26
D | 4002 | 2023-03-08 | 7 | OFF | 62.99 | 11.57 | 0.43 | 0.06 | 0.27 | 0 | 0 | 0.08 | -0.24 | -0.26 | 0 |  | 0.4 | 0.35 | 0.23 | 75.88 | 1405.634 | 0.76
D | 4002 | 2023-03-08 | 8 | ON | 53.92 | 11.57 | 0.43 | 0.06 | 0.35 | 0.68 | 0 | -0.02 | -0.37 | -0.26 | 0 |  | 0.4 | 0.35 | 0.23 | 67.34 | 1465.644 | 1.52
D | 4002 | 2023-03-08 | 9 | ON | 73.16 | 11.57 | 0.43 | 0.06 | 0.67 | 0.62 | 0 | -0.04 | 0.14 | -0.26 | 0 |  | 0.4 | 0.35 | 0.23 | 87.33 | 1477.41 | 1.78
D | 4002 | 2023-03-08 | 10 | ON | 39.56 | 11.57 | 0.43 | 0.06 | 0.17 | 0.64 | 0 | -0.06 | -0.18 | -0.26 | 0 |  | 0.4 | 0.35 | 0.23 | 52.91 | 1453.857 | 1.3
D | 4002 | 2023-03-08 | 11 | ON | 31.22 | 11.57 | 0.43 | 0.06 | 0.05 | 0.71 | 0 | -0.01 | -0.16 | -0.26 | 0 |  | 0.4 | 0.35 | 0.23 | 44.59 | 1432.602 | 1.25
D | 4002 | 2023-03-08 | 12 | ON | 30.26 | 11.57 | 0.43 | 0.06 | 0.05 | 0.76 | 0 | 0.02 | -0.18 | -0.26 | 0 |  | 0.4 | 0.35 | 0.23 | 43.69 | 1392.11 | 1.3
D | 4002 | 2023-03-08 | 13 | ON | 28.66 | 11.57 | 0.43 | 0.06 | 0.05 | 0.78 | 0 | -0.02 | -0.16 | -0.26 | 0 |  | 0.4 | 0.35 | 0.23 | 42.09 | 1343.69 | 1.32
D | 4002 | 2023-03-08 | 14 | ON | 26.77 | 11.57 | 0.43 | 0.06 | 0.05 | 0.79 | 0 | 0.01 | -0.19 | -0.26 | 0 |  | 0.4 | 0.35 | 0.23 | 40.21 | 1313.155 | 1.33
D | 4002 | 2023-03-08 | 15 | ON | 25.43 | 11.57 | 0.43 | 0.06 | 0.04 | 0.8 | 0 | -0.01 | -0.18 | -0.26 | 0 |  | 0.4 | 0.35 | 0.23 | 38.86 | 1297.129 | 1.33
D | 4002 | 2023-03-08 | 16 | ON | 26.19 | 11.57 | 0.43 | 0.06 | 0.04 | 0.78 | 0 | 0.02 | -0.19 | -0.26 | 0 |  | 0.4 | 0.35 | 0.23 | 39.62 | 1316.205 | 1.31
D | 4002 | 2023-03-08 | 17 | ON | 27.29 | 11.57 | 0.43 | 0.06 | 0.05 | 0.74 | 0 | -0.02 | -0.17 | -0.26 | 0 |  | 0.4 | 0.35 | 0.23 | 40.67 | 1373.964 | 1.28
D | 4002 | 2023-03-08 | 18 | ON | 43.37 | 11.57 | 0.43 | 0.06 | 0.1 | 0.69 | 0 | 0 | -0.09 | -0.26 | 0 |  | 0.4 | 0.35 | 0.23 | 56.85 | 1464.744 | 1.28
D | 4002 | 2023-03-08 | 19 | ON | 56.63 | 11.57 | 0.43 | 0.06 | 0.14 | 0.66 | 0 | 0 | -0.33 | -0.26 | 0 |  | 0.4 | 0.35 | 0.23 | 69.88 | 1519.932 | 1.29
D | 4002 | 2023-03-08 | 20 | ON | 52.79 | 11.57 | 0.43 | 0.06 | 0.22 | 0.68 | 0 | -0.02 | -0.2 | -0.26 | 0 |  | 0.4 | 0.35 | 0.23 | 66.25 | 1478.529 | 1.39
D | 4002 | 2023-03-08 | 21 | ON | 49.71 | 11.57 | 0.43 | 0.06 | 0.41 | 0.7 | 0.01 | -0.03 | -0.14 | -0.26 | 0 |  | 0.4 | 0.35 | 0.23 | 63.44 | 1415.309 | 1.61
D | 4002 | 2023-03-08 | 22 | ON | 42.22 | 11.57 | 0.43 | 0.06 | 0.21 | 0.74 | 0.08 | -0.02 | 0.01 | -0.26 | 0 |  | 0.4 | 0.35 | 0.23 | 56.02 | 1318.726 | 1.52
D | 4002 | 2023-03-08 | 23 | ON | 32.38 | 11.57 | 0.43 | 0.06 | 0.15 | 0.8 | 0 | -0.02 | -0.03 | -0.26 | 0 |  | 0.4 | 0.35 | 0.23 | 46.06 | 1221.022 | 1.44
D | 4002 | 2023-03-08 | 24 | OFF | 27.11 | 11.57 | 0.43 | 0.06 | 0.13 | 0 | 0 | 0 | -0.11 | -0.26 | 0 |  | 0.4 | 0.35 | 0.23 | 39.91 | 1136.246 | 0.62
D | 4002 | 2023-03-09 | 1 | OFF | 25.26 | 11.57 | 0.3 | 0.03 | 0.07 | 0 | 0 | 0.08 | -0.27 | -0.26 | 0 |  | 0.4 | 0.35 | 0.23 | 37.76 | 1092.603 | 0.4
D | 4002 | 2023-03-09 | 2 | OFF | 28.39 | 11.57 | 0.3 | 0.03 | 0.07 | 0 | 0 | 0 | -0.13 | -0.26 | 0 |  | 0.4 | 0.35 | 0.23 | 40.95 | 1071.604 | 0.4
D | 4002 | 2023-03-09 | 3 | OFF | 28.31 | 11.57 | 0.3 | 0.03 | 0.06 | 0 | 0 | 0.01 | -0.13 | -0.26 | 0 |  | 0.4 | 0.35 | 0.23 | 40.87 | 1062.262 | 0.39
D | 4002 | 2023-03-09 | 4 | OFF | 28.45 | 11.57 | 0.3 | 0.03 | 0.07 | 0 | 0 | 0 | -0.13 | -0.26 | 0 |  | 0.4 | 0.35 | 0.23 | 41.01 | 1073.703 | 0.4
D | 4002 | 2023-03-09 | 5 | OFF | 25.93 | 11.57 | 0.3 | 0.03 | 0.08 | 0 | 0 | 0.01 | -0.15 | -0.26 | 0 |  | 0.4 | 0.35 | 0.23 | 38.49 | 1113.232 | 0.41
D | 4002 | 2023-03-09 | 6 | OFF | 27.09 | 11.57 | 0.3 | 0.03 | 0.13 | 0 | 0 | 0.01 | -0.16 | -0.26 | 0 |  | 0.4 | 0.35 | 0.23 | 39.69 | 1205.553 | 0.46
D | 4002 | 2023-03-09 | 7 | OFF | 45.76 | 11.57 | 0.3 | 0.03 | 0.5 | 0 | 0 | 0.08 | -0.07 | -0.26 | 0 |  | 0.4 | 0.35 | 0.23 | 58.89 | 1342.209 | 0.83
D | 4002 | 2023-03-09 | 8 | ON | 47.44 | 11.57 | 0.3 | 0.03 | 0.57 | 0.72 | 0.06 | 0.04 | -0.25 | -0.26 | 0 |  | 0.4 | 0.35 | 0.23 | 61.2 | 1396.314 | 1.68
D | 4002 | 2023-03-09 | 9 | ON | 27.07 | 11.57 | 0.3 | 0.03 | 0.22 | 0.74 | 0 | 0 | -0.15 | -0.26 | 0 |  | 0.4 | 0.35 | 0.23 | 40.5 | 1381.227 | 1.29
D | 4002 | 2023-03-09 | 10 | ON | 14.96 | 11.57 | 0.3 | 0.03 | 0.71 | 0.79 | 0 | 0.02 | 0.01 | -0.26 | 0 |  | 0.4 | 0.35 | 0.23 | 29.11 | 1348.274 | 1.83
D | 4002 | 2023-03-09 | 11 | ON | 21.63 | 11.57 | 0.3 | 0.03 | 0.25 | 0.82 | 0 | 0.01 | -0.18 | -0.26 | 0 |  | 0.4 | 0.35 | 0.23 | 35.15 | 1321.994 | 1.4
D | 4002 | 2023-03-09 | 12 | ON | -9.66 | 11.57 | 0.3 | 0.03 | 0.25 | 0.84 | 0 | -0.01 | -0.08 | -0.26 | 0 |  | 0.4 | 0.35 | 0.23 | 3.96 | 1293.851 | 1.42
D | 4002 | 2023-03-09 | 13 | ON | -7.19 | 11.57 | 0.3 | 0.03 | 0.34 | 0.86 | 0 | 0.01 | -0.2 | -0.26 | 0 |  | 0.4 | 0.35 | 0.23 | 6.44 | 1275.761 | 1.53
D | 4002 | 2023-03-09 | 14 | ON | 10.62 | 11.57 | 0.3 | 0.03 | 0.19 | 0.86 | 0 | 0.02 | -0.2 | -0.26 | 0 |  | 0.4 | 0.35 | 0.23 | 24.11 | 1271.191 | 1.38
D | 4002 | 2023-03-09 | 15 | ON | 19.98 | 11.57 | 0.3 | 0.03 | 0.15 | 0.85 | 0 | 0.02 | -0.15 | -0.26 | 0 |  | 0.4 | 0.35 | 0.23 | 33.47 | 1269.922 | 1.33
D | 4002 | 2023-03-09 | 16 | ON | 25.55 | 11.57 | 0.3 | 0.03 | 0.06 | 0.81 | 0 | 0.04 | -0.18 | -0.26 | 0 |  | 0.4 | 0.35 | 0.23 | 38.9 | 1294.183 | 1.2
D | 4002 | 2023-03-09 | 17 | ON | 28.68 | 11.57 | 0.3 | 0.03 | 0.05 | 0.76 | 0 | 0.05 | -0.2 | -0.26 | 0 |  | 0.4 | 0.35 | 0.23 | 41.96 | 1348.944 | 1.14
D | 4002 | 2023-03-09 | 18 | ON | 35 | 11.57 | 0.3 | 0.03 | 0.07 | 0.71 | 0 | 0.01 | -0.27 | -0.26 | 0 |  | 0.4 | 0.35 | 0.23 | 48.14 | 1434.054 | 1.11
D | 4002 | 2023-03-09 | 19 | ON | 46.89 | 11.57 | 0.3 | 0.03 | 0.28 | 0.68 | 0 | -0.01 | -0.41 | -0.26 | 0 |  | 0.4 | 0.35 | 0.23 | 60.05 | 1480.099 | 1.29
D | 4002 | 2023-03-09 | 20 | ON | 43 | 11.57 | 0.3 | 0.03 | 0.04 | 0.69 | 0 | -0.08 | -0.3 | -0.26 | 0 |  | 0.4 | 0.35 | 0.23 | 55.97 | 1447.435 | 1.06
D | 4002 | 2023-03-09 | 21 | ON | 36.2 | 11.57 | 0.3 | 0.03 | 0.17 | 0.72 | 0 | 0.03 | -0.18 | -0.26 | 0 |  | 0.4 | 0.35 | 0.23 | 49.56 | 1387.307 | 1.22
D | 4002 | 2023-03-09 | 22 | ON | 32.66 | 11.57 | 0.3 | 0.03 | 0.1 | 0.76 | 0 | 0.01 | -0.13 | -0.26 | 0 |  | 0.4 | 0.35 | 0.23 | 46.02 | 1302.208 | 1.19
D | 4002 | 2023-03-09 | 23 | ON | 27.32 | 11.57 | 0.3 | 0.03 | 0.15 | 0.81 | 0 | 0 | -0.16 | -0.26 | 0 |  | 0.4 | 0.35 | 0.23 | 40.74 | 1207.985 | 1.29
D | 4002 | 2023-03-09 | 24 | OFF | 24.04 | 11.57 | 0.3 | 0.03 | 0.29 | 0 | 0 | -0.02 | -0.12 | -0.26 | 0 |  | 0.4 | 0.35 | 0.23 | 36.81 | 1126.708 | 0.62
D | 4002 | 2023-03-10 | 1 | OFF | 24.3 | 11.57 | 0.17 | 0.04 | 0.07 | 0 | 0 | 0.04 | -0.09 | -0.26 | 0 |  | 0.4 | 0.35 | 0.23 | 36.82 | 1082.941 | 0.28
D | 4002 | 2023-03-10 | 2 | OFF | 24.34 | 11.57 | 0.17 | 0.04 | 0 | 0 | 0 | 0.06 | -0.13 | -0.26 | 0 |  | 0.4 | 0.35 | 0.23 | 36.77 | 1062.25 | 0.21
D | 4002 | 2023-03-10 | 3 | OFF | 23.62 | 11.57 | 0.17 | 0.04 | 0 | 0 | 0 | 0.04 | -0.1 | -0.26 | 0 |  | 0.4 | 0.35 | 0.23 | 36.06 | 1053.968 | 0.21
D | 4002 | 2023-03-10 | 4 | OFF | 24.59 | 11.57 | 0.17 | 0.04 | 0 | 0 | 0 | -0.01 | -0.1 | -0.26 | 0 |  | 0.4 | 0.35 | 0.23 | 36.98 | 1067.134 | 0.21
D | 4002 | 2023-03-10 | 5 | OFF | 25.01 | 11.57 | 0.17 | 0.04 | 0 | 0 | 0 | -0.02 | -0.13 | -0.26 | 0 |  | 0.4 | 0.35 | 0.23 | 37.36 | 1103.871 | 0.21
D | 4002 | 2023-03-10 | 6 | OFF | 26.85 | 11.57 | 0.17 | 0.04 | 0.18 | 0 | 0 | 0.05 | -0.12 | -0.26 | 0 |  | 0.4 | 0.35 | 0.23 | 39.46 | 1206.738 | 0.39
D | 4002 | 2023-03-10 | 7 | OFF | 42.35 | 11.57 | 0.17 | 0.04 | 0.37 | 0 | 0 | 0.03 | -0.26 | -0.26 | 0 |  | 0.4 | 0.35 | 0.23 | 54.99 | 1341.62 | 0.58
D | 4002 | 2023-03-10 | 8 | ON | 30.61 | 11.57 | 0.17 | 0.04 | 0.32 | 0.74 | 0 | 0 | -0.18 | -0.26 | 0 |  | 0.4 | 0.35 | 0.23 | 43.99 | 1383.868 | 1.27
D | 4002 | 2023-03-10 | 9 | ON | 24.01 | 11.57 | 0.17 | 0.04 | 0.23 | 0.77 | 0 | 0.02 | -0.11 | -0.26 | 0 |  | 0.4 | 0.35 | 0.23 | 37.42 | 1351.017 | 1.21
D | 4002 | 2023-03-10 | 10 | ON | 22.34 | 11.57 | 0.17 | 0.04 | 0.25 | 0.75 | 0 | 0.01 | -0.1 | -0.26 | 0 |  | 0.4 | 0.35 | 0.23 | 35.75 | 1305.415 | 1.21
D | 4002 | 2023-03-10 | 11 | ON | 23.62 | 11.57 | 0.17 | 0.04 | 0.19 | 0.68 | 0 | -0.01 | -0.09 | -0.26 | 0 |  | 0.4 | 0.35 | 0.23 | 36.89 | 1274.299 | 1.08
D | 4002 | 2023-03-10 | 12 | ON | 23.69 | 11.57 | 0.17 | 0.04 | 0.05 | 0.86 | 0 | -0.01 | -0.11 | -0.26 | 0 |  | 0.4 | 0.35 | 0.23 | 36.98 | 1248.596 | 1.12
D | 4002 | 2023-03-10 | 13 | ON | 23.32 | 11.57 | 0.17 | 0.04 | 0.02 | 0.87 | 0 | 0.01 | -0.13 | -0.26 | 0 |  | 0.4 | 0.35 | 0.23 | 36.59 | 1227.742 | 1.1
D | 4002 | 2023-03-10 | 14 | ON | 22.45 | 11.57 | 0.17 | 0.04 | 0.06 | 0.88 | 0 | 0 | -0.15 | -0.26 | 0 |  | 0.4 | 0.35 | 0.23 | 35.74 | 1216.123 | 1.15
D | 4002 | 2023-03-10 | 15 | ON | 23.37 | 11.57 | 0.17 | 0.04 | 0.06 | 0.87 | 0 | -0.01 | -0.14 | -0.26 | 0 |  | 0.4 | 0.35 | 0.23 | 36.65 | 1201.268 | 1.14
D | 4002 | 2023-03-10 | 16 | ON | 24.87 | 11.57 | 0.17 | 0.04 | 0.07 | 0.82 | 0 | -0.01 | -0.12 | -0.26 | 0 |  | 0.4 | 0.35 | 0.23 | 38.13 | 1215.202 | 1.1
D | 4002 | 2023-03-10 | 17 | ON | 39.81 | 11.57 | 0.17 | 0.04 | 0.17 | 0.77 | 0.16 | 0 | 0.13 | -0.26 | 0 |  | 0.4 | 0.35 | 0.23 | 53.54 | 1278.946 | 1.31
D | 4002 | 2023-03-10 | 18 | ON | 46.93 | 11.57 | 0.17 | 0.04 | 0.14 | 0.72 | 0.12 | -0.04 | -0.24 | -0.26 | 0 |  | 0.4 | 0.35 | 0.23 | 60.13 | 1364.85 | 1.19
D | 4002 | 2023-03-10 | 19 | ON | 49.48 | 11.57 | 0.17 | 0.04 | 0.7 | 0.7 | 0.01 | 0 | -0.25 | -0.26 | 0 |  | 0.4 | 0.35 | 0.23 | 63.14 | 1410.402 | 1.62
D | 4002 | 2023-03-10 | 20 | ON | 34.67 | 11.57 | 0.17 | 0.04 | 0.12 | 0.72 | 0 | -0.05 | -0.19 | -0.26 | 0 |  | 0.4 | 0.35 | 0.23 | 47.77 | 1369.456 | 1.05
D | 4002 | 2023-03-10 | 21 | ON | 29.29 | 11.57 | 0.17 | 0.04 | 0.05 | 0.75 | 0 | -0.01 | -0.17 | -0.26 | 0 |  | 0.4 | 0.35 | 0.23 | 42.41 | 1316.466 | 1.01
D | 4002 | 2023-03-10 | 22 | ON | 29.97 | 11.57 | 0.17 | 0.04 | 0.09 | 0.78 | 0 | -0.01 | -0.09 | -0.26 | 0 |  | 0.4 | 0.35 | 0.23 | 43.24 | 1248.337 | 1.08
D | 4002 | 2023-03-10 | 23 | ON | 28.41 | 11.57 | 0.17 | 0.04 | 0.92 | 0.83 | 0.01 | 0.01 | -0.08 | -0.26 | 0 |  | 0.4 | 0.35 | 0.23 | 42.6 | 1160.824 | 1.97
D | 4002 | 2023-03-10 | 24 | OFF | 25.51 | 11.57 | 0.17 | 0.04 | 0.67 | 0 | 0 | -0.02 | -0.09 | -0.26 | 0 |  | 0.4 | 0.35 | 0.23 | 38.57 | 1077.419 | 0.88
D | 4002 | 2023-03-11 | 1 | OFF | 27.29 | 11.57 | 0.46 | 0.04 | 0.04 | 0 | 0 | -0.03 | -0.09 | -0.26 | 0 |  | 0.4 | 0.35 | 0.23 | 40 | 1027.378 | 0.54
D | 4002 | 2023-03-11 | 2 | OFF | 27.73 | 11.57 | 0.46 | 0.04 | 0 | 0 | 0 | 0.04 | -0.14 | -0.26 | 0 |  | 0.4 | 0.35 | 0.23 | 40.42 | 998.996 | 0.5
D | 4002 | 2023-03-11 | 3 | OFF | 27.48 | 11.57 | 0.46 | 0.04 | 0 | 0 | 0 | 0.02 | -0.13 | -0.26 | 0 |  | 0.4 | 0.35 | 0.23 | 40.16 | 984.796 | 0.5
D | 4002 | 2023-03-11 | 4 | OFF | 26.8 | 11.57 | 0.46 | 0.04 | 0 | 0 | 0 | -0.03 | -0.12 | -0.26 | 0 |  | 0.4 | 0.35 | 0.23 | 39.44 | 985.561 | 0.5
D | 4002 | 2023-03-11 | 5 | OFF | 26.93 | 11.57 | 0.46 | 0.04 | 0 | 0 | 0 | -0.02 | -0.12 | -0.26 | 0 |  | 0.4 | 0.35 | 0.23 | 39.58 | 996.186 | 0.5
D | 4002 | 2023-03-11 | 6 | OFF | 27.27 | 11.57 | 0.46 | 0.04 | 0.08 | 0 | 0 | 0 | -0.14 | -0.26 | 0 |  | 0.4 | 0.35 | 0.23 | 40 | 1044.84 | 0.58
D | 4002 | 2023-03-11 | 7 | OFF | 27.17 | 11.57 | 0.46 | 0.04 | 0.13 | 0 | 0 | 0.04 | -0.14 | -0.26 | 0 |  | 0.4 | 0.35 | 0.23 | 39.99 | 1119.836 | 0.63
D | 4002 | 2023-03-11 | 8 | OFF | 36.71 | 11.57 | 0.46 | 0.04 | 1.01 | 0 | 0.31 | 0.02 | -0.19 | -0.26 | 0 |  | 0.4 | 0.35 | 0.23 | 50.65 | 1202.72 | 1.82
D | 4002 | 2023-03-11 | 9 | OFF | 46.22 | 11.57 | 0.46 | 0.04 | 0.28 | 0 | 0.11 | -0.01 | -0.16 | -0.26 | 0 |  | 0.4 | 0.35 | 0.23 | 59.23 | 1272.294 | 0.89
D | 4002 | 2023-03-11 | 10 | OFF | 53.21 | 11.57 | 0.46 | 0.04 | 0.2 | 0 | 0.03 | 0.02 | -0.27 | -0.26 | 0 |  | 0.4 | 0.35 | 0.23 | 65.98 | 1307.513 | 0.73
D | 4002 | 2023-03-11 | 11 | OFF | 45.23 | 11.57 | 0.46 | 0.04 | 0.11 | 0 | 0 | 0.04 | -0.23 | -0.26 | 0 |  | 0.4 | 0.35 | 0.23 | 57.94 | 1306.981 | 0.61
D | 4002 | 2023-03-11 | 12 | OFF | 33.65 | 11.57 | 0.46 | 0.04 | 0.07 | 0 | 0 | -0.02 | -0.3 | -0.26 | 0 |  | 0.4 | 0.35 | 0.23 | 46.19 | 1295.984 | 0.57
D | 4002 | 2023-03-11 | 13 | OFF | 43.48 | 11.57 | 0.46 | 0.04 | 0.13 | 0 | 0 | 0 | -0.23 | -0.26 | 0 |  | 0.4 | 0.35 | 0.23 | 56.17 | 1273.233 | 0.63
D | 4002 | 2023-03-11 | 14 | OFF | 32.67 | 11.57 | 0.46 | 0.04 | 0.08 | 0 | 0 | 0 | -0.19 | -0.26 | 0 |  | 0.4 | 0.35 | 0.23 | 45.35 | 1243.855 | 0.58
D | 4002 | 2023-03-11 | 15 | OFF | 30.28 | 11.57 | 0.46 | 0.04 | 0.05 | 0 | 0 | 0 | -0.16 | -0.26 | 0 |  | 0.4 | 0.35 | 0.23 | 42.96 | 1214.624 | 0.55
D | 4002 | 2023-03-11 | 16 | OFF | 30.55 | 11.57 | 0.46 | 0.04 | 0.07 | 0 | 0 | 0.02 | -0.22 | -0.26 | 0 |  | 0.4 | 0.35 | 0.23 | 43.21 | 1233.985 | 0.57
D | 4002 | 2023-03-11 | 17 | OFF | 41.01 | 11.57 | 0.46 | 0.04 | 0.09 | 0 | 0.09 | 0.05 | -0.1 | -0.26 | 0 |  | 0.4 | 0.35 | 0.23 | 53.93 | 1280.741 | 0.68
D | 4002 | 2023-03-11 | 18 | OFF | 44.62 | 11.57 | 0.46 | 0.04 | 0.1 | 0 | 0.01 | 0.02 | -0.16 | -0.26 | 0 |  | 0.4 | 0.35 | 0.23 | 57.38 | 1349.739 | 0.61
D | 4002 | 2023-03-11 | 19 | OFF | 58.95 | 11.57 | 0.46 | 0.04 | 0.4 | 0 | 0 | 0.08 | -0.21 | -0.26 | 0 |  | 0.4 | 0.35 | 0.23 | 72.01 | 1387.898 | 0.9
D | 4002 | 2023-03-11 | 20 | OFF | 42.9 | 11.57 | 0.46 | 0.04 | 0.03 | 0 | 0 | 0.02 | -0.13 | -0.26 | 0 |  | 0.4 | 0.35 | 0.23 | 55.61 | 1348.336 | 0.53
D | 4002 | 2023-03-11 | 21 | OFF | 32.8 | 11.57 | 0.46 | 0.04 | 0.08 | 0 | 0 | 0 | -0.13 | -0.26 | 0 |  | 0.4 | 0.35 | 0.23 | 45.54 | 1300.931 | 0.58
D | 4002 | 2023-03-11 | 22 | OFF | 32.4 | 11.57 | 0.46 | 0.04 | 0.13 | 0 | 0.04 | -0.01 | -0.1 | -0.26 | 0 |  | 0.4 | 0.35 | 0.23 | 45.25 | 1228.5 | 0.67
D | 4002 | 2023-03-11 | 23 | OFF | 30.52 | 11.57 | 0.46 | 0.04 | 0.13 | 0 | 0 | -0.02 | -0.09 | -0.26 | 0 |  | 0.4 | 0.35 | 0.23 | 43.33 | 1154.4 | 0.63
D | 4002 | 2023-03-11 | 24 | OFF | 25.6 | 11.57 | 0.46 | 0.04 | 0.15 | 0 | 0 | 0.01 | -0.05 | -0.26 | 0 |  | 0.4 | 0.35 | 0.23 | 38.5 | 1089.052 | 0.65
D | 4002 | 2023-03-12 | 1 | OFF | 22.61 | 11.57 | 0.25 | 0.03 | 0.3 | 0 | 0 | -0.04 | -0.07 | -0.26 | 0 |  | 0.4 | 0.35 | 0.23 | 35.37 | 1047.762 | 0.58
D | 4002 | 2023-03-12 | 2 | OFF | 24.45 | 11.57 | 0.25 | 0.03 | 0.09 | 0 | 0 | -0.04 | -0.1 | -0.26 | 0 |  | 0.4 | 0.35 | 0.23 | 36.97 | 1027.943 | 0.37
D | 4002 | 2023-03-12 | 4 | OFF | 25.46 | 11.57 | 0.25 | 0.03 | 0.09 | 0 | 0 | -0.03 | -0.07 | -0.26 | 0 |  | 0.4 | 0.35 | 0.23 | 38.02 | 1016.652 | 0.37
D | 4002 | 2023-03-12 | 5 | OFF | 26.05 | 11.57 | 0.25 | 0.03 | 0.08 | 0 | 0 | 0 | -0.08 | -0.26 | 0 |  | 0.4 | 0.35 | 0.23 | 38.62 | 1023.752 | 0.36
D | 4002 | 2023-03-12 | 6 | OFF | 29.34 | 11.57 | 0.25 | 0.03 | 0.08 | 0 | 0 | -0.01 | -0.08 | -0.26 | 0 |  | 0.4 | 0.35 | 0.23 | 41.9 | 1054.167 | 0.36
D | 4002 | 2023-03-12 | 7 | OFF | 28.89 | 11.57 | 0.25 | 0.03 | 0.42 | 0 | 0 | -0.01 | -0.09 | -0.26 | 0 |  | 0.4 | 0.35 | 0.23 | 41.78 | 1105.147 | 0.7
D | 4002 | 2023-03-12 | 8 | OFF | 26.3 | 11.57 | 0.25 | 0.03 | 0.15 | 0 | 0 | 0.01 | -0.13 | -0.26 | 0 |  | 0.4 | 0.35 | 0.23 | 38.9 | 1162.44 | 0.43
D | 4002 | 2023-03-12 | 9 | OFF | 23.96 | 11.57 | 0.25 | 0.03 | 0.84 | 0 | 0 | 0.01 | -0.18 | -0.26 | 0 |  | 0.4 | 0.35 | 0.23 | 37.2 | 1194.496 | 1.12
D | 4002 | 2023-03-12 | 10 | OFF | 20.13 | 11.57 | 0.25 | 0.03 | 0.57 | 0 | 0 | 0.01 | -0.12 | -0.26 | 0 |  | 0.4 | 0.35 | 0.23 | 33.16 | 1197.342 | 0.85
D | 4002 | 2023-03-12 | 11 | OFF | 21.14 | 11.57 | 0.25 | 0.03 | 0.14 | 0 | 0 | -0.02 | -0.11 | -0.26 | 0 |  | 0.4 | 0.35 | 0.23 | 33.72 | 1170.23 | 0.42
D | 4002 | 2023-03-12 | 12 | OFF | 21.35 | 11.57 | 0.25 | 0.03 | 0.08 | 0 | 0 | 0.01 | -0.14 | -0.26 | 0 |  | 0.4 | 0.35 | 0.23 | 33.87 | 1157.007 | 0.36
D | 4002 | 2023-03-12 | 13 | OFF | 21.5 | 11.57 | 0.25 | 0.03 | 0.02 | 0 | 0 | 0 | -0.06 | -0.26 | 0 |  | 0.4 | 0.35 | 0.23 | 34.03 | 1134.148 | 0.3
D | 4002 | 2023-03-12 | 14 | OFF | 20.96 | 11.57 | 0.25 | 0.03 | 0.03 | 0 | 0 | 0 | -0.1 | -0.26 | 0 |  | 0.4 | 0.35 | 0.23 | 33.46 | 1109.877 | 0.31
D | 4002 | 2023-03-12 | 15 | OFF | 20.31 | 11.57 | 0.25 | 0.03 | 0.07 | 0 | 0 | -0.01 | -0.06 | -0.26 | 0 |  | 0.4 | 0.35 | 0.23 | 32.88 | 1091.705 | 0.35
D | 4002 | 2023-03-12 | 16 | OFF | 7.61 | 11.57 | 0.25 | 0.03 | 0.68 | 0 | 0 | 0.03 | 0.14 | -0.26 | 0 |  | 0.4 | 0.35 | 0.23 | 21.03 | 1107.836 | 0.96
D | 4002 | 2023-03-12 | 17 | OFF | 22.18 | 11.57 | 0.25 | 0.03 | 0.09 | 0 | 0 | 0.02 | -0.14 | -0.26 | 0 |  | 0.4 | 0.35 | 0.23 | 34.72 | 1159.695 | 0.37
D | 4002 | 2023-03-12 | 18 | OFF | 24.48 | 11.57 | 0.25 | 0.03 | 0.05 | 0 | 0 | 0.01 | -0.08 | -0.26 | 0 |  | 0.4 | 0.35 | 0.23 | 37.03 | 1262.918 | 0.33
D | 4002 | 2023-03-12 | 19 | OFF | 25.58 | 11.57 | 0.25 | 0.03 | 0.12 | 0 | 0 | -0.04 | -0.26 | -0.26 | 0 |  | 0.4 | 0.35 | 0.23 | 37.97 | 1327.421 | 0.4
D | 4002 | 2023-03-12 | 20 | OFF | 30.5 | 11.57 | 0.25 | 0.03 | 0.07 | 0 | 0 | -0.02 | -0.21 | -0.26 | 0 |  | 0.4 | 0.35 | 0.23 | 42.91 | 1371.32 | 0.35
D | 4002 | 2023-03-12 | 21 | OFF | 36.91 | 11.57 | 0.25 | 0.03 | 0.24 | 0 | 0 | -0.02 | -0.02 | -0.26 | 0 |  | 0.4 | 0.35 | 0.23 | 49.68 | 1319.836 | 0.52
D | 4002 | 2023-03-12 | 22 | OFF | 34.48 | 11.57 | 0.25 | 0.03 | 0.24 | 0 | 0 | -0.05 | -0.01 | -0.26 | 0 |  | 0.4 | 0.35 | 0.23 | 47.23 | 1242.365 | 0.52
D | 4002 | 2023-03-12 | 23 | OFF | 26.03 | 11.57 | 0.25 | 0.03 | 0.13 | 0 | 0 | -0.02 | 0.02 | -0.26 | 0 |  | 0.4 | 0.35 | 0.23 | 38.73 | 1143.164 | 0.41
D | 4002 | 2023-03-12 | 24 | OFF | 23.8 | 11.57 | 0.25 | 0.03 | 0.12 | 0 | 0 | -0.02 | -0.01 | -0.26 | 0 |  | 0.4 | 0.35 | 0.23 | 36.46 | 1064.303 | 0.4
D | 4002 | 2023-03-13 | 1 | OFF | 23.95 | 11.57 | 0.21 | 0.02 | 0.06 | 0 | 0 | -0.03 | -0.04 | -0.26 | 0 |  | 0.4 | 0.35 | 0.23 | 36.46 | 1014.226 | 0.29
D | 4002 | 2023-03-13 | 2 | OFF | 23.7 | 11.57 | 0.21 | 0.02 | 0 | 0 | 0 | 0.02 | -0.06 | -0.26 | 0 |  | 0.4 | 0.35 | 0.23 | 36.18 | 989.854 | 0.23
D | 4002 | 2023-03-13 | 3 | OFF | 24.63 | 11.57 | 0.21 | 0.02 | 0 | 0 | 0 | 0 | -0.06 | -0.26 | 0 |  | 0.4 | 0.35 | 0.23 | 37.09 | 981.893 | 0.23
D | 4002 | 2023-03-13 | 4 | OFF | 23.76 | 11.57 | 0.21 | 0.02 | 0 | 0 | 0 | -0.03 | -0.08 | -0.26 | 0 |  | 0.4 | 0.35 | 0.23 | 36.17 | 993.367 | 0.23
D | 4002 | 2023-03-13 | 5 | OFF | 22.91 | 11.57 | 0.21 | 0.02 | 0 | 0 | 0 | 0.03 | -0.07 | -0.26 | 0 |  | 0.4 | 0.35 | 0.23 | 35.39 | 1034.058 | 0.23
D | 4002 | 2023-03-13 | 6 | OFF | 22.15 | 11.57 | 0.21 | 0.02 | 0.28 | 0 | 0 | 0.02 | -0.09 | -0.26 | 0 |  | 0.4 | 0.35 | 0.23 | 34.88 | 1134.629 | 0.51
D | 4002 | 2023-03-13 | 7 | OFF | 31.35 | 11.57 | 0.21 | 0.02 | 0.36 | 0 | 0.15 | 0.01 | 0.07 | -0.26 | 0 |  | 0.4 | 0.35 | 0.23 | 44.46 | 1287.308 | 0.74
D | 4002 | 2023-03-13 | 8 | ON | 43.61 | 11.57 | 0.21 | 0.02 | 1.03 | 0.66 | 0.48 | 0.14 | -0.34 | -0.26 | 0 |  | 0.4 | 0.35 | 0.23 | 58.1 | 1383.282 | 2.4
D | 4002 | 2023-03-13 | 9 | ON | 24.32 | 11.57 | 0.21 | 0.02 | 0.24 | 0.65 | 0 | 0 | -0.22 | -0.26 | 0 |  | 0.4 | 0.35 | 0.23 | 37.51 | 1419.547 | 1.12
D | 4002 | 2023-03-13 | 10 | ON | 24.97 | 11.57 | 0.21 | 0.02 | 0.15 | 0.66 | 0 | -0.01 | -0.16 | -0.26 | 0 |  | 0.4 | 0.35 | 0.23 | 38.13 | 1421.901 | 1.04
D | 4002 | 2023-03-13 | 11 | ON | 28.75 | 11.57 | 0.21 | 0.02 | 0.08 | 0.66 | 0 | -0.02 | -0.13 | -0.26 | 0 |  | 0.4 | 0.35 | 0.23 | 41.86 | 1416.135 | 0.97
D | 4002 | 2023-03-13 | 12 | ON | 27.84 | 11.57 | 0.21 | 0.02 | 0.12 | 0.66 | 0 | -0.1 | -0.14 | -0.26 | 0 |  | 0.4 | 0.35 | 0.23 | 40.9 | 1405.695 | 1.01
D | 4002 | 2023-03-13 | 13 | ON | 27.08 | 11.57 | 0.21 | 0.02 | 0.12 | 0.67 | 0 | -0.01 | -0.16 | -0.26 | 0 |  | 0.4 | 0.35 | 0.23 | 40.22 | 1391.656 | 1.02
D | 4002 | 2023-03-13 | 14 | ON | 28.32 | 11.57 | 0.21 | 0.02 | 0.13 | 0.67 | 0 | -0.01 | -0.18 | -0.26 | 0 |  | 0.4 | 0.35 | 0.23 | 41.45 | 1394.571 | 1.03
D | 4002 | 2023-03-13 | 15 | ON | 29.07 | 11.57 | 0.21 | 0.02 | 0.14 | 0.67 | 0 | 0.02 | -0.13 | -0.26 | 0 |  | 0.4 | 0.35 | 0.23 | 42.29 | 1374.09 | 1.04
D | 4002 | 2023-03-13 | 16 | ON | 27.97 | 11.57 | 0.21 | 0.02 | 0.1 | 0.67 | 0 | -0.02 | -0.09 | -0.26 | 0 |  | 0.4 | 0.35 | 0.23 | 41.15 | 1374.672 | 1
D | 4002 | 2023-03-13 | 17 | ON | 30.07 | 11.57 | 0.21 | 0.02 | 0.07 | 0.66 | 0 | 0 | -0.06 | -0.26 | 0 |  | 0.4 | 0.35 | 0.23 | 43.26 | 1400.062 | 0.96
D | 4002 | 2023-03-13 | 18 | ON | 28.35 | 11.57 | 0.21 | 0.02 | 0.06 | 0.63 | 0 | 0.05 | -0.11 | -0.26 | 0 |  | 0.4 | 0.35 | 0.23 | 41.5 | 1461.826 | 0.92
D | 4002 | 2023-03-13 | 19 | ON | 27.06 | 11.57 | 0.21 | 0.02 | 0.1 | 0.62 | 0 | 0.06 | -0.15 | -0.26 | 0 |  | 0.4 | 0.35 | 0.23 | 40.21 | 1484.624 | 0.95
D | 4002 | 2023-03-13 | 20 | ON | 46.94 | 11.57 | 0.21 | 0.02 | 0.01 | 0.62 | 0.31 | 0 | -0.09 | -0.26 | 0 |  | 0.4 | 0.35 | 0.23 | 60.31 | 1468.689 | 1.17
D | 4002 | 2023-03-13 | 21 | ON | 30.3 | 11.57 | 0.21 | 0.02 | 0.08 | 0.64 | 0 | 0 | 0.09 | -0.26 | 0 |  | 0.4 | 0.35 | 0.23 | 43.63 | 1396.77 | 0.95
D | 4002 | 2023-03-13 | 22 | ON | 29.89 | 11.57 | 0.21 | 0.02 | 0.05 | 0.68 | 0 | -0.03 | 0.06 | -0.26 | 0 |  | 0.4 | 0.35 | 0.23 | 43.17 | 1327.603 | 0.96
D | 4002 | 2023-03-13 | 23 | ON | 29.28 | 11.57 | 0.21 | 0.02 | 0.33 | 0.73 | 0 | -0.03 | 0.07 | -0.26 | 0 |  | 0.4 | 0.35 | 0.23 | 42.9 | 1225.902 | 1.29
D | 4002 | 2023-03-13 | 24 | OFF | 26.41 | 11.57 | 0.21 | 0.02 | 0.17 | 0 | 0 | 0 | 0.07 | -0.26 | 0 |  | 0.4 | 0.35 | 0.23 | 39.17 | 1124.35 | 0.4
D | 4002 | 2023-03-14 | 1 | OFF | 25.89 | 11.57 | 0.07 | 0.02 | 0.03 | 0 | 0 | 0.05 | 0.11 | -0.26 | 0 |  | 0.4 | 0.35 | 0.23 | 38.46 | 1077.56 | 0.12
D | 4002 | 2023-03-14 | 2 | OFF | 25.63 | 11.57 | 0.07 | 0.02 | 0.09 | 0 | 0 | 0.05 | 0.08 | -0.26 | 0 |  | 0.4 | 0.35 | 0.23 | 38.23 | 1051.45 | 0.18
D | 4002 | 2023-03-14 | 3 | OFF | 25.49 | 11.57 | 0.07 | 0.02 | 0.11 | 0 | 0 | 0.02 | 0.11 | -0.26 | 0 |  | 0.4 | 0.35 | 0.23 | 38.11 | 1041.273 | 0.2
D | 4002 | 2023-03-14 | 4 | OFF | 25.05 | 11.57 | 0.07 | 0.02 | 0.01 | 0 | 0 | 0.04 | 0.12 | -0.26 | 0 |  | 0.4 | 0.35 | 0.23 | 37.6 | 1046.201 | 0.1
D | 4002 | 2023-03-14 | 5 | OFF | 25.5 | 11.57 | 0.07 | 0.02 | 0 | 0 | 0 | 0.06 | 0.12 | -0.26 | 0 |  | 0.4 | 0.35 | 0.23 | 38.06 | 1094.484 | 0.09
D | 4002 | 2023-03-14 | 6 | OFF | 24.8 | 11.57 | 0.07 | 0.02 | 0.17 | 0 | 0 | 0.06 | 0.07 | -0.26 | 0 |  | 0.4 | 0.35 | 0.23 | 37.48 | 1167.563 | 0.26
D | 4002 | 2023-03-14 | 7 | OFF | 24.6 | 11.57 | 0.07 | 0.02 | 0.16 | 0 | 0 | 0.02 | 0.04 | -0.26 | 0 |  | 0.4 | 0.35 | 0.23 | 37.2 | 1268.358 | 0.25
D | 4002 | 2023-03-14 | 8 | ON | 27.99 | 11.57 | 0.07 | 0.02 | 0.17 | 0.72 | 0 | 0 | 0 | -0.26 | 0 |  | 0.4 | 0.35 | 0.23 | 41.26 | 1349.411 | 0.98
D | 4002 | 2023-03-14 | 9 | ON | 27.54 | 11.57 | 0.07 | 0.02 | 0.09 | 0.69 | 0 | -0.03 | -0.03 | -0.26 | 0 |  | 0.4 | 0.35 | 0.23 | 40.64 | 1409.377 | 0.87
D | 4002 | 2023-03-14 | 10 | ON | 29.65 | 11.57 | 0.07 | 0.02 | 0.1 | 0.68 | 0 | -0.02 | -0.03 | -0.26 | 0 |  | 0.4 | 0.35 | 0.23 | 42.76 | 1426.637 | 0.87
D | 4002 | 2023-03-14 | 11 | ON | 37.95 | 11.57 | 0.07 | 0.02 | 0.06 | 0.67 | 0 | -0.02 | 0 | -0.26 | 0 |  | 0.4 | 0.35 | 0.23 | 51.04 | 1427.235 | 0.82
D | 4002 | 2023-03-14 | 12 | ON | 37.02 | 11.57 | 0.07 | 0.02 | 0.23 | 0.67 | 0 | -0.02 | -0.01 | -0.26 | 0 |  | 0.4 | 0.35 | 0.23 | 50.27 | 1431.236 | 0.99
D | 4002 | 2023-03-14 | 13 | ON | 34.95 | 11.57 | 0.07 | 0.02 | 0.11 | 0.67 | 0 | 0.01 | -0.04 | -0.26 | -0.02 |  | 0.4 | 0.35 | 0.23 | 48.06 | 1425.276 | 0.85
D | 4002 | 2023-03-14 | 14 | ON | 34.86 | 11.57 | 0.07 | 0.02 | 0.09 | 0.67 | 0 | -0.02 | -0.06 | -0.26 | -0.05 |  | 0.4 | 0.35 | 0.23 | 47.87 | 1403.976 | 0.8
D | 4002 | 2023-03-14 | 15 | ON | 35.01 | 11.57 | 0.07 | 0.02 | 0.09 | 0.68 | 0 | -0.01 | -0.07 | -0.26 | 0 |  | 0.4 | 0.35 | 0.23 | 48.08 | 1373.974 | 0.86
D | 4002 | 2023-03-14 | 16 | ON | 35.06 | 11.57 | 0.07 | 0.02 | 0.08 | 0.68 | 0 | -0.02 | -0.02 | -0.26 | 0 |  | 0.4 | 0.35 | 0.23 | 48.16 | 1347.176 | 0.85
D | 4002 | 2023-03-14 | 17 | ON | 37.04 | 11.57 | 0.07 | 0.02 | 0.09 | 0.66 | 0 | 0 | 0.02 | -0.26 | 0 |  | 0.4 | 0.35 | 0.23 | 50.19 | 1355.068 | 0.84
D | 4002 | 2023-03-14 | 18 | ON | 36.36 | 11.57 | 0.07 | 0.02 | 0.07 | 0.65 | 0 | 0.03 | -0.02 | -0.26 | 0 |  | 0.4 | 0.35 | 0.23 | 49.47 | 1401.271 | 0.81
D | 4002 | 2023-03-14 | 19 | ON | 33.88 | 11.57 | 0.07 | 0.02 | 0.06 | 0.64 | 0 | 0.07 | -0.06 | -0.26 | 0 |  | 0.4 | 0.35 | 0.23 | 46.97 | 1412.098 | 0.79
D | 4002 | 2023-03-14 | 20 | ON | 33.88 | 11.57 | 0.07 | 0.02 | 0.05 | 0.64 | 0 | -0.02 | -0.07 | -0.26 | 0 |  | 0.4 | 0.35 | 0.23 | 46.86 | 1396.714 | 0.78
D | 4002 | 2023-03-14 | 21 | ON | 31.74 | 11.57 | 0.07 | 0.02 | 0.07 | 0.67 | 0 | 0 | -0.11 | -0.26 | 0 |  | 0.4 | 0.35 | 0.23 | 44.75 | 1349.139 | 0.83
D | 4002 | 2023-03-14 | 22 | ON | 30.82 | 11.57 | 0.07 | 0.02 | 0.07 | 0.72 | 0 | -0.02 | -0.11 | -0.26 | 0 |  | 0.4 | 0.35 | 0.23 | 43.86 | 1255.601 | 0.88
D | 4002 | 2023-03-14 | 23 | ON | 32.43 | 11.57 | 0.07 | 0.02 | 0.16 | 0.77 | 0 | -0.03 | -0.17 | -0.26 | 0 |  | 0.4 | 0.35 | 0.23 | 45.54 | 1155.817 | 1.02
D | 4002 | 2023-03-14 | 24 | OFF | 34.93 | 11.57 | 0.07 | 0.02 | 0.17 | 0 | 0 | 0.01 | -0.08 | -0.26 | 0 |  | 0.4 | 0.35 | 0.23 | 47.41 | 1071.55 | 0.26
D | 4002 | 2023-03-15 | 1 | OFF | 37.24 | 11.57 | 0.22 | 0.06 | 0.11 | 0 | 0 | -0.08 | 0 | -0.26 | 0 |  | 0.4 | 0.35 | 0.23 | 49.84 | 1012.493 | 0.39
D | 4002 | 2023-03-15 | 2 | OFF | 33.65 | 11.57 | 0.22 | 0.06 | 0.05 | 0 | 0 | -0.05 | -0.01 | -0.26 | 0 |  | 0.4 | 0.35 | 0.23 | 46.21 | 985.896 | 0.33
D | 4002 | 2023-03-15 | 3 | OFF | 34.27 | 11.57 | 0.22 | 0.06 | 0.05 | 0 | 0 | 0 | -0.03 | -0.26 | 0 |  | 0.4 | 0.35 | 0.23 | 46.86 | 976.786 | 0.33
D | 4002 | 2023-03-15 | 4 | OFF | 30.93 | 11.57 | 0.22 | 0.06 | 0.08 | 0 | 0 | -0.01 | -0.01 | -0.26 | 0 |  | 0.4 | 0.35 | 0.23 | 43.56 | 983.84 | 0.36
D | 4002 | 2023-03-15 | 5 | OFF | 32.06 | 11.57 | 0.22 | 0.06 | 0.05 | 0 | 0 | -0.02 | -0.09 | -0.26 | 0 |  | 0.4 | 0.35 | 0.23 | 44.57 | 1011.961 | 0.33
D | 4002 | 2023-03-15 | 6 | OFF | 38.97 | 11.57 | 0.22 | 0.06 | 0.42 | 0 | 0 | 0.01 | -0.1 | -0.26 | 0 |  | 0.4 | 0.35 | 0.23 | 51.87 | 1105.16 | 0.7
D | 4002 | 2023-03-15 | 7 | OFF | 45.17 | 11.57 | 0.22 | 0.06 | 0.42 | 0 | 0 | 0.02 | -0.01 | -0.26 | 0 |  | 0.4 | 0.35 | 0.23 | 58.17 | 1216.861 | 0.7
D | 4002 | 2023-03-15 | 8 | ON | 48.02 | 11.57 | 0.22 | 0.06 | 0.4 | 0.69 | 0 | 0.01 | -0.03 | -0.26 | 0 |  | 0.4 | 0.35 | 0.23 | 61.66 | 1314.016 | 1.37
D | 4002 | 2023-03-15 | 9 | ON | 64.85 | 11.57 | 0.22 | 0.06 | 0.39 | 0.68 | 0 | -0.04 | 0.09 | -0.26 | 0 |  | 0.4 | 0.35 | 0.23 | 78.54 | 1357.97 | 1.35
D | 4002 | 2023-03-15 | 10 | ON | 45.24 | 11.57 | 0.22 | 0.06 | 0.56 | 0.69 | 0 | -0.11 | -0.02 | -0.26 | 0 |  | 0.4 | 0.35 | 0.23 | 58.93 | 1359.97 | 1.53
D | 4002 | 2023-03-15 | 11 | ON | 43.93 | 11.57 | 0.22 | 0.06 | 0.14 | 0.7 | 0.06 | -0.06 | 0.02 | -0.26 | 0 |  | 0.4 | 0.35 | 0.23 | 57.36 | 1348.874 | 1.18
D | 4002 | 2023-03-15 | 12 | ON | 33.63 | 11.57 | 0.22 | 0.06 | 0.09 | 0.68 | 0 | -0.01 | -0.02 | -0.26 | 0 |  | 0.4 | 0.35 | 0.23 | 46.94 | 1346.759 | 1.05
D | 4002 | 2023-03-15 | 13 | ON | 29.61 | 11.57 | 0.22 | 0.06 | 0.08 | 0.73 | 0 | -0.01 | -0.07 | -0.26 | 0 |  | 0.4 | 0.35 | 0.23 | 42.91 | 1331.188 | 1.09
D | 4002 | 2023-03-15 | 14 | ON | 28.97 | 11.57 | 0.22 | 0.06 | 0.04 | 0.73 | 0 | -0.03 | -0.05 | -0.26 | 0 |  | 0.4 | 0.35 | 0.23 | 42.23 | 1313.327 | 1.05
D | 4002 | 2023-03-15 | 15 | ON | 28.57 | 11.57 | 0.22 | 0.06 | 0.03 | 0.74 | 0 | 0.02 | -0.05 | -0.26 | 0 |  | 0.4 | 0.35 | 0.23 | 41.88 | 1316.562 | 1.05
D | 4002 | 2023-03-15 | 16 | ON | 28.18 | 11.57 | 0.22 | 0.06 | 0.03 | 0.73 | 0 | -0.01 | -0.04 | -0.26 | 0 |  | 0.4 | 0.35 | 0.23 | 41.46 | 1311.662 | 1.04
D | 4002 | 2023-03-15 | 17 | ON | 32.03 | 11.57 | 0.22 | 0.06 | 0.06 | 0.72 | 0 | -0.03 | -0.08 | -0.26 | 0 |  | 0.4 | 0.35 | 0.23 | 45.27 | 1341.971 | 1.06
D | 4002 | 2023-03-15 | 18 | ON | 33.76 | 11.57 | 0.22 | 0.06 | 0.06 | 0.68 | 0 | -0.05 | -0.06 | -0.26 | 0 |  | 0.4 | 0.35 | 0.23 | 46.96 | 1406.878 | 1.02
D | 4002 | 2023-03-15 | 19 | ON | 49.7 | 11.57 | 0.22 | 0.06 | 0.25 | 0.66 | 0.02 | 0.08 | -0.13 | -0.26 | 0 |  | 0.4 | 0.35 | 0.23 | 63.15 | 1446.178 | 1.21
D | 4002 | 2023-03-15 | 20 | ON | 59.53 | 11.57 | 0.22 | 0.06 | 0.12 | 0.64 | 0.07 | 0.01 | -0.07 | -0.26 | 0 |  | 0.4 | 0.35 | 0.23 | 72.87 | 1462.568 | 1.11
D | 4002 | 2023-03-15 | 21 | ON | 37.76 | 11.57 | 0.22 | 0.06 | 0.07 | 0.66 | 0 | -0.04 | -0.07 | -0.26 | 0 |  | 0.4 | 0.35 | 0.23 | 50.95 | 1409.565 | 1.01
D | 4002 | 2023-03-15 | 22 | ON | 40.99 | 11.57 | 0.22 | 0.06 | 0.14 | 0.7 | 0 | -0.02 | 0.01 | -0.26 | 0 |  | 0.4 | 0.35 | 0.23 | 54.39 | 1318.94 | 1.12
D | 4002 | 2023-03-15 | 23 | ON | 29.24 | 11.57 | 0.22 | 0.06 | 0.2 | 0.76 | 0 | -0.01 | -0.08 | -0.26 | 0 |  | 0.4 | 0.35 | 0.23 | 42.68 | 1216.397 | 1.24
D | 4002 | 2023-03-15 | 24 | OFF | 28.85 | 11.57 | 0.22 | 0.06 | 0.29 | 0 | 0 | -0.03 | -0.17 | -0.26 | 0 |  | 0.4 | 0.35 | 0.23 | 41.51 | 1140.354 | 0.57
D | 4002 | 2023-03-16 | 1 | OFF | 28.92 | 11.57 | 0.23 | 0.06 | 0.04 | 0 | 0 | -0.03 | -0.19 | -0.26 | 0 |  | 0.4 | 0.35 | 0.23 | 41.32 | 1088.793 | 0.33
D | 4002 | 2023-03-16 | 2 | OFF | 31.5 | 11.57 | 0.23 | 0.06 | 0.22 | 0 | 0 | 0.02 | -0.11 | -0.26 | 0 |  | 0.4 | 0.35 | 0.23 | 44.21 | 1051.148 | 0.51
D | 4002 | 2023-03-16 | 3 | OFF | 32.32 | 11.57 | 0.23 | 0.06 | 0.27 | 0 | 0 | -0.02 | -0.13 | -0.26 | 0 |  | 0.4 | 0.35 | 0.23 | 45.02 | 1053.01 | 0.56
D | 4002 | 2023-03-16 | 4 | OFF | 32.98 | 11.57 | 0.23 | 0.06 | 0.52 | 0 | 0 | -0.02 | -0.11 | -0.26 | 0 |  | 0.4 | 0.35 | 0.23 | 45.95 | 1050.147 | 0.81
D | 4002 | 2023-03-16 | 5 | OFF | 31.82 | 11.57 | 0.23 | 0.06 | 0.05 | 0 | 0 | 0.04 | -0.15 | -0.26 | 0 |  | 0.4 | 0.35 | 0.23 | 44.34 | 1101.873 | 0.34
D | 4002 | 2023-03-16 | 6 | OFF | 57.33 | 11.57 | 0.23 | 0.06 | 0.47 | 0 | 0.22 | 0.01 | 0.16 | -0.26 | 0 |  | 0.4 | 0.35 | 0.23 | 70.77 | 1202.084 | 0.98
D | 4002 | 2023-03-16 | 7 | OFF | 71.62 | 11.57 | 0.23 | 0.06 | 0.73 | 0 | 0 | 0.09 | -0.3 | -0.26 | 0 |  | 0.4 | 0.35 | 0.23 | 84.72 | 1340.513 | 1.02
D | 4002 | 2023-03-16 | 8 | ON | 59.78 | 11.57 | 0.23 | 0.06 | 0.79 | 0.69 | 0 | 0.01 | -0.25 | -0.26 | 0 |  | 0.4 | 0.35 | 0.23 | 73.6 | 1410.126 | 1.77
D | 4002 | 2023-03-16 | 9 | ON | 41.57 | 11.57 | 0.23 | 0.06 | 0.29 | 0.67 | 0 | 0.01 | -0.06 | -0.26 | 0 |  | 0.4 | 0.35 | 0.23 | 55.06 | 1404.686 | 1.25
D | 4002 | 2023-03-16 | 10 | ON | 51.14 | 11.57 | 0.23 | 0.06 | 0.3 | 0.69 | 0.02 | -0.15 | -0.09 | -0.26 | 0 |  | 0.4 | 0.35 | 0.23 | 64.49 | 1395.136 | 1.3
D | 4002 | 2023-03-16 | 11 | ON | 39.02 | 11.57 | 0.23 | 0.06 | 0.26 | 0.71 | 0 | -0.05 | 0.17 | -0.26 | 0 |  | 0.4 | 0.35 | 0.23 | 52.69 | 1373.544 | 1.26
D | 4002 | 2023-03-16 | 12 | ON | 27.41 | 11.57 | 0.23 | 0.06 | 0.07 | 0.75 | 0 | -0.01 | -0.03 | -0.26 | 0 |  | 0.4 | 0.35 | 0.23 | 40.77 | 1342.241 | 1.11
D | 4002 | 2023-03-16 | 13 | ON | 26.83 | 11.57 | 0.23 | 0.06 | 0.05 | 0.77 | 0 | 0.01 | -0.05 | -0.26 | 0 |  | 0.4 | 0.35 | 0.23 | 40.19 | 1315.32 | 1.11
D | 4002 | 2023-03-16 | 14 | ON | 24.33 | 11.57 | 0.23 | 0.06 | 0.07 | 0.8 | 0 | -0.01 | -0.06 | -0.26 | 0 |  | 0.4 | 0.35 | 0.23 | 37.71 | 1311.878 | 1.16
D | 4002 | 2023-03-16 | 15 | ON | 24.93 | 11.57 | 0.23 | 0.06 | 0.04 | 0.83 | 0 | -0.03 | -0.06 | -0.26 | 0 |  | 0.4 | 0.35 | 0.23 | 38.29 | 1335.246 | 1.16
D | 4002 | 2023-03-16 | 16 | ON | 26.92 | 11.57 | 0.23 | 0.06 | 0.07 | 0.8 | 0 | 0.02 | -0.05 | -0.26 | 0 |  | 0.4 | 0.35 | 0.23 | 40.34 | 1373.243 | 1.16
D | 4002 | 2023-03-16 | 17 | ON | 39.36 | 11.57 | 0.23 | 0.06 | 0.29 | 0.76 | 0.3 | 0.12 | 0.02 | -0.26 | 0 |  | 0.4 | 0.35 | 0.23 | 53.43 | 1389.383 | 1.64
D | 4002 | 2023-03-16 | 18 | ON | 36.91 | 11.57 | 0.23 | 0.06 | 0.37 | 0.73 | 0.11 | 0 | -0.08 | -0.26 | 0 |  | 0.4 | 0.35 | 0.23 | 50.62 | 1418.481 | 1.5
D | 4002 | 2023-03-16 | 19 | ON | 48.08 | 11.57 | 0.23 | 0.06 | 0.13 | 0.71 | 0.22 | -0.04 | -0.14 | -0.26 | 0 |  | 0.4 | 0.35 | 0.23 | 61.54 | 1443.296 | 1.35
D | 4002 | 2023-03-16 | 20 | ON | 56.22 | 11.57 | 0.23 | 0.06 | 0.01 | 0.69 | 0.01 | 0.02 | -0.17 | -0.26 | 0 |  | 0.4 | 0.35 | 0.23 | 69.36 | 1459.168 | 1
D | 4002 | 2023-03-16 | 21 | ON | 56.23 | 11.57 | 0.23 | 0.06 | 0.23 | 0.71 | 0.01 | -0.06 | -0.14 | -0.26 | 0 |  | 0.4 | 0.35 | 0.23 | 69.56 | 1406.812 | 1.24
D | 4002 | 2023-03-16 | 22 | ON | 52.21 | 11.57 | 0.23 | 0.06 | 0.2 | 0.75 | 0.37 | 0.04 | -0.06 | -0.26 | 0 |  | 0.4 | 0.35 | 0.23 | 66.09 | 1316.835 | 1.61
D | 4002 | 2023-03-16 | 23 | ON | 43.37 | 11.57 | 0.23 | 0.06 | 0.97 | 0.81 | 0.25 | 0.01 | 0.06 | -0.26 | 0 |  | 0.4 | 0.35 | 0.23 | 58.05 | 1208.781 | 2.32
D | 4002 | 2023-03-16 | 24 | OFF | 25.7 | 11.57 | 0.23 | 0.06 | 0.52 | 0 | 0 | -0.03 | -0.06 | -0.26 | 0 |  | 0.4 | 0.35 | 0.23 | 38.71 | 1112.944 | 0.81
D | 4002 | 2023-03-17 | 1 | OFF | 26.49 | 11.57 | 0.19 | 0.03 | 0.04 | 0 | 0 | -0.07 | -0.03 | -0.26 | 0 |  | 0.4 | 0.35 | 0.23 | 38.94 | 1063.087 | 0.26
D | 4002 | 2023-03-17 | 2 | OFF | 28.44 | 11.57 | 0.19 | 0.03 | 0.28 | 0 | 0 | -0.07 | -0.1 | -0.26 | 0 |  | 0.4 | 0.35 | 0.23 | 41.06 | 1031.304 | 0.5
D | 4002 | 2023-03-17 | 3 | OFF | 28.5 | 11.57 | 0.19 | 0.03 | 0.27 | 0 | 0 | -0.05 | -0.1 | -0.26 | 0 |  | 0.4 | 0.35 | 0.23 | 41.13 | 1018.533 | 0.49
D | 4002 | 2023-03-17 | 4 | OFF | 29.58 | 11.57 | 0.19 | 0.03 | 0.5 | 0 | 0 | 0.01 | -0.1 | -0.26 | 0 |  | 0.4 | 0.35 | 0.23 | 42.5 | 1024.015 | 0.72
D | 4002 | 2023-03-17 | 5 | OFF | 28.29 | 11.57 | 0.19 | 0.03 | 0.04 | 0 | 0 | 0 | -0.04 | -0.26 | 0 |  | 0.4 | 0.35 | 0.23 | 40.8 | 1056.669 | 0.26
D | 4002 | 2023-03-17 | 6 | OFF | 27.19 | 11.57 | 0.19 | 0.03 | 0.14 | 0 | 0 | 0.03 | -0.15 | -0.26 | 0 |  | 0.4 | 0.35 | 0.23 | 39.72 | 1130.5 | 0.36
D | 4002 | 2023-03-17 | 7 | OFF | 41.21 | 11.57 | 0.19 | 0.03 | 0.25 | 0 | 0 | -0.05 | 0.04 | -0.26 | 0 |  | 0.4 | 0.35 | 0.23 | 53.96 | 1277.446 | 0.47
D | 4002 | 2023-03-17 | 8 | ON | 51.61 | 11.57 | 0.19 | 0.03 | 0.43 | 0.72 | 0.12 | -0.02 | -0.25 | -0.26 | 0 |  | 0.4 | 0.35 | 0.23 | 65.12 | 1374.776 | 1.49
D | 4002 | 2023-03-17 | 9 | ON | 47.88 | 11.57 | 0.19 | 0.03 | 0.23 | 0.72 | 0.21 | -0.08 | -0.15 | -0.26 | 0 |  | 0.4 | 0.35 | 0.23 | 61.32 | 1408.142 | 1.38
D | 4002 | 2023-03-17 | 10 | ON | 36.68 | 11.57 | 0.19 | 0.03 | 0.23 | 0.73 | 0.09 | -0.09 | -0.17 | -0.26 | 0 |  | 0.4 | 0.35 | 0.23 | 49.98 | 1409.181 | 1.27
D | 4002 | 2023-03-17 | 11 | ON | 37.99 | 11.57 | 0.19 | 0.03 | 0.15 | 0.74 | 0.21 | -0.07 | -0.06 | -0.26 | 0 |  | 0.4 | 0.35 | 0.23 | 51.47 | 1401.385 | 1.32
D | 4002 | 2023-03-17 | 12 | ON | 26.55 | 11.57 | 0.19 | 0.03 | 0.05 | 0.75 | 0 | -0.09 | -0.07 | -0.26 | 0 |  | 0.4 | 0.35 | 0.23 | 39.7 | 1378.116 | 1.02
D | 4002 | 2023-03-17 | 13 | ON | 25.26 | 11.57 | 0.19 | 0.03 | 0.41 | 0.77 | 0 | -0.03 | -0.04 | -0.26 | 0 |  | 0.4 | 0.35 | 0.23 | 38.88 | 1367.687 | 1.4
D | 4002 | 2023-03-17 | 14 | ON | 25.22 | 11.57 | 0.19 | 0.03 | 0.19 | 0.78 | 0 | -0.03 | -0.05 | -0.26 | 0 |  | 0.4 | 0.35 | 0.23 | 38.62 | 1362.764 | 1.19
D | 4002 | 2023-03-17 | 15 | ON | 23.15 | 11.57 | 0.19 | 0.03 | 0.07 | 0.8 | 0 | -0.01 | -0.07 | -0.26 | 0 |  | 0.4 | 0.35 | 0.23 | 36.45 | 1340.811 | 1.09
D | 4002 | 2023-03-17 | 16 | ON | 23.73 | 11.57 | 0.19 | 0.03 | 0.03 | 0.79 | 0 | -0.06 | -0.08 | -0.26 | 0 |  | 0.4 | 0.35 | 0.23 | 36.92 | 1332.521 | 1.04
D | 4002 | 2023-03-17 | 17 | ON | 27.61 | 11.57 | 0.19 | 0.03 | 0.09 | 0.76 | 0 | 0 | -0.06 | -0.26 | 0 |  | 0.4 | 0.35 | 0.23 | 40.91 | 1339.944 | 1.07
D | 4002 | 2023-03-17 | 18 | ON | 28.44 | 11.57 | 0.19 | 0.03 | 0.06 | 0.74 | 0 | -0.04 | -0.11 | -0.26 | 0 |  | 0.4 | 0.35 | 0.23 | 41.6 | 1369.122 | 1.02
D | 4002 | 2023-03-17 | 19 | ON | 27.77 | 11.57 | 0.19 | 0.03 | 0.1 | 0.73 | 0 | -0.04 | -0.12 | -0.26 | 0 |  | 0.4 | 0.35 | 0.23 | 40.95 | 1380.146 | 1.05
D | 4002 | 2023-03-17 | 20 | ON | 37.69 | 11.57 | 0.19 | 0.03 | 0.21 | 0.73 | 0.27 | -0.09 | -0.13 | -0.26 | 0 |  | 0.4 | 0.35 | 0.23 | 51.19 | 1373.933 | 1.43
D | 4002 | 2023-03-17 | 21 | ON | 37.58 | 11.57 | 0.19 | 0.03 | 0.25 | 0.75 | 0.03 | -0.06 | -0.07 | -0.26 | 0 |  | 0.4 | 0.35 | 0.23 | 50.99 | 1336.523 | 1.25
D | 4002 | 2023-03-17 | 22 | ON | 34.84 | 11.57 | 0.19 | 0.03 | 0.35 | 0.79 | 0.17 | -0.1 | 0.01 | -0.26 | 0 |  | 0.4 | 0.35 | 0.23 | 48.57 | 1253.614 | 1.53
D | 4002 | 2023-03-17 | 23 | ON | 39.67 | 11.57 | 0.19 | 0.03 | 0.34 | 0.84 | 0.11 | -0.09 | 0.08 | -0.26 | 0 |  | 0.4 | 0.35 | 0.23 | 53.46 | 1160.666 | 1.51
D | 4002 | 2023-03-17 | 24 | OFF | 27.8 | 11.57 | 0.19 | 0.03 | 0.27 | 0 | 0.03 | -0.03 | 0.01 | -0.26 | 0 |  | 0.4 | 0.35 | 0.23 | 40.59 | 1075.879 | 0.52
D | 4002 | 2023-03-18 | 1 | OFF | 23.69 | 11.57 | 0.77 | 0.04 | 0.12 | 0 | 0 | -0.01 | -0.03 | -0.26 | 0 |  | 0.4 | 0.35 | 0.23 | 36.87 | 1024.455 | 0.93
D | 4002 | 2023-03-18 | 2 | OFF | 24.4 | 11.57 | 0.77 | 0.04 | 0.1 | 0 | 0 | -0.01 | 0 | -0.26 | 0 |  | 0.4 | 0.35 | 0.23 | 37.59 | 987.914 | 0.91
D | 4002 | 2023-03-18 | 3 | OFF | 23.51 | 11.57 | 0.77 | 0.04 | 0.24 | 0 | 0 | 0.02 | -0.02 | -0.26 | 0 |  | 0.4 | 0.35 | 0.23 | 36.85 | 969.263 | 1.05
D | 4002 | 2023-03-18 | 4 | OFF | 23.23 | 11.57 | 0.77 | 0.04 | 0.04 | 0 | 0 | 0.01 | -0.03 | -0.26 | 0 |  | 0.4 | 0.35 | 0.23 | 36.35 | 965.754 | 0.85
D | 4002 | 2023-03-18 | 5 | OFF | 23.14 | 11.57 | 0.77 | 0.04 | 0.4 | 0 | 0 | -0.01 | 0 | -0.26 | 0 |  | 0.4 | 0.35 | 0.23 | 36.63 | 979.615 | 1.21
D | 4002 | 2023-03-18 | 6 | OFF | 23.37 | 11.57 | 0.77 | 0.04 | 0.15 | 0 | 0 | -0.01 | -0.01 | -0.26 | 0 |  | 0.4 | 0.35 | 0.23 | 36.6 | 1017.842 | 0.96
D | 4002 | 2023-03-18 | 7 | OFF | 23.69 | 11.57 | 0.77 | 0.04 | 0.11 | 0 | 0 | 0.03 | -0.03 | -0.26 | 0 |  | 0.4 | 0.35 | 0.23 | 36.9 | 1083.676 | 0.92
D | 4002 | 2023-03-18 | 8 | OFF | 25.67 | 11.57 | 0.77 | 0.04 | 0.1 | 0 | 0 | 0.01 | -0.04 | -0.26 | 0 |  | 0.4 | 0.35 | 0.23 | 38.84 | 1163.703 | 0.91
D | 4002 | 2023-03-18 | 9 | OFF | 43.14 | 11.57 | 0.77 | 0.04 | 0.14 | 0 | 0.05 | -0.02 | 0.03 | -0.26 | 0 |  | 0.4 | 0.35 | 0.23 | 56.44 | 1229.151 | 1
D | 4002 | 2023-03-18 | 10 | OFF | 60.94 | 11.57 | 0.77 | 0.04 | 0.18 | 0 | 0.04 | 0.07 | 0.11 | -0.26 | 0 |  | 0.4 | 0.35 | 0.23 | 74.44 | 1258.129 | 1.03
D | 4002 | 2023-03-18 | 11 | OFF | 44.81 | 11.57 | 0.77 | 0.04 | 0.23 | 0 | 0.25 | -0.02 | -0.02 | -0.26 | 0 |  | 0.4 | 0.35 | 0.23 | 58.35 | 1231.762 | 1.29
D | 4002 | 2023-03-18 | 12 | OFF | 36.12 | 11.57 | 0.77 | 0.04 | 0.22 | 0 | 0 | 0.03 | 0.16 | -0.26 | 0 |  | 0.4 | 0.35 | 0.23 | 49.63 | 1183.564 | 1.03
D | 4002 | 2023-03-18 | 13 | OFF | 25.83 | 11.57 | 0.77 | 0.04 | 0.07 | 0 | 0 | 0.04 | 0.01 | -0.26 | 0 |  | 0.4 | 0.35 | 0.23 | 39.05 | 1136.198 | 0.88
D | 4002 | 2023-03-18 | 14 | OFF | 26.29 | 11.57 | 0.77 | 0.04 | 0.14 | 0 | 0 | -0.02 | -0.01 | -0.26 | 0 |  | 0.4 | 0.35 | 0.23 | 39.5 | 1107.217 | 0.95
D | 4002 | 2023-03-18 | 15 | OFF | 24.94 | 11.57 | 0.77 | 0.04 | 0.16 | 0 | 0 | 0.02 | 0 | -0.26 | 0 |  | 0.4 | 0.35 | 0.23 | 38.22 | 1090.324 | 0.97
D | 4002 | 2023-03-18 | 16 | OFF | 24.99 | 11.57 | 0.77 | 0.04 | 0.04 | 0 | 0 | 0.04 | 0.01 | -0.26 | 0 |  | 0.4 | 0.35 | 0.23 | 38.18 | 1093.084 | 0.85
D | 4002 | 2023-03-18 | 17 | OFF | -46.01 | 11.57 | 0.77 | 0.04 | 0.23 | 0 | 0 | -0.29 | 0.21 | -0.26 | 0 |  | 0.4 | 0.35 | 0.23 | -32.76 | 1124.431 | 1.04
D | 4002 | 2023-03-18 | 18 | OFF | 20.23 | 11.57 | 0.77 | 0.04 | 0.11 | 0 | 0 | 0.04 | 0.04 | -0.26 | 0 |  | 0.4 | 0.35 | 0.23 | 33.52 | 1192.514 | 0.92
D | 4002 | 2023-03-18 | 19 | OFF | 31.12 | 11.57 | 0.77 | 0.04 | 0.13 | 0 | 0 | 0.03 | -0.07 | -0.26 | 0 |  | 0.4 | 0.35 | 0.23 | 44.31 | 1245.057 | 0.94
D | 4002 | 2023-03-18 | 20 | OFF | 38.07 | 11.57 | 0.77 | 0.04 | 0.03 | 0 | 0 | -0.02 | -0.13 | -0.26 | 0 |  | 0.4 | 0.35 | 0.23 | 51.05 | 1281.956 | 0.84
D | 4002 | 2023-03-18 | 21 | OFF | 30.47 | 11.57 | 0.77 | 0.04 | 0.17 | 0 | 0 | 0.04 | -0.12 | -0.26 | 0 |  | 0.4 | 0.35 | 0.23 | 43.66 | 1255.983 | 0.98
D | 4002 | 2023-03-18 | 22 | OFF | 25.92 | 11.57 | 0.77 | 0.04 | 0.15 | 0 | 0 | 0 | -0.1 | -0.26 | 0 |  | 0.4 | 0.35 | 0.23 | 39.07 | 1202.41 | 0.96
D | 4002 | 2023-03-18 | 23 | OFF | 24.35 | 11.57 | 0.77 | 0.04 | 0.21 | 0 | 0 | 0.01 | -0.08 | -0.26 | 0 |  | 0.4 | 0.35 | 0.23 | 37.59 | 1131.289 | 1.02
D | 4002 | 2023-03-18 | 24 | OFF | 23.24 | 11.57 | 0.77 | 0.04 | 0.18 | 0 | 0 | -0.02 | -0.05 | -0.26 | 0 |  | 0.4 | 0.35 | 0.23 | 36.45 | 1059.445 | 0.99
D | 4002 | 2023-03-19 | 1 | OFF | 20.98 | 11.57 | 0.17 | 0.03 | 0.11 | 0 | 0 | -0.02 | 0.02 | -0.26 | 0 |  | 0.4 | 0.35 | 0.23 | 33.58 | 1014.195 | 0.31
D | 4002 | 2023-03-19 | 2 | OFF | 18.6 | 11.57 | 0.17 | 0.03 | 0.08 | 0 | 0 | 0 | 0.01 | -0.26 | 0 |  | 0.4 | 0.35 | 0.23 | 31.18 | 988.004 | 0.28
D | 4002 | 2023-03-19 | 3 | OFF | 19.59 | 11.57 | 0.17 | 0.03 | 0.05 | 0 | 0 | 0.02 | -0.03 | -0.26 | 0 |  | 0.4 | 0.35 | 0.23 | 32.12 | 977.706 | 0.25
D | 4002 | 2023-03-19 | 4 | OFF | 17.56 | 11.57 | 0.17 | 0.03 | 0.27 | 0 | 0 | 0.02 | -0.04 | -0.26 | 0 |  | 0.4 | 0.35 | 0.23 | 30.3 | 979.448 | 0.47
D | 4002 | 2023-03-19 | 5 | OFF | 14.06 | 11.57 | 0.17 | 0.03 | 0.41 | 0 | 0 | -0.01 | -0.04 | -0.26 | 0 |  | 0.4 | 0.35 | 0.23 | 26.91 | 996.874 | 0.61
D | 4002 | 2023-03-19 | 6 | OFF | 17.12 | 11.57 | 0.17 | 0.03 | 0.21 | 0 | 0 | 0 | -0.02 | -0.26 | 0 |  | 0.4 | 0.35 | 0.23 | 29.8 | 1035.702 | 0.41
D | 4002 | 2023-03-19 | 7 | OFF | 20.59 | 11.57 | 0.17 | 0.03 | 0.11 | 0 | 0 | 0.02 | 0.01 | -0.26 | 0 |  | 0.4 | 0.35 | 0.23 | 33.22 | 1101.569 | 0.31
D | 4002 | 2023-03-19 | 8 | OFF | 21.62 | 11.57 | 0.17 | 0.03 | 0.09 | 0 | 0 | 0.01 | 0 | -0.26 | 0 |  | 0.4 | 0.35 | 0.23 | 34.21 | 1176.561 | 0.29
D | 4002 | 2023-03-19 | 9 | OFF | 19.16 | 11.57 | 0.17 | 0.03 | 0.09 | 0 | 0 | -0.02 | -0.05 | -0.26 | 0 |  | 0.4 | 0.35 | 0.23 | 31.67 | 1234.88 | 0.29
D | 4002 | 2023-03-19 | 10 | OFF | 16.35 | 11.57 | 0.17 | 0.03 | 0.23 | 0 | 0 | 0 | -0.13 | -0.26 | 0 |  | 0.4 | 0.35 | 0.23 | 28.94 | 1242.663 | 0.43
D | 4002 | 2023-03-19 | 11 | OFF | 11.06 | 11.57 | 0.17 | 0.03 | 0.12 | 0 | 0 | 0 | 0.01 | -0.26 | 0 |  | 0.4 | 0.35 | 0.23 | 23.68 | 1256.601 | 0.32
D | 4002 | 2023-03-19 | 12 | OFF | 0 | 11.57 | 0.17 | 0.03 | 0.21 | 0 | 0 | 0 | -0.09 | -0.26 | 0 |  | 0.4 | 0.35 | 0.23 | 12.61 | 1279.414 | 0.41
D | 4002 | 2023-03-19 | 13 | OFF | 0.5 | 11.57 | 0.17 | 0.03 | 0.21 | 0 | 0 | 0 | -0.12 | -0.26 | 0 |  | 0.4 | 0.35 | 0.23 | 13.08 | 1283.182 | 0.41
D | 4002 | 2023-03-19 | 14 | OFF | 10.02 | 11.57 | 0.17 | 0.03 | 0.14 | 0 | 0 | 0 | -0.07 | -0.26 | 0 |  | 0.4 | 0.35 | 0.23 | 22.58 | 1274.57 | 0.34
D | 4002 | 2023-03-19 | 15 | OFF | 2.28 | 11.57 | 0.17 | 0.03 | 0.2 | 0 | 0 | 0 | -0.13 | -0.26 | 0 |  | 0.4 | 0.35 | 0.23 | 14.84 | 1253.762 | 0.4
D | 4002 | 2023-03-19 | 16 | OFF | 8.49 | 11.57 | 0.17 | 0.03 | 0.2 | 0 | 0 | 0 | -0.06 | -0.26 | 0 |  | 0.4 | 0.35 | 0.23 | 21.12 | 1268.951 | 0.4
D | 4002 | 2023-03-19 | 17 | OFF | 18.84 | 11.57 | 0.17 | 0.03 | 0.11 | 0 | 0 | -0.01 | -0.1 | -0.26 | 0 |  | 0.4 | 0.35 | 0.23 | 31.33 | 1314.14 | 0.31
D | 4002 | 2023-03-19 | 18 | OFF | 23.29 | 11.57 | 0.17 | 0.03 | 0.05 | 0 | 0 | 0.02 | -0.21 | -0.26 | 0 |  | 0.4 | 0.35 | 0.23 | 35.64 | 1375.655 | 0.25
D | 4002 | 2023-03-19 | 19 | OFF | 31.08 | 11.57 | 0.17 | 0.03 | 0.09 | 0 | 0 | 0.03 | -0.18 | -0.26 | 0 |  | 0.4 | 0.35 | 0.23 | 43.51 | 1426.055 | 0.29
D | 4002 | 2023-03-19 | 20 | OFF | 46.84 | 11.57 | 0.17 | 0.03 | 0.2 | 0 | 0.16 | 0 | -0.16 | -0.26 | 0 |  | 0.4 | 0.35 | 0.23 | 59.53 | 1458.35 | 0.56
D | 4002 | 2023-03-19 | 21 | OFF | 36.16 | 11.57 | 0.17 | 0.03 | 0.21 | 0 | 0 | -0.01 | -0.22 | -0.26 | 0 |  | 0.4 | 0.35 | 0.23 | 48.63 | 1410.338 | 0.41
D | 4002 | 2023-03-19 | 22 | OFF | 26.99 | 11.57 | 0.17 | 0.03 | 0.66 | 0 | 0 | -0.02 | -0.21 | -0.26 | 0 |  | 0.4 | 0.35 | 0.23 | 39.91 | 1320.722 | 0.86
D | 4002 | 2023-03-19 | 23 | OFF | 29.61 | 11.57 | 0.17 | 0.03 | 0.45 | 0 | 0 | 0.04 | 0.01 | -0.26 | 0 |  | 0.4 | 0.35 | 0.23 | 42.6 | 1218.799 | 0.65
D | 4002 | 2023-03-19 | 24 | OFF | 23.32 | 11.57 | 0.17 | 0.03 | 0.2 | 0 | 0 | 0.03 | -0.06 | -0.26 | 0 |  | 0.4 | 0.35 | 0.23 | 35.98 | 1138.795 | 0.4
D | 4002 | 2023-03-20 | 1 | OFF | 24.48 | 11.57 | 0.58 | 0.1 | 0.08 | 0 | 0 | -0.02 | -0.12 | -0.26 | 0 |  | 0.4 | 0.35 | 0.23 | 37.39 | 1089.469 | 0.76
D | 4002 | 2023-03-20 | 2 | OFF | 25.07 | 11.57 | 0.58 | 0.1 | 0.08 | 0 | 0 | 0.01 | -0.11 | -0.26 | 0 |  | 0.4 | 0.35 | 0.23 | 38.02 | 1068.194 | 0.76
D | 4002 | 2023-03-20 | 3 | OFF | 24.5 | 11.57 | 0.58 | 0.1 | 0.09 | 0 | 0 | 0.01 | -0.11 | -0.26 | 0 |  | 0.4 | 0.35 | 0.23 | 37.46 | 1062.302 | 0.77
D | 4002 | 2023-03-20 | 4 | OFF | 26.57 | 11.57 | 0.58 | 0.1 | 0.08 | 0 | 0 | -0.04 | -0.11 | -0.26 | 0 |  | 0.4 | 0.35 | 0.23 | 39.47 | 1078.018 | 0.76
D | 4002 | 2023-03-20 | 5 | OFF | 32.94 | 11.57 | 0.58 | 0.1 | 0.09 | 0 | 0 | 0.01 | -0.17 | -0.26 | 0 |  | 0.4 | 0.35 | 0.23 | 45.84 | 1121.679 | 0.77
D | 4002 | 2023-03-20 | 6 | OFF | 45.87 | 11.57 | 0.58 | 0.1 | 0.58 | 0 | 0.23 | 0.07 | 0.31 | -0.26 | 0 |  | 0.4 | 0.35 | 0.23 | 60.03 | 1227.704 | 1.49
D | 4002 | 2023-03-20 | 7 | OFF | 60.46 | 11.57 | 0.58 | 0.1 | 0.93 | 0 | 0 | 0.06 | 0.24 | -0.26 | 0 |  | 0.4 | 0.35 | 0.23 | 74.66 | 1382.903 | 1.61
D | 4002 | 2023-03-20 | 8 | ON | 82.49 | 11.57 | 0.58 | 0.1 | 1.36 | 0.63 | 0.1 | 0.07 | -0.13 | -0.26 | 0 |  | 0.4 | 0.35 | 0.23 | 97.49 | 1463.205 | 2.77
D | 4002 | 2023-03-20 | 9 | ON | 40.11 | 11.57 | 0.58 | 0.1 | 0.51 | 0.66 | 0 | 0.03 | 0.17 | -0.26 | 0 |  | 0.4 | 0.35 | 0.23 | 54.45 | 1441.874 | 1.85
D | 4002 | 2023-03-20 | 10 | ON | 23.96 | 11.57 | 0.58 | 0.1 | 0.08 | 0.7 | 0 | 0.01 | -0.15 | -0.26 | 0 |  | 0.4 | 0.35 | 0.23 | 37.57 | 1396.038 | 1.46
D | 4002 | 2023-03-20 | 11 | ON | 26.36 | 11.57 | 0.58 | 0.1 | 0.06 | 0.74 | 0 | -0.01 | -0.04 | -0.26 | 0 |  | 0.4 | 0.35 | 0.23 | 40.08 | 1348.748 | 1.48
D | 4002 | 2023-03-20 | 12 | ON | 23.31 | 11.57 | 0.58 | 0.1 | 0.04 | 0.78 | 0 | -0.02 | -0.03 | -0.26 | 0 |  | 0.4 | 0.35 | 0.23 | 37.05 | 1314.97 | 1.5
D | 4002 | 2023-03-20 | 13 | ON | 22.54 | 11.57 | 0.58 | 0.1 | 0.08 | 0.81 | 0 | -0.05 | -0.06 | -0.26 | 0 |  | 0.4 | 0.35 | 0.23 | 36.29 | 1276.641 | 1.57
D | 4002 | 2023-03-20 | 14 | ON | 21.94 | 11.57 | 0.58 | 0.1 | 0.08 | 0.83 | 0 | -0.05 | -0.05 | -0.26 | 0 |  | 0.4 | 0.35 | 0.23 | 35.72 | 1250.965 | 1.59
D | 4002 | 2023-03-20 | 15 | ON | -13.61 | 11.57 | 0.58 | 0.1 | 0.26 | 0.84 | 0 | 0.01 | -0.12 | -0.26 | 0 |  | 0.4 | 0.35 | 0.23 | 0.35 | 1216.575 | 1.78
D | 4002 | 2023-03-20 | 16 | ON | -13.21 | 11.57 | 0.58 | 0.1 | 0.37 | 0.83 | 0 | 0.01 | 0.14 | -0.26 | 0 |  | 0.4 | 0.35 | 0.23 | 1.11 | 1216.19 | 1.88
D | 4002 | 2023-03-20 | 17 | ON | 17.97 | 11.57 | 0.58 | 0.1 | 0.3 | 0.79 | 0 | -0.02 | 0.07 | -0.26 | 0 |  | 0.4 | 0.35 | 0.23 | 32.08 | 1252.847 | 1.77
D | 4002 | 2023-03-20 | 18 | ON | 28.9 | 11.57 | 0.58 | 0.1 | 0.09 | 0.72 | 0.02 | 0 | 0.11 | -0.26 | 0 |  | 0.4 | 0.35 | 0.23 | 42.81 | 1332.299 | 1.51
D | 4002 | 2023-03-20 | 19 | ON | 54.74 | 11.57 | 0.58 | 0.1 | 0.61 | 0.67 | 0.25 | -0.08 | 0.01 | -0.26 | 0 |  | 0.4 | 0.35 | 0.23 | 69.17 | 1383.758 | 2.21
D | 4002 | 2023-03-20 | 20 | ON | 98.6 | 11.57 | 0.58 | 0.1 | 0.05 | 0.65 | 0.79 | -0.14 | -0.04 | -0.26 | 0 |  | 0.4 | 0.35 | 0.23 | 112.88 | 1416.483 | 2.17
D | 4002 | 2023-03-20 | 21 | ON | 76.61 | 11.57 | 0.58 | 0.1 | 0.76 | 0.66 | 0.25 | 0.09 | 0.04 | -0.26 | 0 |  | 0.4 | 0.35 | 0.23 | 91.38 | 1370.067 | 2.35
D | 4002 | 2023-03-20 | 22 | ON | 54.44 | 11.57 | 0.58 | 0.1 | 0.51 | 0.7 | 0.12 | 0.03 | -0.02 | -0.26 | 0 |  | 0.4 | 0.35 | 0.23 | 68.75 | 1278.743 | 2.01
D | 4002 | 2023-03-20 | 23 | ON | 40.6 | 11.57 | 0.58 | 0.1 | 1.03 | 0.75 | 0 | 0.02 | 0.02 | -0.26 | 0 |  | 0.4 | 0.35 | 0.23 | 55.39 | 1181.836 | 2.46
D | 4002 | 2023-03-20 | 24 | OFF | 38.13 | 11.57 | 0.58 | 0.1 | 1.82 | 0 | 0 | 0.04 | 0.13 | -0.26 | 0 |  | 0.4 | 0.35 | 0.23 | 53.09 | 1104.415 | 2.5
D | 4002 | 2023-03-21 | 1 | OFF | 25.98 | 11.57 | 0.83 | 0.1 | 0.15 | 0 | 0 | 0.03 | -0.08 | -0.26 | 0 |  | 0.4 | 0.35 | 0.23 | 39.3 | 1057.129 | 1.08
D | 4002 | 2023-03-21 | 2 | OFF | 25.65 | 11.57 | 0.83 | 0.1 | 0 | 0 | 0 | 0 | -0.1 | -0.26 | 0 |  | 0.4 | 0.35 | 0.23 | 38.77 | 1037.931 | 0.93
D | 4002 | 2023-03-21 | 3 | OFF | 25.53 | 11.57 | 0.83 | 0.1 | 0 | 0 | 0 | 0.06 | -0.09 | -0.26 | 0 |  | 0.4 | 0.35 | 0.23 | 38.72 | 1030.801 | 0.93
D | 4002 | 2023-03-21 | 4 | OFF | 25.67 | 11.57 | 0.83 | 0.1 | 0 | 0 | 0 | 0.08 | -0.13 | -0.26 | 0 |  | 0.4 | 0.35 | 0.23 | 38.84 | 1040.576 | 0.93
D | 4002 | 2023-03-21 | 5 | OFF | 26.03 | 11.57 | 0.83 | 0.1 | 0 | 0 | 0 | 0.03 | -0.08 | -0.26 | 0 |  | 0.4 | 0.35 | 0.23 | 39.2 | 1090.994 | 0.93
D | 4002 | 2023-03-21 | 6 | OFF | 29.34 | 11.57 | 0.83 | 0.1 | 0.26 | 0 | 0 | -0.03 | -0.05 | -0.26 | 0 |  | 0.4 | 0.35 | 0.23 | 42.74 | 1190.3 | 1.19
D | 4002 | 2023-03-21 | 7 | OFF | 52.72 | 11.57 | 0.83 | 0.1 | 0.48 | 0 | 0.01 | 0 | 0.25 | -0.26 | 0 |  | 0.4 | 0.35 | 0.23 | 66.68 | 1346.409 | 1.42
D | 4002 | 2023-03-21 | 8 | ON | 96.26 | 11.57 | 0.83 | 0.1 | 0.79 | 0.66 | 0 | 0.14 | 0.05 | -0.26 | 0 |  | 0.4 | 0.35 | 0.23 | 111.12 | 1419.801 | 2.38
D | 4002 | 2023-03-21 | 9 | ON | 44.93 | 11.57 | 0.83 | 0.1 | 0.46 | 0.68 | 0 | 0 | 0.39 | -0.26 | 0 |  | 0.4 | 0.35 | 0.23 | 59.68 | 1403.225 | 2.07
D | 4002 | 2023-03-21 | 10 | ON | 25.5 | 11.57 | 0.83 | 0.1 | 0.15 | 0.72 | 0 | -0.05 | -0.01 | -0.26 | 0 |  | 0.4 | 0.35 | 0.23 | 39.53 | 1388.226 | 1.8
D | 4002 | 2023-03-21 | 11 | ON | 23.71 | 11.57 | 0.83 | 0.1 | 0.06 | 0.76 | 0 | 0.02 | -0.03 | -0.26 | 0 |  | 0.4 | 0.35 | 0.23 | 37.74 | 1342.451 | 1.75
D | 4002 | 2023-03-21 | 12 | ON | 19.95 | 11.57 | 0.83 | 0.1 | 0.03 | 0.81 | 0 | 0.03 | -0.07 | -0.26 | 0 |  | 0.4 | 0.35 | 0.23 | 33.97 | 1281.512 | 1.77
D | 4002 | 2023-03-21 | 13 | ON | 19.18 | 11.57 | 0.83 | 0.1 | 0.02 | 0.84 | 0 | 0 | -0.05 | -0.26 | 0 |  | 0.4 | 0.35 | 0.23 | 33.21 | 1225.979 | 1.79
D | 4002 | 2023-03-21 | 14 | ON | 19.28 | 11.57 | 0.83 | 0.1 | 0.02 | 0.86 | 0 | 0 | -0.03 | -0.26 | 0 |  | 0.4 | 0.35 | 0.23 | 33.35 | 1207.524 | 1.81
D | 4002 | 2023-03-21 | 15 | ON | 18.51 | 11.57 | 0.83 | 0.1 | 0.06 | 0.86 | 0 | 0.03 | -0.04 | -0.26 | 0 |  | 0.4 | 0.35 | 0.23 | 32.64 | 1188.453 | 1.85
D | 4002 | 2023-03-21 | 16 | ON | 14.34 | 11.57 | 0.83 | 0.1 | 0.07 | 0.85 | 0 | -0.01 | -0.01 | -0.26 | 0 |  | 0.4 | 0.35 | 0.23 | 28.46 | 1200.972 | 1.85
D | 4002 | 2023-03-21 | 17 | ON | 15.2 | 11.57 | 0.83 | 0.1 | 0.08 | 0.8 | 0 | 0 | 0.03 | -0.26 | 0 |  | 0.4 | 0.35 | 0.23 | 29.33 | 1234.284 | 1.81
D | 4002 | 2023-03-21 | 18 | ON | 21.06 | 11.57 | 0.83 | 0.1 | 0.06 | 0.74 | 0 | 0.03 | -0.01 | -0.26 | 0 |  | 0.4 | 0.35 | 0.23 | 35.1 | 1298.807 | 1.73
D | 4002 | 2023-03-21 | 19 | ON | 25.07 | 11.57 | 0.83 | 0.1 | 0.19 | 0.7 | 0 | -0.03 | -0.12 | -0.26 | 0 |  | 0.4 | 0.35 | 0.23 | 39.03 | 1347.968 | 1.82
D | 4002 | 2023-03-21 | 20 | ON | 28.11 | 11.57 | 0.83 | 0.1 | 0.35 | 0.67 | 0 | 0 | -0.19 | -0.26 | 0 |  | 0.4 | 0.35 | 0.23 | 42.16 | 1377.029 | 1.95
D | 4002 | 2023-03-21 | 21 | ON | 26 | 11.57 | 0.83 | 0.1 | 0.07 | 0.69 | 0 | -0.02 | -0.13 | -0.26 | 0 |  | 0.4 | 0.35 | 0.23 | 39.83 | 1333.004 | 1.69
D | 4002 | 2023-03-21 | 22 | ON | 24.76 | 11.57 | 0.83 | 0.1 | 0.06 | 0.73 | 0 | -0.02 | -0.03 | -0.26 | 0 |  | 0.4 | 0.35 | 0.23 | 38.72 | 1245.872 | 1.72
D | 4002 | 2023-03-21 | 23 | ON | 21.38 | 11.57 | 0.83 | 0.1 | 0.13 | 0.8 | 0 | -0.01 | -0.02 | -0.26 | 0 |  | 0.4 | 0.35 | 0.23 | 35.5 | 1143.589 | 1.86
D | 4002 | 2023-03-21 | 24 | OFF | 20.65 | 11.57 | 0.83 | 0.1 | 0.41 | 0 | 0 | -0.01 | -0.03 | -0.26 | 0 |  | 0.4 | 0.35 | 0.23 | 34.24 | 1058.237 | 1.34
D | 4002 | 2023-03-22 | 1 | OFF | 19.85 | 11.57 | 0.25 | 0.04 | 0.12 | 0 | 0 | 0 | -0.01 | -0.26 | 0 |  | 0.4 | 0.35 | 0.23 | 32.54 | 1009.708 | 0.41
D | 4002 | 2023-03-22 | 2 | OFF | 20.02 | 11.57 | 0.25 | 0.04 | 0 | 0 | 0 | -0.05 | -0.03 | -0.26 | 0 |  | 0.4 | 0.35 | 0.23 | 32.52 | 986.798 | 0.29
D | 4002 | 2023-03-22 | 3 | OFF | 20.61 | 11.57 | 0.25 | 0.04 | 0.38 | 0 | 0 | -0.02 | -0.04 | -0.26 | 0 |  | 0.4 | 0.35 | 0.23 | 33.51 | 977.889 | 0.67
D | 4002 | 2023-03-22 | 4 | OFF | 20.64 | 11.57 | 0.25 | 0.04 | 0.55 | 0 | 0 | 0.01 | -0.04 | -0.26 | 0 |  | 0.4 | 0.35 | 0.23 | 33.74 | 989.944 | 0.84
D | 4002 | 2023-03-22 | 5 | OFF | 20.67 | 11.57 | 0.25 | 0.04 | 0.55 | 0 | 0 | -0.04 | -0.04 | -0.26 | 0 |  | 0.4 | 0.35 | 0.23 | 33.72 | 1035.332 | 0.84
D | 4002 | 2023-03-22 | 6 | OFF | 23.21 | 11.57 | 0.25 | 0.04 | 1.43 | 0 | 0 | 0 | 0.03 | -0.26 | 0 |  | 0.4 | 0.35 | 0.23 | 37.25 | 1136.161 | 1.72
D | 4002 | 2023-03-22 | 7 | OFF | 49.69 | 11.57 | 0.25 | 0.04 | 0.58 | 0 | 0.08 | -0.05 | 0.17 | -0.26 | 0 |  | 0.4 | 0.35 | 0.23 | 63.05 | 1299.661 | 0.95
D | 4002 | 2023-03-22 | 8 | ON | 41.47 | 11.57 | 0.25 | 0.04 | 0.38 | 0.69 | 0 | 0.02 | -0.17 | -0.26 | 0 |  | 0.4 | 0.35 | 0.23 | 54.97 | 1376.284 | 1.36
D | 4002 | 2023-03-22 | 9 | ON | 37.33 | 11.57 | 0.25 | 0.04 | 0.59 | 0.71 | 0 | -0.03 | 0.11 | -0.26 | 0 |  | 0.4 | 0.35 | 0.23 | 51.29 | 1376.678 | 1.59
D | 4002 | 2023-03-22 | 10 | ON | 21.77 | 11.57 | 0.25 | 0.04 | 0.2 | 0.75 | 0 | 0.01 | -0.01 | -0.26 | 0 |  | 0.4 | 0.35 | 0.23 | 35.3 | 1328.667 | 1.24
D | 4002 | 2023-03-22 | 11 | ON | 20.54 | 11.57 | 0.25 | 0.04 | 0.08 | 0.78 | 0 | -0.03 | -0.06 | -0.26 | 0 |  | 0.4 | 0.35 | 0.23 | 33.89 | 1271.797 | 1.15
D | 4002 | 2023-03-22 | 12 | ON | 20.17 | 11.57 | 0.25 | 0.04 | 0.03 | 0.87 | 0 | -0.02 | -0.02 | -0.26 | 0 |  | 0.4 | 0.35 | 0.23 | 33.61 | 1222.213 | 1.19
D | 4002 | 2023-03-22 | 13 | ON | 18.79 | 11.57 | 0.25 | 0.04 | 0.02 | 0.91 | 0 | -0.02 | -0.01 | -0.26 | 0 |  | 0.4 | 0.35 | 0.23 | 32.27 | 1188.101 | 1.22
D | 4002 | 2023-03-22 | 14 | ON | 15.23 | 11.57 | 0.25 | 0.04 | 0.06 | 0.94 | 0 | -0.02 | -0.02 | -0.26 | 0 |  | 0.4 | 0.35 | 0.23 | 28.77 | 1168.163 | 1.29
D | 4002 | 2023-03-22 | 15 | ON | 12.38 | 11.57 | 0.25 | 0.04 | 0.35 | 0.95 | 0 | -0.04 | -0.03 | -0.26 | 0 |  | 0.4 | 0.35 | 0.23 | 26.19 | 1156.025 | 1.59
D | 4002 | 2023-03-22 | 16 | ON | 5.06 | 11.57 | 0.25 | 0.04 | 0.39 | 0.93 | 0 | -0.03 | 0.09 | -0.26 | 0 |  | 0.4 | 0.35 | 0.23 | 19.02 | 1164.717 | 1.61
D | 4002 | 2023-03-22 | 17 | ON | 17.17 | 11.57 | 0.25 | 0.04 | 0.17 | 0.87 | 0 | -0.02 | 0.01 | -0.26 | 0 |  | 0.4 | 0.35 | 0.23 | 30.78 | 1208.359 | 1.33
D | 4002 | 2023-03-22 | 18 | ON | 22.21 | 11.57 | 0.25 | 0.04 | 0.04 | 0.8 | 0 | 0.01 | -0.06 | -0.26 | 0 |  | 0.4 | 0.35 | 0.23 | 35.58 | 1286.622 | 1.13
D | 4002 | 2023-03-22 | 19 | ON | 30.65 | 11.57 | 0.25 | 0.04 | 0.25 | 0.76 | 0 | -0.01 | -0.09 | -0.26 | 0 |  | 0.4 | 0.35 | 0.23 | 44.14 | 1344.223 | 1.3
D | 4002 | 2023-03-22 | 20 | ON | 33.99 | 11.57 | 0.25 | 0.04 | 0.03 | 0.73 | 0.06 | 0.03 | -0.15 | -0.26 | 0 |  | 0.4 | 0.35 | 0.23 | 47.27 | 1369.529 | 1.11
D | 4002 | 2023-03-22 | 21 | ON | 27.61 | 11.57 | 0.25 | 0.04 | 0.15 | 0.75 | 0.01 | -0.01 | -0.08 | -0.26 | 0 |  | 0.4 | 0.35 | 0.23 | 41.01 | 1321.693 | 1.2
D | 4002 | 2023-03-22 | 22 | ON | 22.17 | 11.57 | 0.25 | 0.04 | 0.08 | 0.8 | 0 | 0.04 | -0.05 | -0.26 | 0 |  | 0.4 | 0.35 | 0.23 | 35.62 | 1231.594 | 1.17
D | 4002 | 2023-03-22 | 23 | ON | 21.04 | 11.57 | 0.25 | 0.04 | 0.08 | 0.87 | 0 | -0.01 | -0.05 | -0.26 | 0 |  | 0.4 | 0.35 | 0.23 | 34.51 | 1124.701 | 1.24
D | 4002 | 2023-03-22 | 24 | OFF | 20.35 | 11.57 | 0.25 | 0.04 | 0.15 | 0 | 0 | 0.03 | -0.1 | -0.26 | 0 |  | 0.4 | 0.35 | 0.23 | 33.01 | 1035.373 | 0.44
D | 4002 | 2023-03-23 | 1 | OFF | 20.34 | 11.57 | 0.19 | 0.04 | 0.11 | 0 | 0 | -0.01 | -0.06 | -0.26 | 0 |  | 0.4 | 0.35 | 0.23 | 32.9 | 982.252 | 0.34
D | 4002 | 2023-03-23 | 2 | OFF | 20.48 | 11.57 | 0.19 | 0.04 | 0.16 | 0 | 0 | 0.05 | -0.11 | -0.26 | 0 |  | 0.4 | 0.35 | 0.23 | 33.1 | 951.868 | 0.39
D | 4002 | 2023-03-23 | 3 | OFF | 19.03 | 11.57 | 0.19 | 0.04 | 0.03 | 0 | 0 | 0.03 | -0.07 | -0.26 | 0 |  | 0.4 | 0.35 | 0.23 | 31.54 | 942.069 | 0.26
D | 4002 | 2023-03-23 | 4 | OFF | 19.22 | 11.57 | 0.19 | 0.04 | 0 | 0 | 0 | 0.01 | -0.09 | -0.26 | 0 |  | 0.4 | 0.35 | 0.23 | 31.66 | 951.209 | 0.23
D | 4002 | 2023-03-23 | 5 | OFF | 20.55 | 11.57 | 0.19 | 0.04 | 0 | 0 | 0 | 0.02 | -0.09 | -0.26 | 0 |  | 0.4 | 0.35 | 0.23 | 33 | 994.055 | 0.23
D | 4002 | 2023-03-23 | 6 | OFF | 21.08 | 11.57 | 0.19 | 0.04 | 0.17 | 0 | 0 | -0.03 | -0.09 | -0.26 | 0 |  | 0.4 | 0.35 | 0.23 | 33.65 | 1089.687 | 0.4
D | 4002 | 2023-03-23 | 7 | OFF | 22.8 | 11.57 | 0.19 | 0.04 | 0.3 | 0 | 0.03 | 0.04 | -0.06 | -0.26 | 0 |  | 0.4 | 0.35 | 0.23 | 35.63 | 1240.989 | 0.56
D | 4002 | 2023-03-23 | 8 | ON | 39.12 | 11.57 | 0.19 | 0.04 | 0.37 | 0.77 | 0.03 | -0.04 | -0.09 | -0.26 | 0 |  | 0.4 | 0.35 | 0.23 | 52.68 | 1330.853 | 1.4
D | 4002 | 2023-03-23 | 9 | ON | 32.84 | 11.57 | 0.19 | 0.04 | 0.18 | 0.76 | 0 | 0 | -0.15 | -0.26 | 0 |  | 0.4 | 0.35 | 0.23 | 46.15 | 1362.597 | 1.17
D | 4002 | 2023-03-23 | 10 | ON | 23.34 | 11.57 | 0.19 | 0.04 | 0.09 | 0.76 | 0 | 0.03 | -0.16 | -0.26 | 0 |  | 0.4 | 0.35 | 0.23 | 36.58 | 1383.445 | 1.08
D | 4002 | 2023-03-23 | 11 | ON | 23.68 | 11.57 | 0.19 | 0.04 | 0.05 | 0.78 | 0 | 0 | -0.17 | -0.26 | 0 |  | 0.4 | 0.35 | 0.23 | 36.86 | 1384.597 | 1.06
D | 4002 | 2023-03-23 | 12 | ON | 24.09 | 11.57 | 0.19 | 0.04 | 0.04 | 0.78 | 0 | -0.01 | -0.12 | -0.26 | 0 |  | 0.4 | 0.35 | 0.23 | 37.3 | 1379.663 | 1.05
D | 4002 | 2023-03-23 | 13 | ON | 24.67 | 11.57 | 0.19 | 0.04 | 0.33 | 0.78 | 0 | -0.03 | -0.1 | -0.26 | 0 |  | 0.4 | 0.35 | 0.23 | 38.17 | 1358.127 | 1.34
D | 4002 | 2023-03-23 | 14 | ON | 30.85 | 11.57 | 0.19 | 0.04 | 0.12 | 0.77 | 0.01 | -0.02 | -0.07 | -0.26 | 0 |  | 0.4 | 0.35 | 0.23 | 44.18 | 1357.615 | 1.13
D | 4002 | 2023-03-23 | 15 | ON | 35.81 | 11.57 | 0.19 | 0.04 | 0.14 | 0.77 | 0.03 | 0.03 | -0.06 | -0.26 | 0 |  | 0.4 | 0.35 | 0.23 | 49.24 | 1346.856 | 1.17
D | 4002 | 2023-03-23 | 16 | ON | 33.42 | 11.57 | 0.19 | 0.04 | 0.14 | 0.77 | 0.01 | 0.02 | -0.01 | -0.26 | 0 |  | 0.4 | 0.35 | 0.23 | 46.87 | 1342.178 | 1.15
D | 4002 | 2023-03-23 | 17 | ON | 28.04 | 11.57 | 0.19 | 0.04 | 0.06 | 0.77 | 0 | -0.02 | -0.03 | -0.26 | 0 |  | 0.4 | 0.35 | 0.23 | 41.34 | 1320.028 | 1.06
D | 4002 | 2023-03-23 | 18 | ON | 24.36 | 11.57 | 0.19 | 0.04 | 0.07 | 0.75 | 0 | 0 | -0.11 | -0.26 | 0 |  | 0.4 | 0.35 | 0.23 | 37.59 | 1360.765 | 1.05
D | 4002 | 2023-03-23 | 19 | ON | 24.27 | 11.57 | 0.19 | 0.04 | 0.15 | 0.74 | 0 | 0.02 | -0.15 | -0.26 | 0 |  | 0.4 | 0.35 | 0.23 | 37.55 | 1374.567 | 1.12
D | 4002 | 2023-03-23 | 20 | ON | 25.31 | 11.57 | 0.19 | 0.04 | 0.04 | 0.73 | 0 | 0.04 | -0.12 | -0.26 | 0 |  | 0.4 | 0.35 | 0.23 | 38.52 | 1378.271 | 1
D | 4002 | 2023-03-23 | 21 | ON | 22.23 | 11.57 | 0.19 | 0.04 | 0.09 | 0.76 | 0 | -0.03 | -0.09 | -0.26 | 0 |  | 0.4 | 0.35 | 0.23 | 35.48 | 1328.924 | 1.08
D | 4002 | 2023-03-23 | 22 | ON | 20.98 | 11.57 | 0.19 | 0.04 | 0.09 | 0.81 | 0 | 0.02 | -0.09 | -0.26 | 0 |  | 0.4 | 0.35 | 0.23 | 34.33 | 1243.062 | 1.13
D | 4002 | 2023-03-23 | 23 | ON | 18.85 | 11.57 | 0.19 | 0.04 | 0.58 | 0.88 | 0 | 0 | -0.06 | -0.26 | 0 |  | 0.4 | 0.35 | 0.23 | 32.77 | 1132.045 | 1.69
D | 4002 | 2023-03-23 | 24 | OFF | 18.51 | 11.57 | 0.19 | 0.04 | 0.53 | 0 | 0 | -0.03 | -0.01 | -0.26 | 0 |  | 0.4 | 0.35 | 0.23 | 31.52 | 1041.542 | 0.76
D | 4002 | 2023-03-24 | 1 | OFF | 18.46 | 11.57 | 0.17 | 0.04 | 0.25 | 0 | 0 | -0.05 | -0.09 | -0.26 | 0 |  | 0.4 | 0.35 | 0.23 | 31.07 | 996.62 | 0.46
D | 4002 | 2023-03-24 | 2 | OFF | 19.29 | 11.57 | 0.17 | 0.04 | 0 | 0 | 0 | -0.01 | -0.06 | -0.26 | 0 |  | 0.4 | 0.35 | 0.23 | 31.72 | 961.929 | 0.21
D | 4002 | 2023-03-24 | 3 | OFF | 19.66 | 11.57 | 0.17 | 0.04 | 0 | 0 | 0 | -0.05 | -0.06 | -0.26 | 0 |  | 0.4 | 0.35 | 0.23 | 32.05 | 953.587 | 0.21
D | 4002 | 2023-03-24 | 4 | OFF | 19.08 | 11.57 | 0.17 | 0.04 | 0 | 0 | 0 | -0.06 | -0.05 | -0.26 | 0 |  | 0.4 | 0.35 | 0.23 | 31.47 | 958.206 | 0.21
D | 4002 | 2023-03-24 | 5 | OFF | 20.4 | 11.57 | 0.17 | 0.04 | 0 | 0 | 0 | -0.04 | -0.06 | -0.26 | 0 |  | 0.4 | 0.35 | 0.23 | 32.8 | 1003.453 | 0.21
D | 4002 | 2023-03-24 | 6 | OFF | 22.15 | 11.57 | 0.17 | 0.04 | 0.35 | 0 | 0.02 | -0.04 | 0.01 | -0.26 | 0 |  | 0.4 | 0.35 | 0.23 | 34.99 | 1100.102 | 0.58
D | 4002 | 2023-03-24 | 7 | OFF | 42.76 | 11.57 | 0.17 | 0.04 | 0.51 | 0 | 0.18 | -0.01 | 0.06 | -0.26 | 0 |  | 0.4 | 0.35 | 0.23 | 56 | 1238.241 | 0.9
D | 4002 | 2023-03-24 | 8 | ON | 47.75 | 11.57 | 0.17 | 0.04 | 0.67 | 0.77 | 0.02 | -0.02 | -0.14 | -0.26 | 0 |  | 0.4 | 0.35 | 0.23 | 61.55 | 1326.995 | 1.67
D | 4002 | 2023-03-24 | 9 | ON | 42.62 | 11.57 | 0.17 | 0.04 | 0.17 | 0.77 | 0 | -0.01 | -0.12 | -0.26 | 0 |  | 0.4 | 0.35 | 0.23 | 55.93 | 1356.833 | 1.15
D | 4002 | 2023-03-24 | 10 | ON | 42.02 | 11.57 | 0.17 | 0.04 | 0.22 | 0.77 | 0.03 | -0.01 | -0.08 | -0.26 | 0 |  | 0.4 | 0.35 | 0.23 | 55.45 | 1367.179 | 1.23
D | 4002 | 2023-03-24 | 11 | ON | 48.05 | 11.57 | 0.17 | 0.04 | 0.53 | 0.78 | 0.05 | 0.02 | -0.04 | -0.26 | 0 |  | 0.4 | 0.35 | 0.23 | 61.89 | 1353.336 | 1.57
D | 4002 | 2023-03-24 | 12 | ON | 34.19 | 11.57 | 0.17 | 0.04 | 0.56 | 0.82 | 0 | 0.02 | 0.25 | -0.26 | 0 |  | 0.4 | 0.35 | 0.23 | 48.34 | 1312.494 | 1.59
D | 4002 | 2023-03-24 | 13 | ON | 19.08 | 11.57 | 0.17 | 0.04 | 0.04 | 0.89 | 0 | 0.01 | -0.05 | -0.26 | 0 |  | 0.4 | 0.35 | 0.23 | 32.47 | 1235.623 | 1.14
D | 4002 | 2023-03-24 | 14 | ON | 18.2 | 11.57 | 0.17 | 0.04 | 0.05 | 0.92 | 0 | -0.01 | -0.06 | -0.26 | 0 |  | 0.4 | 0.35 | 0.23 | 31.6 | 1207.527 | 1.18
D | 4002 | 2023-03-24 | 15 | ON | 17.77 | 11.57 | 0.17 | 0.04 | 0.04 | 0.93 | 0 | 0 | -0.06 | -0.26 | 0 |  | 0.4 | 0.35 | 0.23 | 31.18 | 1176.548 | 1.18
D | 4002 | 2023-03-24 | 16 | ON | 19.31 | 11.57 | 0.17 | 0.04 | 0.03 | 0.92 | 0 | 0 | -0.03 | -0.26 | 0 |  | 0.4 | 0.35 | 0.23 | 32.73 | 1180.096 | 1.16
D | 4002 | 2023-03-24 | 17 | ON | 20.55 | 11.57 | 0.17 | 0.04 | 0.02 | 0.88 | 0 | -0.01 | -0.06 | -0.26 | 0 |  | 0.4 | 0.35 | 0.23 | 33.88 | 1201.12 | 1.11
D | 4002 | 2023-03-24 | 18 | ON | 21.78 | 11.57 | 0.17 | 0.04 | 0.03 | 0.83 | 0 | -0.02 | -0.07 | -0.26 | 0 |  | 0.4 | 0.35 | 0.23 | 35.05 | 1255.594 | 1.07
D | 4002 | 2023-03-24 | 19 | ON | 35.04 | 11.57 | 0.17 | 0.04 | 0.18 | 0.79 | 0.14 | -0.07 | 0.05 | -0.26 | 0 |  | 0.4 | 0.35 | 0.23 | 48.63 | 1302.903 | 1.32
D | 4002 | 2023-03-24 | 20 | ON | 49.83 | 11.57 | 0.17 | 0.04 | 0.06 | 0.76 | 0.23 | -0.07 | -0.12 | -0.26 | 0 |  | 0.4 | 0.35 | 0.23 | 63.19 | 1332.075 | 1.26
D | 4002 | 2023-03-24 | 21 | ON | 37.7 | 11.57 | 0.17 | 0.04 | 0.65 | 0.78 | 0.02 | 0.01 | -0.1 | -0.26 | 0 |  | 0.4 | 0.35 | 0.23 | 51.56 | 1301.621 | 1.66
D | 4002 | 2023-03-24 | 22 | ON | 27.69 | 11.57 | 0.17 | 0.04 | 0.23 | 0.81 | 0 | -0.02 | -0.09 | -0.26 | 0 |  | 0.4 | 0.35 | 0.23 | 41.12 | 1236.165 | 1.25
D | 4002 | 2023-03-24 | 23 | ON | 23.55 | 11.57 | 0.17 | 0.04 | 0.21 | 0.86 | 0 | -0.03 | -0.06 | -0.26 | 0 |  | 0.4 | 0.35 | 0.23 | 37.03 | 1150.79 | 1.28
D | 4002 | 2023-03-24 | 24 | OFF | 22.52 | 11.57 | 0.17 | 0.04 | 0.24 | 0 | 0 | -0.02 | 0 | -0.26 | 0 |  | 0.4 | 0.35 | 0.23 | 35.24 | 1075.602 | 0.45
D | 4002 | 2023-03-25 | 1 | OFF | 22.47 | 11.57 | 0.11 | 0.01 | 0.01 | 0 | 0 | -0.03 | -0.07 | -0.26 | 0 |  | 0.4 | 0.35 | 0.23 | 34.79 | 1029.463 | 0.13
D | 4002 | 2023-03-25 | 2 | OFF | 22.66 | 11.57 | 0.11 | 0.01 | 0.02 | 0 | 0 | 0.01 | -0.03 | -0.26 | 0 |  | 0.4 | 0.35 | 0.23 | 35.07 | 1003.181 | 0.14
D | 4002 | 2023-03-25 | 3 | OFF | 22.25 | 11.57 | 0.11 | 0.01 | 0.06 | 0 | 0 | 0.03 | -0.03 | -0.26 | 0 |  | 0.4 | 0.35 | 0.23 | 34.72 | 992.891 | 0.18
D | 4002 | 2023-03-25 | 4 | OFF | 21.65 | 11.57 | 0.11 | 0.01 | 0.09 | 0 | 0 | 0.01 | 0.01 | -0.26 | 0 |  | 0.4 | 0.35 | 0.23 | 34.17 | 997.015 | 0.21
D | 4002 | 2023-03-25 | 5 | OFF | 22.48 | 11.57 | 0.11 | 0.01 | 0.28 | 0 | 0 | -0.01 | -0.04 | -0.26 | 0 |  | 0.4 | 0.35 | 0.23 | 35.12 | 1015.664 | 0.4
D | 4002 | 2023-03-25 | 6 | OFF | 25.72 | 11.57 | 0.11 | 0.01 | 0.12 | 0 | 0 | 0.08 | 0.02 | -0.26 | 0 |  | 0.4 | 0.35 | 0.23 | 38.35 | 1063.751 | 0.24
D | 4002 | 2023-03-25 | 7 | OFF | 23.29 | 11.57 | 0.11 | 0.01 | 0.14 | 0 | 0 | 0.05 | -0.09 | -0.26 | 0 |  | 0.4 | 0.35 | 0.23 | 35.8 | 1137.583 | 0.26
D | 4002 | 2023-03-25 | 8 | OFF | 21.49 | 11.57 | 0.11 | 0.01 | 0.12 | 0 | 0 | -0.01 | -0.04 | -0.26 | 0 |  | 0.4 | 0.35 | 0.23 | 33.97 | 1201.024 | 0.24
D | 4002 | 2023-03-25 | 9 | OFF | 20.57 | 11.57 | 0.11 | 0.01 | 0.12 | 0 | 0 | 0 | -0.09 | -0.26 | 0 |  | 0.4 | 0.35 | 0.23 | 33.01 | 1269.992 | 0.24
D | 4002 | 2023-03-25 | 10 | OFF | 24.83 | 11.57 | 0.11 | 0.01 | 0.09 | 0 | 0 | 0.02 | -0.07 | -0.26 | 0 |  | 0.4 | 0.35 | 0.23 | 37.28 | 1312.567 | 0.21
D | 4002 | 2023-03-25 | 11 | OFF | 30.21 | 11.57 | 0.11 | 0.01 | 0.09 | 0 | 0 | 0 | -0.04 | -0.26 | 0 |  | 0.4 | 0.35 | 0.23 | 42.67 | 1319.414 | 0.21
D | 4002 | 2023-03-25 | 12 | OFF | 29.79 | 11.57 | 0.11 | 0.01 | 0.09 | 0 | 0 | 0.02 | -0.06 | -0.26 | 0 |  | 0.4 | 0.35 | 0.23 | 42.25 | 1337.543 | 0.21
D | 4002 | 2023-03-25 | 13 | OFF | 30.61 | 11.57 | 0.11 | 0.01 | 0.36 | 0 | 0 | -0.01 | -0.06 | -0.26 | 0 |  | 0.4 | 0.35 | 0.23 | 43.31 | 1334.525 | 0.48
D | 4002 | 2023-03-25 | 14 | OFF | 41.59 | 11.57 | 0.11 | 0.01 | 0.68 | 0 | 0.19 | -0.07 | -0.02 | -0.26 | 0 |  | 0.4 | 0.35 | 0.23 | 54.78 | 1333.145 | 0.99
D | 4002 | 2023-03-25 | 15 | OFF | 33.1 | 11.57 | 0.11 | 0.01 | 0.22 | 0 | 0.03 | -0.01 | -0.03 | -0.26 | 0 |  | 0.4 | 0.35 | 0.23 | 45.72 | 1344.577 | 0.37
D | 4002 | 2023-03-25 | 16 | OFF | 32.85 | 11.57 | 0.11 | 0.01 | 0.12 | 0 | 0.03 | 0.01 | -0.06 | -0.26 | 0 |  | 0.4 | 0.35 | 0.23 | 45.36 | 1352.613 | 0.27
D | 4002 | 2023-03-25 | 17 | OFF | 31.95 | 11.57 | 0.11 | 0.01 | 0.39 | 0 | 0 | 0 | -0.02 | -0.26 | 0 |  | 0.4 | 0.35 | 0.23 | 44.73 | 1368.396 | 0.51
D | 4002 | 2023-03-25 | 18 | OFF | 30.04 | 11.57 | 0.11 | 0.01 | 0.14 | 0 | 0 | 0.03 | -0.08 | -0.26 | 0 |  | 0.4 | 0.35 | 0.23 | 42.54 | 1393.523 | 0.26
D | 4002 | 2023-03-25 | 19 | OFF | 24.36 | 11.57 | 0.11 | 0.01 | 0.1 | 0 | 0 | 0 | -0.14 | -0.26 | 0 |  | 0.4 | 0.35 | 0.23 | 36.73 | 1387.454 | 0.22
D | 4002 | 2023-03-25 | 20 | OFF | 22.4 | 11.57 | 0.11 | 0.01 | 0.33 | 0 | 0 | -0.01 | -0.14 | -0.26 | 0 |  | 0.4 | 0.35 | 0.23 | 34.99 | 1366.968 | 0.45
D | 4002 | 2023-03-25 | 21 | OFF | 21.95 | 11.57 | 0.11 | 0.01 | 0.15 | 0 | 0 | 0.01 | -0.14 | -0.26 | 0 |  | 0.4 | 0.35 | 0.23 | 34.38 | 1306.91 | 0.27
D | 4002 | 2023-03-25 | 22 | OFF | 22.58 | 11.57 | 0.11 | 0.01 | 0.09 | 0 | 0 | 0.01 | -0.07 | -0.26 | 0 |  | 0.4 | 0.35 | 0.23 | 35.02 | 1253.488 | 0.21
D | 4002 | 2023-03-25 | 23 | OFF | 28.64 | 11.57 | 0.11 | 0.01 | 1.35 | 0 | 0 | 0 | 0.01 | -0.26 | 0 |  | 0.4 | 0.35 | 0.23 | 42.41 | 1157.918 | 1.47
D | 4002 | 2023-03-25 | 24 | OFF | 23.82 | 11.57 | 0.11 | 0.01 | 0.82 | 0 | 0 | -0.02 | 0.06 | -0.26 | 0 |  | 0.4 | 0.35 | 0.23 | 37.09 | 1085.777 | 0.94
D | 4002 | 2023-03-26 | 1 | OFF | 41.15 | 11.57 | 0.14 | 0.02 | 0.35 | 0 | 0.66 | -0.07 | 0.19 | -0.26 | 0 |  | 0.4 | 0.35 | 0.23 | 54.73 | 1024.791 | 1.17
D | 4002 | 2023-03-26 | 2 | OFF | 28.91 | 11.57 | 0.14 | 0.02 | 0.75 | 0 | 0.29 | -0.01 | 0.14 | -0.26 | 0 |  | 0.4 | 0.35 | 0.23 | 42.53 | 991.521 | 1.2
D | 4002 | 2023-03-26 | 3 | OFF | 21.88 | 11.57 | 0.14 | 0.02 | 0.1 | 0 | 0 | 0.01 | 0.02 | -0.26 | 0 |  | 0.4 | 0.35 | 0.23 | 34.46 | 970.091 | 0.26
D | 4002 | 2023-03-26 | 4 | OFF | 18.71 | 11.57 | 0.14 | 0.02 | 0.26 | 0 | 0 | 0.01 | -0.02 | -0.26 | 0 |  | 0.4 | 0.35 | 0.23 | 31.41 | 964.366 | 0.42
D | 4002 | 2023-03-26 | 5 | OFF | 18.8 | 11.57 | 0.14 | 0.02 | 0.09 | 0 | 0 | -0.02 | -0.06 | -0.26 | 0 |  | 0.4 | 0.35 | 0.23 | 31.26 | 971.672 | 0.25
D | 4002 | 2023-03-26 | 6 | OFF | 17.63 | 11.57 | 0.14 | 0.02 | 0.21 | 0 | 0 | 0 | -0.08 | -0.26 | 0 |  | 0.4 | 0.35 | 0.23 | 30.21 | 999.02 | 0.37
D | 4002 | 2023-03-26 | 7 | OFF | 19.68 | 11.57 | 0.14 | 0.02 | 0.16 | 0 | 0 | 0.01 | -0.06 | -0.26 | 0 |  | 0.4 | 0.35 | 0.23 | 32.24 | 1056.113 | 0.32
D | 4002 | 2023-03-26 | 8 | OFF | 20.05 | 11.57 | 0.14 | 0.02 | 0.11 | 0 | 0 | 0.01 | -0.03 | -0.26 | 0 |  | 0.4 | 0.35 | 0.23 | 32.59 | 1115.882 | 0.27
D | 4002 | 2023-03-26 | 9 | OFF | 18.72 | 11.57 | 0.14 | 0.02 | 0.15 | 0 | 0 | 0 | -0.01 | -0.26 | 0 |  | 0.4 | 0.35 | 0.23 | 31.31 | 1162.916 | 0.31
D | 4002 | 2023-03-26 | 10 | OFF | 17.73 | 11.57 | 0.14 | 0.02 | 0.06 | 0 | 0 | -0.01 | -0.04 | -0.26 | 0 |  | 0.4 | 0.35 | 0.23 | 30.19 | 1194.159 | 0.22
D | 4002 | 2023-03-26 | 11 | OFF | 18.49 | 11.57 | 0.14 | 0.02 | 0.06 | 0 | 0 | 0 | -0.01 | -0.26 | 0 |  | 0.4 | 0.35 | 0.23 | 30.99 | 1214.5 | 0.22
D | 4002 | 2023-03-26 | 12 | OFF | 19.11 | 11.57 | 0.14 | 0.02 | 0.04 | 0 | 0 | 0.04 | -0.02 | -0.26 | 0 |  | 0.4 | 0.35 | 0.23 | 31.62 | 1244.45 | 0.2
D | 4002 | 2023-03-26 | 13 | OFF | 14.79 | 11.57 | 0.14 | 0.02 | 0.39 | 0 | 0 | 0.01 | 0.03 | -0.26 | 0 |  | 0.4 | 0.35 | 0.23 | 27.67 | 1242.79 | 0.55
D | 4002 | 2023-03-26 | 14 | OFF | -11.89 | 11.57 | 0.14 | 0.02 | 0.25 | 0 | 0 | -0.02 | -0.08 | -0.26 | 0 |  | 0.4 | 0.35 | 0.23 | 0.71 | 1207.155 | 0.41
D | 4002 | 2023-03-26 | 15 | OFF | 8.65 | 11.57 | 0.14 | 0.02 | 0.28 | 0 | 0 | -0.01 | -0.03 | -0.26 | 0 |  | 0.4 | 0.35 | 0.23 | 21.34 | 1182.099 | 0.44
D | 4002 | 2023-03-26 | 16 | OFF | 12.49 | 11.57 | 0.14 | 0.02 | 0.32 | 0 | 0 | 0.01 | 0.04 | -0.26 | 0 |  | 0.4 | 0.35 | 0.23 | 25.31 | 1182.009 | 0.48
D | 4002 | 2023-03-26 | 17 | OFF | 15.51 | 11.57 | 0.14 | 0.02 | 0.38 | 0 | 0 | 0.05 | 0.03 | -0.26 | 0 |  | 0.4 | 0.35 | 0.23 | 28.42 | 1197.803 | 0.54
D | 4002 | 2023-03-26 | 18 | OFF | 19.39 | 11.57 | 0.14 | 0.02 | 0.12 | 0 | 0 | 0.03 | -0.05 | -0.26 | 0 |  | 0.4 | 0.35 | 0.23 | 31.94 | 1259.077 | 0.28
D | 4002 | 2023-03-26 | 19 | OFF | 21.01 | 11.57 | 0.14 | 0.02 | 0.03 | 0 | 0 | 0.04 | -0.04 | -0.26 | 0 |  | 0.4 | 0.35 | 0.23 | 33.49 | 1294.796 | 0.19
D | 4002 | 2023-03-26 | 20 | OFF | 31.09 | 11.57 | 0.14 | 0.02 | 0.08 | 0 | 0 | 0.02 | 0 | -0.26 | 0 |  | 0.4 | 0.35 | 0.23 | 43.64 | 1323.992 | 0.24
D | 4002 | 2023-03-26 | 21 | OFF | 29.12 | 11.57 | 0.14 | 0.02 | 0.12 | 0 | 0 | 0.03 | 0.01 | -0.26 | 0 |  | 0.4 | 0.35 | 0.23 | 41.73 | 1281.855 | 0.28
D | 4002 | 2023-03-26 | 22 | OFF | 20.2 | 11.57 | 0.14 | 0.02 | 0.07 | 0 | 0 | 0.02 | -0.04 | -0.26 | 0 |  | 0.4 | 0.35 | 0.23 | 32.7 | 1194.797 | 0.23
D | 4002 | 2023-03-26 | 23 | OFF | 18.83 | 11.57 | 0.14 | 0.02 | 0.48 | 0 | 0 | 0.01 | 0.02 | -0.26 | 0 |  | 0.4 | 0.35 | 0.23 | 31.79 | 1100.144 | 0.64
D | 4002 | 2023-03-26 | 24 | OFF | 17.95 | 11.57 | 0.14 | 0.02 | 0.17 | 0 | 0 | 0.02 | 0.04 | -0.26 | 0 |  | 0.4 | 0.35 | 0.23 | 30.63 | 1025.732 | 0.33
D | 4002 | 2023-03-27 | 1 | OFF | 17.93 | 11.57 | 0.23 | 0.02 | 0.01 | 0 | 0 | -0.03 | 0.05 | -0.26 | 0 |  | 0.4 | 0.35 | 0.23 | 30.5 | 1006.277 | 0.26
D | 4002 | 2023-03-27 | 2 | OFF | 17.5 | 11.57 | 0.23 | 0.02 | 0 | 0 | 0 | -0.01 | -0.03 | -0.26 | 0 |  | 0.4 | 0.35 | 0.23 | 30 | 985.26 | 0.25
D | 4002 | 2023-03-27 | 3 | OFF | 18.41 | 11.57 | 0.23 | 0.02 | 0 | 0 | 0 | -0.02 | 0.13 | -0.26 | 0 |  | 0.4 | 0.35 | 0.23 | 31.06 | 968.527 | 0.25
D | 4002 | 2023-03-27 | 4 | OFF | 18.77 | 11.57 | 0.23 | 0.02 | 0.08 | 0 | 0 | -0.04 | 0.06 | -0.26 | 0 |  | 0.4 | 0.35 | 0.23 | 31.41 | 977.568 | 0.33
D | 4002 | 2023-03-27 | 5 | OFF | 20.08 | 11.57 | 0.23 | 0.02 | 0.42 | 0 | 0 | 0.04 | 0.01 | -0.26 | 0 |  | 0.4 | 0.35 | 0.23 | 33.09 | 1025.478 | 0.67
D | 4002 | 2023-03-27 | 6 | OFF | 19.13 | 11.57 | 0.23 | 0.02 | 0.04 | 0 | 0 | 0.02 | 0.21 | -0.26 | 0 |  | 0.4 | 0.35 | 0.23 | 31.94 | 1086.604 | 0.29
D | 4002 | 2023-03-27 | 7 | OFF | 31.67 | 11.57 | 0.23 | 0.02 | 0.23 | 0 | 0.01 | -0.03 | 0.24 | -0.26 | 0 |  | 0.4 | 0.35 | 0.23 | 44.66 | 1272.744 | 0.49
D | 4002 | 2023-03-27 | 8 | ON | 44.74 | 11.57 | 0.23 | 0.02 | 1.15 | 0.65 | 0.03 | -0.11 | 0.1 | -0.26 | 0 |  | 0.4 | 0.35 | 0.23 | 59.1 | 1257.203 | 2.08
D | 4002 | 2023-03-27 | 9 | ON | 26.1 | 11.57 | 0.23 | 0.02 | 0.21 | 0.67 | 0 | 0.07 | -0.09 | -0.26 | 0 |  | 0.4 | 0.35 | 0.23 | 39.5 | 1248.647 | 1.13
D | 4002 | 2023-03-27 | 10 | ON | 19.87 | 11.57 | 0.23 | 0.02 | 0.07 | 0.7 | 0 | 0.04 | -0.44 | -0.26 | 0 |  | 0.4 | 0.35 | 0.23 | 32.78 | 1137.423 | 1.02
D | 4002 | 2023-03-27 | 11 | ON | 18.06 | 11.57 | 0.23 | 0.02 | 0.1 | 0.73 | 0 | 0.02 | -0.39 | -0.26 | 0 |  | 0.4 | 0.35 | 0.23 | 31.06 | 1089.254 | 1.08
D | 4002 | 2023-03-27 | 12 | ON | 0.18 | 11.57 | 0.23 | 0.02 | 0.21 | 0.89 | 0 | 0.03 | -0.1 | -0.26 | 0 |  | 0.4 | 0.35 | 0.23 | 13.75 | 1053.41 | 1.35
D | 4002 | 2023-03-27 | 13 | ON | -0.92 | 11.57 | 0.23 | 0.02 | 0.24 | 0.91 | 0 | 0.01 | -0.07 | -0.26 | 0 |  | 0.4 | 0.35 | 0.23 | 12.71 | 968.938 | 1.4
D | 4002 | 2023-03-27 | 14 | ON | 16.17 | 11.57 | 0.23 | 0.02 | 0.14 | 0.9 | 0 | 0.08 | -0.46 | -0.26 | 0 |  | 0.4 | 0.35 | 0.23 | 29.37 | 889.322 | 1.29
D | 4002 | 2023-03-27 | 15 | ON | 18.03 | 11.57 | 0.23 | 0.02 | 0.13 | 0.87 | 0 | 0.08 | -0.12 | -0.26 | 0 |  | 0.4 | 0.35 | 0.23 | 31.53 | 1091.572 | 1.25
D | 4002 | 2023-03-27 | 16 | ON | 20.79 | 11.57 | 0.23 | 0.02 | 0.1 | 0.84 | 0 | 0.03 | 0.14 | -0.26 | 0 |  | 0.4 | 0.35 | 0.23 | 34.44 | 1221.345 | 1.19
D | 4002 | 2023-03-27 | 17 | ON | 39.46 | 11.57 | 0.23 | 0.02 | 0.14 | 0.8 | 0.42 | 0.01 | 0.74 | -0.26 | 0 |  | 0.4 | 0.35 | 0.23 | 54.11 | 1283.269 | 1.61
D | 4002 | 2023-03-27 | 18 | ON | 31.77 | 11.57 | 0.23 | 0.02 | 0.09 | 0.77 | 0.08 | -0.07 | 0.39 | -0.26 | 0 |  | 0.4 | 0.35 | 0.23 | 45.57 | 1204.592 | 1.19
D | 4002 | 2023-03-27 | 19 | ON | 28.05 | 11.57 | 0.23 | 0.02 | 0.1 | 0.75 | 0 | -0.07 | -0.08 | -0.26 | 0 |  | 0.4 | 0.35 | 0.23 | 41.29 | 1196.412 | 1.1
D | 4002 | 2023-03-27 | 20 | ON | 25.33 | 11.57 | 0.23 | 0.02 | 0.01 | 0.74 | 0 | -0.05 | 0.32 | -0.26 | 0 |  | 0.4 | 0.35 | 0.23 | 38.89 | 1232.675 | 1
D | 4002 | 2023-03-27 | 21 | ON | 25.27 | 11.57 | 0.23 | 0.02 | 0.12 | 0.78 | 0 | -0.13 | 0.14 | -0.26 | 0 |  | 0.4 | 0.35 | 0.23 | 38.72 | 1182.815 | 1.15
D | 4002 | 2023-03-27 | 22 | ON | 25.79 | 11.57 | 0.23 | 0.02 | 0.15 | 0.82 | 0 | -0.02 | -0.17 | -0.26 | 0 |  | 0.4 | 0.35 | 0.23 | 39.11 | 1104.862 | 1.22
D | 4002 | 2023-03-27 | 23 | ON | 22.68 | 11.57 | 0.23 | 0.02 | 0.1 | 0.88 | 0 | 0 | -0.01 | -0.26 | 0 |  | 0.4 | 0.35 | 0.23 | 36.19 | 1177.096 | 1.23
D | 4002 | 2023-03-27 | 24 | OFF | 19.89 | 11.57 | 0.23 | 0.02 | 0.13 | 0 | 0 | 0.07 | -0.11 | -0.26 | 0 |  | 0.4 | 0.35 | 0.23 | 32.52 | 1197.718 | 0.38
D | 4002 | 2023-03-28 | 1 | OFF | 20.85 | 11.57 | 0.13 | 0.02 | 0.08 | 0 | 0 | 0.02 | -0.36 | -0.26 | 0 |  | 0.4 | 0.35 | 0.23 | 33.03 | 1054.047 | 0.23
D | 4002 | 2023-03-28 | 2 | OFF | 20.02 | 11.57 | 0.13 | 0.02 | 0 | 0 | 0 | -0.02 | -0.26 | -0.26 | 0 |  | 0.4 | 0.35 | 0.23 | 32.18 | 1031.124 | 0.15
D | 4002 | 2023-03-28 | 3 | OFF | 20.95 | 11.57 | 0.13 | 0.02 | 0 | 0 | 0 | 0.04 | -0.29 | -0.26 | 0 |  | 0.4 | 0.35 | 0.23 | 33.14 | 1021.962 | 0.15
D | 4002 | 2023-03-28 | 4 | OFF | 19.78 | 11.57 | 0.13 | 0.02 | 0 | 0 | 0 | 0 | -0.23 | -0.26 | 0 |  | 0.4 | 0.35 | 0.23 | 31.99 | 1036.57 | 0.15
D | 4002 | 2023-03-28 | 5 | OFF | 19.78 | 11.57 | 0.13 | 0.02 | 0 | 0 | 0 | 0.09 | -0.16 | -0.26 | 0 |  | 0.4 | 0.35 | 0.23 | 32.15 | 1110.818 | 0.15
D | 4002 | 2023-03-28 | 6 | OFF | 18.52 | 11.57 | 0.13 | 0.02 | 0.11 | 0 | 0 | 0.04 | -0.19 | -0.26 | 0 |  | 0.4 | 0.35 | 0.23 | 30.92 | 1164.277 | 0.26
D | 4002 | 2023-03-28 | 7 | OFF | 23.89 | 11.57 | 0.13 | 0.02 | 0.2 | 0 | 0 | 0 | -0.16 | -0.26 | 0 |  | 0.4 | 0.35 | 0.23 | 36.37 | 1378.516 | 0.35
D | 4002 | 2023-03-28 | 8 | ON | 27.02 | 11.57 | 0.13 | 0.02 | 0.18 | 0.76 | 0 | -0.03 | -0.32 | -0.26 | 0 |  | 0.4 | 0.35 | 0.23 | 40.05 | 1577.376 | 1.09
D | 4002 | 2023-03-28 | 9 | ON | 39.53 | 11.57 | 0.13 | 0.02 | 0.25 | 0.74 | 0.09 | -0.06 | -0.7 | -0.26 | 0 |  | 0.4 | 0.35 | 0.23 | 52.29 | 1599.275 | 1.23
D | 4002 | 2023-03-28 | 10 | ON | 30.16 | 11.57 | 0.13 | 0.02 | 0.21 | 0.74 | 0.03 | -0.04 | -0.28 | -0.26 | 0 |  | 0.4 | 0.35 | 0.23 | 43.26 | 1641.509 | 1.13
D | 4002 | 2023-03-28 | 11 | ON | 31.98 | 11.57 | 0.13 | 0.02 | 0.11 | 0.74 | 0 | -0.02 | -0.16 | -0.26 | 0 |  | 0.4 | 0.35 | 0.23 | 45.09 | 1665.968 | 1
D | 4002 | 2023-03-28 | 12 | ON | 25.75 | 11.57 | 0.13 | 0.02 | 0.11 | 0.75 | 0 | 0.02 | -0.13 | -0.26 | 0 |  | 0.4 | 0.35 | 0.23 | 38.94 | 1599.715 | 1.01
D | 4002 | 2023-03-28 | 13 | ON | 22.36 | 11.57 | 0.13 | 0.02 | 0.09 | 0.78 | 0 | -0.03 | -0.25 | -0.26 | 0 |  | 0.4 | 0.35 | 0.23 | 35.39 | 1452.918 | 1.02
D | 4002 | 2023-03-28 | 14 | ON | 21.97 | 11.57 | 0.13 | 0.02 | 0.1 | 0.79 | 0 | 0.02 | -0.11 | -0.26 | 0 |  | 0.4 | 0.35 | 0.23 | 35.21 | 1420.782 | 1.04
D | 4002 | 2023-03-28 | 15 | ON | 21.68 | 11.57 | 0.13 | 0.02 | 0.1 | 0.8 | 0 | 0 | -0.15 | -0.26 | 0 |  | 0.4 | 0.35 | 0.23 | 34.87 | 1399.199 | 1.05
D | 4002 | 2023-03-28 | 16 | ON | 21.26 | 11.57 | 0.13 | 0.02 | 0.08 | 0.81 | 0 | -0.01 | -0.05 | -0.26 | 0 |  | 0.4 | 0.35 | 0.23 | 34.53 | 1386.287 | 1.04
D | 4002 | 2023-03-28 | 17 | ON | 21.59 | 11.57 | 0.13 | 0.02 | 0.08 | 0.79 | 0 | -0.01 | -0.1 | -0.26 | 0 |  | 0.4 | 0.35 | 0.23 | 34.79 | 1517.083 | 1.02
D | 4002 | 2023-03-28 | 18 | ON | 21.6 | 11.57 | 0.13 | 0.02 | 0.08 | 0.76 | 0 | -0.06 | -0.23 | -0.26 | 0 |  | 0.4 | 0.35 | 0.23 | 34.59 | 1529.238 | 0.99
D | 4002 | 2023-03-28 | 19 | ON | 23.94 | 11.57 | 0.13 | 0.02 | 0.08 | 0.73 | 0 | -0.03 | -0.44 | -0.26 | 0 |  | 0.4 | 0.35 | 0.23 | 36.72 | 1547.544 | 0.96
D | 4002 | 2023-03-28 | 20 | ON | 27.67 | 11.57 | 0.13 | 0.02 | 0.01 | 0.72 | 0 | -0.02 | -0.5 | -0.26 | 0 |  | 0.4 | 0.35 | 0.23 | 40.32 | 1571.697 | 0.88
D | 4002 | 2023-03-28 | 21 | ON | 26.44 | 11.57 | 0.13 | 0.02 | 0.1 | 0.73 | 0 | 0 | -0.17 | -0.26 | 0 |  | 0.4 | 0.35 | 0.23 | 39.54 | 1572.389 | 0.98
D | 4002 | 2023-03-28 | 22 | ON | 24.98 | 11.57 | 0.13 | 0.02 | 0.12 | 0.76 | 0 | 0.07 | -0.06 | -0.26 | 0 |  | 0.4 | 0.35 | 0.23 | 38.31 | 1574.34 | 1.03
D | 4002 | 2023-03-28 | 23 | ON | 23.81 | 11.57 | 0.13 | 0.02 | 0.11 | 0.82 | 0 | 0.07 | -0.91 | -0.26 | 0 |  | 0.4 | 0.35 | 0.23 | 36.34 | 1466.199 | 1.08
D | 4002 | 2023-03-28 | 24 | OFF | 23.17 | 11.57 | 0.13 | 0.02 | 0.59 | 0 | 0 | 0.05 | -0.98 | -0.26 | 0 |  | 0.4 | 0.35 | 0.23 | 35.27 | 1313.797 | 0.74
D | 4002 | 2023-03-29 | 1 | OFF | 22.34 | 11.57 | 0.24 | 0.04 | 0.05 | 0 | 0 | -0.01 | -0.06 | -0.26 | 0 |  | 0.4 | 0.35 | 0.23 | 34.89 | 1048.436 | 0.33
D | 4002 | 2023-03-29 | 2 | OFF | 22.62 | 11.57 | 0.24 | 0.04 | 0 | 0 | 0 | -0.01 | -0.04 | -0.26 | 0 |  | 0.4 | 0.35 | 0.23 | 35.14 | 1027.797 | 0.28
D | 4002 | 2023-03-29 | 3 | OFF | 21.47 | 11.57 | 0.24 | 0.04 | 0 | 0 | 0 | 0.01 | -0.03 | -0.26 | 0 |  | 0.4 | 0.35 | 0.23 | 34.02 | 1020.477 | 0.28
D | 4002 | 2023-03-29 | 4 | OFF | 21.65 | 11.57 | 0.24 | 0.04 | 0.05 | 0 | 0 | 0.01 | -0.05 | -0.26 | 0 |  | 0.4 | 0.35 | 0.23 | 34.23 | 1033.545 | 0.33
D | 4002 | 2023-03-29 | 5 | OFF | 22.3 | 11.57 | 0.24 | 0.04 | 0.45 | 0 | 0 | 0.01 | -0.09 | -0.26 | 0 |  | 0.4 | 0.35 | 0.23 | 35.24 | 1078.474 | 0.73
D | 4002 | 2023-03-29 | 6 | OFF | 32.49 | 11.57 | 0.24 | 0.04 | 0.38 | 0 | 0 | -0.04 | 0.16 | -0.26 | 0 |  | 0.4 | 0.35 | 0.23 | 45.56 | 1180.718 | 0.66
D | 4002 | 2023-03-29 | 7 | OFF | 46.38 | 11.57 | 0.24 | 0.04 | 0.26 | 0 | 0 | -0.01 | 0.05 | -0.26 | 0 |  | 0.4 | 0.35 | 0.23 | 59.25 | 1338.05 | 0.54
D | 4002 | 2023-03-29 | 8 | ON | 51.99 | 11.57 | 0.24 | 0.04 | 0.81 | 0.73 | 0 | 0.01 | -0.09 | -0.26 | 0 |  | 0.4 | 0.35 | 0.23 | 66.02 | 1407.992 | 1.82
D | 4002 | 2023-03-29 | 9 | ON | 33.73 | 11.57 | 0.24 | 0.04 | 0.3 | 0.77 | 0 | 0 | 0.1 | -0.26 | 0 |  | 0.4 | 0.35 | 0.23 | 47.47 | 1379.08 | 1.35
D | 4002 | 2023-03-29 | 10 | ON | 24.08 | 11.57 | 0.24 | 0.04 | 0.07 | 0.83 | 0 | -0.03 | -0.04 | -0.26 | 0 |  | 0.4 | 0.35 | 0.23 | 37.48 | 1309.504 | 1.18
D | 4002 | 2023-03-29 | 11 | ON | 22.64 | 11.57 | 0.24 | 0.04 | 0.08 | 0.88 | 0 | -0.02 | -0.01 | -0.26 | 0 |  | 0.4 | 0.35 | 0.23 | 36.14 | 1264.367 | 1.24
D | 4002 | 2023-03-29 | 12 | ON | 21.48 | 11.57 | 0.24 | 0.04 | 0.08 | 0.92 | 0 | 0 | -0.02 | -0.26 | 0 |  | 0.4 | 0.35 | 0.23 | 35.03 | 1231.135 | 1.28
D | 4002 | 2023-03-29 | 13 | ON | 20.04 | 11.57 | 0.24 | 0.04 | 0.08 | 0.95 | 0 | 0.03 | -0.01 | -0.26 | 0 |  | 0.4 | 0.35 | 0.23 | 33.66 | 1193.141 | 1.31
D | 4002 | 2023-03-29 | 14 | ON | 20.7 | 11.57 | 0.24 | 0.04 | 0.08 | 0.97 | 0 | -0.01 | -0.01 | -0.26 | 0 |  | 0.4 | 0.35 | 0.23 | 34.3 | 1170.778 | 1.33
D | 4002 | 2023-03-29 | 15 | ON | 20.42 | 11.57 | 0.24 | 0.04 | 0.09 | 0.97 | 0 | -0.02 | 0 | -0.26 | 0 |  | 0.4 | 0.35 | 0.23 | 34.03 | 1140.332 | 1.34
D | 4002 | 2023-03-29 | 16 | ON | 19.8 | 11.57 | 0.24 | 0.04 | 0.07 | 0.95 | 0 | 0.04 | 0.01 | -0.26 | 0 |  | 0.4 | 0.35 | 0.23 | 33.44 | 1147.885 | 1.3
D | 4002 | 2023-03-29 | 17 | ON | 21.79 | 11.57 | 0.24 | 0.04 | 0.13 | 0.89 | 0 | 0.01 | -0.04 | -0.26 | 0 |  | 0.4 | 0.35 | 0.23 | 35.35 | 1185.232 | 1.3
D | 4002 | 2023-03-29 | 18 | ON | 25.45 | 11.57 | 0.24 | 0.04 | 0.1 | 0.82 | 0.03 | -0.07 | 0.02 | -0.26 | 0 |  | 0.4 | 0.35 | 0.23 | 38.92 | 1270.59 | 1.23
D | 4002 | 2023-03-29 | 19 | ON | 33.71 | 11.57 | 0.24 | 0.04 | 0.17 | 0.77 | 0.14 | 0.04 | -0.04 | -0.26 | 0 |  | 0.4 | 0.35 | 0.23 | 47.36 | 1326.369 | 1.36
D | 4002 | 2023-03-29 | 20 | ON | 30.1 | 11.57 | 0.24 | 0.04 | 0.02 | 0.73 | 0 | 0.03 | -0.17 | -0.26 | 0 |  | 0.4 | 0.35 | 0.23 | 43.28 | 1363.508 | 1.03
D | 4002 | 2023-03-29 | 21 | ON | 29.01 | 11.57 | 0.24 | 0.04 | 0.09 | 0.74 | 0 | 0.01 | -0.12 | -0.26 | 0 |  | 0.4 | 0.35 | 0.23 | 42.3 | 1326.746 | 1.11
D | 4002 | 2023-03-29 | 22 | ON | 27.51 | 11.57 | 0.24 | 0.04 | 0.11 | 0.78 | 0 | -0.02 | -0.09 | -0.26 | 0 |  | 0.4 | 0.35 | 0.23 | 40.86 | 1239.444 | 1.17
D | 4002 | 2023-03-29 | 23 | ON | 22.82 | 11.57 | 0.24 | 0.04 | 0.53 | 0.85 | 0 | 0.02 | -0.01 | -0.26 | 0 |  | 0.4 | 0.35 | 0.23 | 36.78 | 1134.516 | 1.66
D | 4002 | 2023-03-29 | 24 | OFF | 20.49 | 11.57 | 0.24 | 0.04 | 0.38 | 0 | 0 | 0 | -0.01 | -0.26 | 0 |  | 0.4 | 0.35 | 0.23 | 33.43 | 1059.667 | 0.66
D | 4002 | 2023-03-30 | 1 | OFF | 19.17 | 11.57 | 0.11 | 0.04 | 0.03 | 0 | 0 | 0.02 | -0.03 | -0.26 | 0 |  | 0.4 | 0.35 | 0.23 | 31.63 | 994.684 | 0.18
D | 4002 | 2023-03-30 | 2 | OFF | 19.14 | 11.57 | 0.11 | 0.04 | 0.05 | 0 | 0 | 0.01 | -0.03 | -0.26 | 0 |  | 0.4 | 0.35 | 0.23 | 31.61 | 977.12 | 0.2
D | 4002 | 2023-03-30 | 3 | OFF | 18.25 | 11.57 | 0.11 | 0.04 | 0.07 | 0 | 0 | 0.02 | -0.04 | -0.26 | 0 |  | 0.4 | 0.35 | 0.23 | 30.74 | 972.25 | 0.22
D | 4002 | 2023-03-30 | 4 | OFF | 17.94 | 11.57 | 0.11 | 0.04 | 0.01 | 0 | 0 | -0.01 | -0.04 | -0.26 | 0 |  | 0.4 | 0.35 | 0.23 | 30.34 | 987.873 | 0.16
D | 4002 | 2023-03-30 | 5 | OFF | 17.39 | 11.57 | 0.11 | 0.04 | 0 | 0 | 0 | 0.02 | -0.11 | -0.26 | 0 |  | 0.4 | 0.35 | 0.23 | 29.74 | 1044.249 | 0.15
D | 4002 | 2023-03-30 | 6 | OFF | 18.63 | 11.57 | 0.11 | 0.04 | 0.1 | 0 | 0 | 0 | -0.09 | -0.26 | 0 |  | 0.4 | 0.35 | 0.23 | 31.08 | 1154.707 | 0.25
D | 4002 | 2023-03-30 | 7 | OFF | 33.17 | 11.57 | 0.11 | 0.04 | 0.37 | 0 | 0.03 | 0.07 | -0.02 | -0.26 | 0 |  | 0.4 | 0.35 | 0.23 | 46.06 | 1315.455 | 0.55
D | 4002 | 2023-03-30 | 8 | ON | 50.29 | 11.57 | 0.11 | 0.04 | 1.05 | 0.73 | 0 | 0.01 | -0.15 | -0.26 | 0 |  | 0.4 | 0.35 | 0.23 | 64.37 | 1399.846 | 1.93
D | 4002 | 2023-03-30 | 9 | ON | 29.8 | 11.57 | 0.11 | 0.04 | 0.95 | 0.75 | 0 | 0.02 | 0.02 | -0.26 | 0 |  | 0.4 | 0.35 | 0.23 | 43.98 | 1410.989 | 1.85
D | 4002 | 2023-03-30 | 10 | ON | 21.02 | 11.57 | 0.11 | 0.04 | 0.13 | 0.79 | 0 | 0.07 | -0.06 | -0.26 | 0 |  | 0.4 | 0.35 | 0.23 | 34.39 | 1360.496 | 1.07
D | 4002 | 2023-03-30 | 11 | ON | 21.45 | 11.57 | 0.11 | 0.04 | 0.08 | 0.83 | 0 | 0.02 | -0.05 | -0.26 | 0 |  | 0.4 | 0.35 | 0.23 | 34.77 | 1319.939 | 1.06
D | 4002 | 2023-03-30 | 12 | ON | 21.18 | 11.57 | 0.11 | 0.04 | 0.06 | 0.86 | 0 | 0.01 | -0.04 | -0.26 | 0 |  | 0.4 | 0.35 | 0.23 | 34.51 | 1290.394 | 1.07
D | 4002 | 2023-03-30 | 13 | ON | 14.68 | 11.57 | 0.11 | 0.04 | 0.05 | 0.88 | 0 | 0.01 | -0.02 | -0.26 | 0 |  | 0.4 | 0.35 | 0.23 | 28.04 | 1262.166 | 1.08
D | 4002 | 2023-03-30 | 14 | ON | 11.2 | 11.57 | 0.11 | 0.04 | 0.06 | 0.9 | 0 | 0.01 | -0.03 | -0.26 | 0 |  | 0.4 | 0.35 | 0.23 | 24.58 | 1246.571 | 1.11
D | 4002 | 2023-03-30 | 15 | ON | 6.24 | 11.57 | 0.11 | 0.04 | 0.14 | 0.92 | 0 | 0.02 | -0.06 | -0.26 | 0 |  | 0.4 | 0.35 | 0.23 | 19.7 | 1215.763 | 1.21
D | 4002 | 2023-03-30 | 16 | ON | -8.64 | 11.57 | 0.11 | 0.04 | 0.19 | 0.9 | 0 | 0 | -0.12 | -0.26 | 0 |  | 0.4 | 0.35 | 0.23 | 4.77 | 1219.372 | 1.24
D | 4002 | 2023-03-30 | 17 | ON | 15.23 | 11.57 | 0.11 | 0.04 | 0.03 | 0.85 | 0 | 0 | -0.01 | -0.26 | 0 |  | 0.4 | 0.35 | 0.23 | 28.54 | 1252.46 | 1.03
D | 4002 | 2023-03-30 | 18 | ON | 21.42 | 11.57 | 0.11 | 0.04 | 0.07 | 0.78 | 0 | -0.01 | -0.13 | -0.26 | 0 |  | 0.4 | 0.35 | 0.23 | 34.57 | 1338.358 | 1
D | 4002 | 2023-03-30 | 19 | ON | 25.95 | 11.57 | 0.11 | 0.04 | 0.07 | 0.73 | 0 | 0.02 | -0.2 | -0.26 | 0 |  | 0.4 | 0.35 | 0.23 | 39.01 | 1408.074 | 0.95
D | 4002 | 2023-03-30 | 20 | ON | 31.99 | 11.57 | 0.11 | 0.04 | 0.09 | 0.7 | 0 | -0.01 | -0.32 | -0.26 | 0 |  | 0.4 | 0.35 | 0.23 | 44.89 | 1438.9 | 0.94
D | 4002 | 2023-03-30 | 21 | ON | 33.67 | 11.57 | 0.11 | 0.04 | 0.15 | 0.7 | 0 | -0.04 | -0.23 | -0.26 | 0 |  | 0.4 | 0.35 | 0.23 | 46.69 | 1408.845 | 1
D | 4002 | 2023-03-30 | 22 | ON | 34.5 | 11.57 | 0.11 | 0.04 | 0.06 | 0.74 | 0 | -0.02 | -0.1 | -0.26 | 0 |  | 0.4 | 0.35 | 0.23 | 47.62 | 1322.409 | 0.95
D | 4002 | 2023-03-30 | 23 | ON | 32.09 | 11.57 | 0.11 | 0.04 | 0.21 | 0.8 | 0.1 | -0.02 | -0.01 | -0.26 | 0 |  | 0.4 | 0.35 | 0.23 | 45.61 | 1219.74 | 1.26
D | 4002 | 2023-03-30 | 24 | OFF | 25.82 | 11.57 | 0.11 | 0.04 | 0.21 | 0 | 0 | -0.01 | -0.11 | -0.26 | 0 |  | 0.4 | 0.35 | 0.23 | 38.35 | 1135.363 | 0.36
D | 4002 | 2023-03-31 | 1 | OFF | 25.33 | 11.57 | 0.15 | 0.03 | 0.07 | 0 | 0 | -0.02 | -0.04 | -0.26 | 0 |  | 0.4 | 0.35 | 0.23 | 37.81 | 1093.733 | 0.25
D | 4002 | 2023-03-31 | 2 | OFF | 23.58 | 11.57 | 0.15 | 0.03 | 0.07 | 0 | 0 | -0.01 | -0.05 | -0.26 | 0 |  | 0.4 | 0.35 | 0.23 | 36.06 | 1070.198 | 0.25
D | 4002 | 2023-03-31 | 3 | OFF | 20.61 | 11.57 | 0.15 | 0.03 | 0.13 | 0 | 0 | 0 | -0.04 | -0.26 | 0 |  | 0.4 | 0.35 | 0.23 | 33.17 | 1060.135 | 0.31
D | 4002 | 2023-03-31 | 4 | OFF | 20.24 | 11.57 | 0.15 | 0.03 | 0.05 | 0 | 0 | -0.01 | -0.05 | -0.26 | 0 |  | 0.4 | 0.35 | 0.23 | 32.7 | 1066.48 | 0.23
D | 4002 | 2023-03-31 | 5 | OFF | 21.11 | 11.57 | 0.15 | 0.03 | 0.05 | 0 | 0 | -0.01 | -0.1 | -0.26 | 0 |  | 0.4 | 0.35 | 0.23 | 33.52 | 1115.448 | 0.23
D | 4002 | 2023-03-31 | 6 | OFF | 21.92 | 11.57 | 0.15 | 0.03 | 0.13 | 0 | 0 | 0 | -0.1 | -0.26 | 0 |  | 0.4 | 0.35 | 0.23 | 34.42 | 1208.644 | 0.31
D | 4002 | 2023-03-31 | 7 | OFF | 28.45 | 11.57 | 0.15 | 0.03 | 0.36 | 0 | 0 | 0.02 | -0.15 | -0.26 | 0 |  | 0.4 | 0.35 | 0.23 | 41.15 | 1350.802 | 0.54
D | 4002 | 2023-03-31 | 8 | ON | 30.51 | 11.57 | 0.15 | 0.03 | 0.31 | 0.72 | 0 | 0 | -0.23 | -0.26 | 0 |  | 0.4 | 0.35 | 0.23 | 43.78 | 1411.044 | 1.21
D | 4002 | 2023-03-31 | 9 | ON | 30.02 | 11.57 | 0.15 | 0.03 | 0.33 | 0.75 | 0 | 0 | 0.08 | -0.26 | 0 |  | 0.4 | 0.35 | 0.23 | 43.65 | 1346.449 | 1.26
D | 4002 | 2023-03-31 | 10 | ON | 19.99 | 11.57 | 0.15 | 0.03 | 0.21 | 0.8 | 0 | -0.01 | -0.03 | -0.26 | 0 |  | 0.4 | 0.35 | 0.23 | 33.43 | 1288.036 | 1.19
D | 4002 | 2023-03-31 | 11 | ON | 17.97 | 11.57 | 0.15 | 0.03 | 0.1 | 0.83 | 0 | 0.01 | -0.07 | -0.26 | 0 |  | 0.4 | 0.35 | 0.23 | 31.31 | 1281.219 | 1.11
D | 4002 | 2023-03-31 | 12 | ON | 7.79 | 11.57 | 0.15 | 0.03 | 0.12 | 0.87 | 0 | 0.02 | -0.03 | -0.26 | 0 |  | 0.4 | 0.35 | 0.23 | 21.24 | 1247.966 | 1.17
D | 4002 | 2023-03-31 | 13 | ON | 14.9 | 11.57 | 0.15 | 0.03 | 0.12 | 0.87 | 0 | 0.01 | -0.1 | -0.26 | 0 |  | 0.4 | 0.35 | 0.23 | 28.27 | 1209.592 | 1.17
D | 4002 | 2023-03-31 | 14 | ON | 18.9 | 11.57 | 0.15 | 0.03 | 0.09 | 0.85 | 0 | 0.01 | -0.06 | -0.26 | 0 |  | 0.4 | 0.35 | 0.23 | 32.26 | 1206.731 | 1.12
D | 4002 | 2023-03-31 | 15 | ON | 21.38 | 11.57 | 0.15 | 0.03 | 0.08 | 0.83 | 0 | 0.01 | -0.09 | -0.26 | 0 |  | 0.4 | 0.35 | 0.23 | 34.68 | 1218.748 | 1.09
D | 4002 | 2023-03-31 | 16 | ON | 23.88 | 11.57 | 0.15 | 0.03 | 0.08 | 0.8 | 0 | 0.01 | -0.07 | -0.26 | 0 |  | 0.4 | 0.35 | 0.23 | 37.17 | 1259.192 | 1.06
D | 4002 | 2023-03-31 | 17 | ON | 34.71 | 11.57 | 0.15 | 0.03 | 0.12 | 0.76 | 0 | 0.02 | -0.06 | -0.26 | 0 |  | 0.4 | 0.35 | 0.23 | 48.02 | 1307.435 | 1.06
D | 4002 | 2023-03-31 | 18 | ON | 28.89 | 11.57 | 0.15 | 0.03 | 0.14 | 0.74 | 0 | 0.02 | -0.18 | -0.26 | 0 |  | 0.4 | 0.35 | 0.23 | 42.08 | 1356.877 | 1.06
D | 4002 | 2023-03-31 | 19 | ON | 35.38 | 11.57 | 0.15 | 0.03 | 0.14 | 0.73 | 0.06 | 0.02 | -0.14 | -0.26 | 0 |  | 0.4 | 0.35 | 0.23 | 48.66 | 1363.947 | 1.11
D | 4002 | 2023-03-31 | 20 | ON | 35.39 | 11.57 | 0.15 | 0.03 | 0.01 | 0.73 | 0 | 0.04 | -0.02 | -0.26 | 0 |  | 0.4 | 0.35 | 0.23 | 48.62 | 1362.019 | 0.92
D | 4002 | 2023-03-31 | 21 | ON | 28.53 | 11.57 | 0.15 | 0.03 | 0.12 | 0.75 | 0.02 | 0.02 | -0.01 | -0.26 | 0 |  | 0.4 | 0.35 | 0.23 | 41.9 | 1321.327 | 1.07
D | 4002 | 2023-03-31 | 22 | ON | 30.53 | 11.57 | 0.15 | 0.03 | 0.09 | 0.79 | 0.09 | -0.01 | 0.05 | -0.26 | 0 |  | 0.4 | 0.35 | 0.23 | 44.01 | 1250.825 | 1.15
D | 4002 | 2023-03-31 | 23 | ON | 47.88 | 11.57 | 0.15 | 0.03 | 1.64 | 0.84 | 0.17 | -0.11 | 0.14 | -0.26 | 0 |  | 0.4 | 0.35 | 0.23 | 63.03 | 1164.604 | 2.83
D | 4002 | 2023-03-31 | 24 | OFF | 54.18 | 11.57 | 0.15 | 0.03 | 1.1 | 0 | 0.03 | 0 | 0.13 | -0.26 | 0 |  | 0.4 | 0.35 | 0.23 | 67.91 | 1082.479 | 1.31
743 lines